## Graph
Product Raw Data
Visible Mounted LEDs
DISCLAIMER: The data presented here are typical. Slight variations in performance data will occur from lot to lot. Please contact Technical Support with any questions regarding the use or reliability of this data.
This data may be used in publications. However, please cite Thorlabs as the source.
Additional Information:
For each mounted LED, the normalized output spectrum has been scaled to the minimum specified output power and plotted in the graph to the right. Due to variations in the manufacturing process and operating parameters such as temperature and current, the actual spectral output of any given LED will vary. Output plots are only intended to be used as a guideline.

## Spectra Scaled to Min Power
LED Item # | M415LP1 |  | M415L4 |  | M430L5 |  | M450LP2 |  | M455L4 |  | M470L5 |  | M490L4 |  | M505L5 |  | M530L4 |  | MINTL5 |  | M565L3 |  | M590L4 |  | M595L4 |  | M617L5 |  | M625L4 |  | M660L4 |  | M680L5 |  | M700L4 |  | M730L5
Min Output Power (mW) | 1640 |  | 1310 |  | 529.2 |  | 2118.1 |  | 1150 |  | 809 |  | 205 |  | 550 |  | 370 |  | 650 |  | 880 |  | 230 |  | 820 |  | 737.4 |  | 700 |  | 940 |  | 380 |  | 80 |  | 540
Scaling Constant | 101.3208 |  | 80.9331 |  | 24.803 |  | 91.882 |  | 50.5962 |  | 26.2943 |  | 6.6629 |  | 15.6819 |  | 8.9545 |  | 4.8347 |  | 7.8942 |  | 11.6689 |  | 9.8184 |  | 34.5576 |  | 29.9236 |  | 36.8093 |  | 14.498 |  | 3.3042 |  | 12.2332
Spectra | Wavelength (nm) | Spectral Flux (mW/nm) | Wavelength (nm) | Spectral Flux (mW/nm) | Wavelength (nm) | Spectral Flux (mW/nm) | Wavelength (nm) | Spectral Flux (mW/nm) | Wavelength (nm) | Spectral Flux (mW/nm) | Wavelength (nm) | Spectral Flux (mW/nm) | Wavelength (nm) | Spectral Flux (mW/nm) | Wavelength (nm) | Spectral Flux (mW/nm) | Wavelength (nm) | Spectral Flux (mW/nm) | Wavelength (nm) | Spectral Flux (mW/nm) | Wavelength (nm) | Spectral Flux (mW/nm) | Wavelength (nm) | Spectral Flux (mW/nm) | Wavelength (nm) | Spectral Flux (mW/nm) | Wavelength (nm) | Spectral Flux (mW/nm) | Wavelength (nm) | Spectral Flux (mW/nm) | Wavelength (nm) | Spectral Flux (mW/nm) | Wavelength (nm) | Spectral Flux (mW/nm) | Wavelength (nm) | Spectral Flux (mW/nm) | Wavelength (nm) | Spectral Flux (mW/nm)
| 199.9755 | 0 | 200.0376 | 0 | 196.099 | 0 | 199.76 | 0 | 200.0376 | 0 | 200.0376 | 0 | 200.0376 | 0 | 206.8387 | 0.00010692 | 200.0376 | 9.272e-05 | 350 | 0 | 199.9755 | 0 | 200.0376 | 0 | 200.0376 | 0.0070501 | 199.7603 | 0 | 200.0376 | 0.010188 | 199.9755 | 0 | 196.7404 | 0 | 200.0376 | 0 | 200.0376 | 0
| 200.1769 | 0 | 200.2403 | 0 | 196.3068 | 0 | 199.96 | 0 | 200.2403 | 0 | 200.2403 | 0 | 200.2403 | 0 | 207.0456 | -9.1484e-06 | 200.2403 | 0 | 351 | 0 | 200.1769 | 0 | 200.2403 | 0 | 200.2403 | 0.002645 | 199.9619 | 0 | 200.2403 | 0 | 200.1769 | 0 | 196.9482 | 0 | 200.2403 | 0 | 200.2403 | 0
| 200.3784 | 0 | 200.443 | 0 | 196.5146 | 0 | 200.16 | 0 | 200.443 | 0 | 200.443 | 0 | 200.443 | 0 | 207.2524 | 0.00014774 | 200.443 | 0.00011827 | 352 | 0 | 200.3784 | 0 | 200.443 | 0 | 200.443 | 0.0066838 | 200.1636 | 0 | 200.443 | 0.0075863 | 200.3784 | 0 | 197.1559 | 0 | 200.443 | 0 | 200.443 | 0
| 200.5799 | 0 | 200.6458 | 0 | 196.7224 | 0 | 200.37 | 0 | 200.6458 | 0 | 200.6458 | 0 | 200.6458 | 0 | 207.4593 | 1.774e-05 | 200.6458 | 0 | 353 | 0 | 200.5799 | 0 | 200.6458 | 0 | 200.6458 | -0.0032316 | 200.3652 | 0 | 200.6458 | 0 | 200.5799 | 0 | 197.3637 | 0 | 200.6458 | 0 | 200.6458 | 0
| 200.7814 | 0 | 200.8485 | 0 | 196.9302 | 0 | 200.57 | 0 | 200.8485 | 0 | 200.8485 | 0 | 200.8485 | 0 | 207.6662 | 0.00010577 | 200.8485 | 0.00014652 | 354 | 0 | 200.7814 | 0 | 200.8485 | 0 | 200.8485 | -0.00017013 | 200.5669 | 0 | 200.8485 | 0.014595 | 200.7814 | 0 | 197.5715 | 0 | 200.8485 | 0 | 200.8485 | 0
| 200.9829 | 0 | 201.0513 | 0 | 197.1381 | 0 | 200.77 | 0 | 201.0513 | 0 | 201.0513 | 0 | 201.0513 | 0 | 207.8732 | -5.7459e-06 | 201.0513 | 0 | 355 | 0 | 200.9829 | 0 | 201.0513 | 0 | 201.0513 | -0.005014 | 200.7686 | 0 | 201.0513 | 0 | 200.9829 | 0 | 197.7793 | 0 | 201.0513 | 0 | 201.0513 | 0
| 201.1845 | 0 | 201.2541 | 0 | 197.3459 | 0 | 200.97 | 0 | 201.2541 | 0 | 201.2541 | 0 | 201.2541 | 0 | 208.0801 | 0.00012835 | 201.2541 | 0.00011284 | 356 | 0 | 201.1845 | 0 | 201.2541 | 0 | 201.2541 | 0.0073974 | 200.9704 | 0 | 201.2541 | 0.0062735 | 201.1845 | 0 | 197.9871 | 0 | 201.2541 | 0 | 201.2541 | 0
| 201.3861 | 0 | 201.4569 | 0 | 197.5538 | 0 | 201.17 | 0 | 201.4569 | 0 | 201.4569 | 0 | 201.4569 | 0 | 208.287 | -2.5191e-05 | 201.4569 | 0 | 357 | 0 | 201.3861 | 0 | 201.4569 | 0 | 201.4569 | 0.0034035 | 201.1721 | 0 | 201.4569 | 0 | 201.3861 | 0 | 198.1949 | 0 | 201.4569 | 0 | 201.4569 | 0
| 201.5876 | 0 | 201.6598 | 0 | 197.7617 | 0 | 201.37 | 0 | 201.6597 | 0 | 201.6597 | 0 | 201.6597 | 0 | 208.494 | 0.0001232 | 201.6597 | 0.00016062 | 358 | 0 | 201.5876 | 0 | 201.6597 | 0 | 201.6597 | 0.0030148 | 201.3738 | 0 | 201.6597 | 0.013939 | 201.5876 | 0 | 198.4027 | 0 | 201.6597 | 0 | 201.6597 | 0
| 201.7893 | 0 | 201.8626 | 0 | 197.9695 | 0 | 201.58 | 0 | 201.8626 | 0 | 201.8626 | 0 | 201.8626 | 0 | 208.7009 | 2.4141e-05 | 201.8626 | 0 | 359 | 0 | 201.7892 | 0 | 201.8626 | 0 | 201.8626 | 0.0027744 | 201.5756 | 0 | 201.8626 | 0 | 201.7893 | 0 | 198.6105 | 0 | 201.8626 | 0 | 201.8626 | 0
| 201.9909 | 0 | 202.0655 | 0 | 198.1774 | 0 | 201.78 | 0 | 202.0655 | 0 | 202.0655 | 0 | 202.0655 | 0 | 208.9079 | 0.00013334 | 202.0655 | 0.00026204 | 360 | 0 | 201.9909 | 0 | 202.0655 | 0 | 202.0655 | 0.0065791 | 201.7774 | 0 | 202.0655 | 0.018612 | 201.9909 | 0 | 198.8184 | 0 | 202.0655 | 0 | 202.0655 | 0
| 202.1925 | 0 | 202.2683 | 0 | 198.3853 | 0 | 201.98 | 0 | 202.2683 | 0 | 202.2683 | 0 | 202.2683 | 0 | 209.1149 | -7.3388e-06 | 202.2683 | 0 | 361 | 0 | 202.1925 | 0 | 202.2683 | 0 | 202.2683 | 0.00081955 | 201.9792 | 0 | 202.2683 | 0 | 202.1925 | 0 | 199.0262 | 0 | 202.2683 | 0 | 202.2683 | 0
| 202.3942 | 0 | 202.4712 | 0 | 198.5933 | 0 | 202.18 | 0 | 202.4712 | 0 | 202.4712 | 0 | 202.4712 | 0 | 209.3219 | 0.00012639 | 202.4712 | 0.00013886 | 362 | 0 | 202.3942 | 0 | 202.4712 | 0 | 202.4713 | 0.0056581 | 202.181 | 0 | 202.4712 | 0.0080759 | 202.3942 | 0 | 199.2341 | 0 | 202.4712 | 0 | 202.4712 | 0
| 202.5959 | 0 | 202.6742 | 0 | 198.8012 | 0 | 202.38 | 0 | 202.6742 | 0 | 202.6742 | 0 | 202.6742 | 0 | 209.5289 | 4.7572e-06 | 202.6742 | 0 | 363 | 0 | 202.5959 | 0 | 202.6742 | 0 | 202.6742 | -0.002502 | 202.3828 | 0 | 202.6742 | 0 | 202.5959 | 0 | 199.442 | 0 | 202.6742 | 0 | 202.6742 | 0
| 202.7976 | 0 | 202.8771 | 0 | 199.0091 | 0 | 202.58 | 0 | 202.8771 | 0 | 202.8771 | 0 | 202.8771 | 0 | 209.7359 | 0.0001321 | 202.8771 | 0.00017666 | 364 | 0 | 202.7976 | 0 | 202.8771 | 0 | 202.8771 | 0.0051276 | 202.5846 | 0 | 202.8771 | 0.014887 | 202.7976 | 0 | 199.6499 | 0 | 202.8771 | 0 | 202.8771 | 0
| 202.9993 | 0 | 203.08 | 0 | 199.2171 | 0 | 202.79 | 0 | 203.0801 | 0 | 203.0801 | 0 | 203.0801 | 0 | 209.943 | 1.5376e-05 | 203.08 | 0 | 365 | 0 | 202.9993 | 0 | 203.0801 | 0 | 203.08 | -0.00099541 | 202.7865 | 0 | 203.08 | 0 | 202.9993 | 0 | 199.8578 | 0 | 203.0801 | 0 | 203.0801 | 0
| 203.201 | 0 | 203.283 | 0 | 199.425 | 0 | 202.99 | 0 | 203.283 | 0 | 203.283 | 0 | 203.283 | 0 | 210.15 | 0.00013231 | 203.283 | 0.00010377 | 366 | 0 | 203.201 | 0 | 203.283 | 0 | 203.283 | 0.0047583 | 202.9884 | 0 | 203.283 | 0.010229 | 203.201 | 0 | 200.0657 | 0 | 203.283 | 0 | 203.283 | 0
| 203.4028 | 0 | 203.486 | 0 | 199.633 | 0 | 203.19 | 0 | 203.486 | 0 | 203.486 | 0 | 203.486 | 0 | 210.3571 | -2.6796e-05 | 203.486 | 0 | 367 | 0 | 203.4028 | 0 | 203.486 | 0 | 203.486 | -0.0013546 | 203.1902 | 0 | 203.486 | 0 | 203.4028 | 0 | 200.2736 | 0 | 203.486 | 0 | 203.486 | 0
| 203.6045 | 0 | 203.689 | 0 | 199.841 | 0 | 203.39 | 0 | 203.689 | 0 | 203.689 | 0 | 203.689 | 0 | 210.5641 | 0.00012236 | 203.689 | 0.00016081 | 368 | 0 | 203.6046 | 0 | 203.689 | 0 | 203.689 | 0.0086641 | 203.3921 | 0 | 203.689 | 0.012991 | 203.6045 | 0 | 200.4815 | 0 | 203.689 | 0 | 203.689 | 0
| 203.8064 | 0 | 203.892 | 0 | 200.049 | 0 | 203.59 | 0 | 203.892 | 0 | 203.892 | 0 | 203.892 | 0 | 210.7712 | 1.3841e-05 | 203.892 | 0 | 369 | 0 | 203.8063 | 0 | 203.892 | 0 | 203.892 | -0.0037178 | 203.594 | 0 | 203.892 | 0 | 203.8064 | 0 | 200.6895 | 0 | 203.892 | 0 | 203.892 | 0
| 204.0082 | 0 | 204.0951 | 0 | 200.257 | 0 | 203.8 | 0 | 204.0951 | 0 | 204.0951 | 0 | 204.0951 | 0 | 210.9783 | 0.00011875 | 204.0951 | 0.0001648 | 370 | 0 | 204.0082 | 0 | 204.0951 | 0 | 204.0951 | 0.01356 | 203.796 | 0 | 204.0951 | 0.013781 | 204.0082 | 0 | 200.8974 | 0 | 204.0951 | 0 | 204.0951 | 0
| 204.21 | 0 | 204.2981 | 0 | 200.465 | 0 | 204 | 0 | 204.2981 | 0 | 204.2981 | 0 | 204.2981 | 0 | 211.1855 | 1.9216e-05 | 204.2981 | 0 | 371 | 0 | 204.21 | 0 | 204.2981 | 0 | 204.2981 | 0.00048952 | 203.9979 | 0 | 204.2981 | 0 | 204.21 | 0 | 201.1054 | 0 | 204.2981 | 0 | 204.2981 | 0
| 204.4118 | 0 | 204.5012 | 0 | 200.673 | 0 | 204.2 | 0 | 204.5012 | 0 | 204.5012 | 0 | 204.5012 | 0 | 211.3926 | 0.00011984 | 204.5012 | 9.7014e-05 | 372 | 0 | 204.4118 | 0 | 204.5012 | 0 | 204.5012 | 0.0048661 | 204.1998 | 0 | 204.5012 | 0.0076089 | 204.4118 | 0 | 201.3134 | 0 | 204.5012 | 0 | 204.5012 | 0
| 204.6137 | 0 | 204.7043 | 0 | 200.8811 | 0 | 204.4 | 0 | 204.7043 | 0 | 204.7043 | 0 | 204.7043 | 0 | 211.5997 | -9.0179e-06 | 204.7043 | 0 | 373 | 0 | 204.6137 | 0 | 204.7043 | 0 | 204.7043 | 0.0003387 | 204.4018 | 0 | 204.7043 | 0 | 204.6137 | 0 | 201.5213 | 0 | 204.7043 | 0 | 204.7043 | 0
| 204.8156 | 0 | 204.9074 | 0 | 201.0891 | 0 | 204.6 | 0 | 204.9074 | 0 | 204.9074 | 0 | 204.9074 | 0 | 211.8069 | 0.00011778 | 204.9074 | 0.00025635 | 374 | 0 | 204.8156 | 0 | 204.9074 | 0 | 204.9074 | 0.0018845 | 204.6038 | 0 | 204.9074 | 0.013986 | 204.8156 | 0 | 201.7293 | 0 | 204.9074 | 0 | 204.9074 | 0
| 205.0175 | 0 | 205.1105 | 0 | 201.2972 | 0 | 204.81 | 0 | 205.1105 | 0 | 205.1105 | 0 | 205.1105 | 0 | 212.014 | 1.9576e-05 | 205.1105 | 0 | 375 | 0 | 205.0175 | 0 | 205.1105 | 0 | 205.1105 | 0.0022329 | 204.8058 | 0 | 205.1105 | 0 | 205.0175 | 0 | 201.9373 | 0 | 205.1105 | 0 | 205.1105 | 0
| 205.2194 | 0 | 205.3136 | 0 | 201.5052 | 0 | 205.01 | 0 | 205.3136 | 0 | 205.3136 | 0 | 205.3136 | 0 | 212.2212 | 0.00010548 | 205.3136 | 0.0001408 | 376 | 0 | 205.2194 | 0 | 205.3136 | 0 | 205.3136 | 0.007106 | 205.0078 | 0 | 205.3136 | 0.0079424 | 205.2194 | 0 | 202.1454 | 0 | 205.3136 | 0 | 205.3136 | 0
| 205.4214 | 0 | 205.5168 | 0 | 201.7133 | 0 | 205.21 | 0 | 205.5168 | 0 | 205.5168 | 0 | 205.5168 | 0 | 212.4284 | 4.1109e-05 | 205.5168 | 0 | 377 | 0 | 205.4214 | 0 | 205.5168 | 0 | 205.5168 | -0.00026748 | 205.2098 | 0 | 205.5168 | 0 | 205.4214 | 0 | 202.3534 | 0 | 205.5168 | 0 | 205.5168 | 0
| 205.6233 | 0 | 205.72 | 0 | 201.9214 | 0 | 205.41 | 0 | 205.72 | 0 | 205.72 | 0 | 205.72 | 0 | 212.6356 | 0.00011846 | 205.72 | 0.00010775 | 378 | 0 | 205.6233 | 0 | 205.72 | 0 | 205.72 | 0.013796 | 205.4118 | 0 | 205.72 | 0.011102 | 205.6233 | 0 | 202.5614 | 0 | 205.72 | 0 | 205.72 | 0
| 205.8253 | 0 | 205.9232 | 0 | 202.1295 | 0 | 205.61 | 0 | 205.9232 | 0 | 205.9232 | 0 | 205.9232 | 0 | 212.8428 | -1.5371e-05 | 205.9232 | 0 | 379 | 0 | 205.8253 | 0 | 205.9232 | 0 | 205.9232 | -0.0022339 | 205.6139 | 0 | 205.9232 | 0 | 205.8253 | 0 | 202.7695 | 0 | 205.9232 | 0 | 205.9232 | 0
| 206.0273 | 0 | 206.1264 | 0 | 202.3376 | 0 | 205.82 | 0 | 206.1264 | 0 | 206.1264 | 0 | 206.1264 | 0 | 213.05 | 0.0001034 | 206.1264 | 0.00022391 | 380 | 0 | 206.0273 | 0 | 206.1264 | 0 | 206.1264 | 0.0027534 | 205.816 | 0 | 206.1264 | 0.011231 | 206.0273 | 0 | 202.9775 | 0 | 206.1264 | 0 | 206.1264 | 0
| 206.2293 | 0 | 206.3296 | 0 | 202.5458 | 0 | 206.02 | 0 | 206.3296 | 0 | 206.3296 | 0 | 206.3296 | 0 | 213.2573 | 1.8747e-05 | 206.3296 | 0 | 381 | 0 | 206.2293 | 0 | 206.3296 | 0 | 206.3296 | -0.0011993 | 206.0181 | 0 | 206.3296 | 0 | 206.2293 | 0 | 203.1856 | 0 | 206.3296 | 0 | 206.3296 | 0
| 206.4314 | 0 | 206.5328 | 0 | 202.7539 | 0 | 206.22 | 0 | 206.5328 | 0 | 206.5328 | 0 | 206.5328 | 0 | 213.4645 | 0.00014006 | 206.5328 | 9.537e-05 | 382 | 0 | 206.4314 | 0 | 206.5328 | 0 | 206.5328 | 0.0016222 | 206.2202 | 0 | 206.5328 | 0.01029 | 206.4314 | 0 | 203.3937 | 0 | 206.5328 | 0 | 206.5328 | 0
| 206.6334 | 0 | 206.7361 | 0 | 202.962 | 0 | 206.42 | 0 | 206.7361 | 0 | 206.7361 | 0 | 206.7361 | 0 | 213.6718 | 3.6972e-06 | 206.7361 | 0 | 383 | 0 | 206.6334 | 0 | 206.7361 | 0 | 206.7361 | 0.0046087 | 206.4223 | 0 | 206.7361 | 0 | 206.6334 | 0 | 203.6017 | 0 | 206.7361 | 0 | 206.7361 | 0
| 206.8355 | 0 | 206.9394 | 0 | 203.1702 | 0 | 206.62 | 0 | 206.9394 | 0 | 206.9394 | 0 | 206.9394 | 0 | 213.8791 | 8.975e-05 | 206.9394 | 0.00015126 | 384 | 0 | 206.8355 | 0 | 206.9394 | 0 | 206.9394 | 0.0025178 | 206.6244 | 0 | 206.9394 | 0.0084506 | 206.8355 | 0 | 203.8098 | 0 | 206.9394 | 0 | 206.9394 | 0
| 207.0376 | 0 | 207.1427 | 0 | 203.3784 | 0 | 206.83 | 0 | 207.1427 | 0 | 207.1427 | 0 | 207.1427 | 0 | 214.0864 | 1.1765e-05 | 207.1427 | 0 | 385 | 0 | 207.0376 | 0 | 207.1427 | 0 | 207.1427 | -0.0028854 | 206.8265 | 0 | 207.1427 | 0 | 207.0376 | 0 | 204.018 | 0 | 207.1427 | 0 | 207.1427 | 0
| 207.2397 | 0 | 207.346 | 0 | 203.5866 | 0 | 207.03 | 0 | 207.346 | 0 | 207.346 | 0 | 207.346 | 0 | 214.2937 | 0.0001261 | 207.346 | 0.00010697 | 386 | 0 | 207.2397 | 0 | 207.346 | 0 | 207.346 | -0.0001111 | 207.0287 | 0 | 207.346 | 0.0047905 | 207.2397 | 0 | 204.2261 | 0 | 207.346 | 0 | 207.346 | 0
| 207.4418 | 0 | 207.5493 | 0 | 203.7948 | 0 | 207.23 | 0 | 207.5493 | 0 | 207.5493 | 0 | 207.5493 | 0 | 214.501 | 2.2747e-05 | 207.5493 | 0 | 387 | 0 | 207.4418 | 0 | 207.5493 | 0 | 207.5493 | -0.0020153 | 207.2308 | 0 | 207.5493 | 0 | 207.4418 | 0 | 204.4342 | 0 | 207.5493 | 0 | 207.5493 | 0
| 207.644 | 0 | 207.7526 | 0 | 204.003 | 0 | 207.43 | 0 | 207.7526 | 0 | 207.7526 | 0 | 207.7526 | 0 | 214.7083 | 8.9155e-05 | 207.7526 | 7.9911e-05 | 388 | 0 | 207.644 | 0 | 207.7526 | 0 | 207.7526 | 0.010762 | 207.433 | 0 | 207.7526 | 0.010682 | 207.644 | 0 | 204.6423 | 0 | 207.7526 | 0 | 207.7526 | 0
| 207.8462 | 0 | 207.956 | 0 | 204.2112 | 0 | 207.64 | 0 | 207.956 | 0 | 207.956 | 0 | 207.956 | 0 | 214.9156 | 1.2267e-05 | 207.956 | 0 | 389 | 0 | 207.8462 | 0 | 207.956 | 0 | 207.956 | -0.0040167 | 207.6352 | 0 | 207.956 | 0 | 207.8462 | 0 | 204.8505 | 0 | 207.956 | 0 | 207.956 | 0
| 208.0483 | 0 | 208.1594 | 0 | 204.4194 | 0 | 207.84 | 0 | 208.1594 | 0 | 208.1594 | 0 | 208.1594 | 0 | 215.123 | 0.00010625 | 208.1594 | 8.9887e-05 | 390 | 0 | 208.0483 | 0 | 208.1594 | 0 | 208.1594 | 0.010408 | 207.8374 | 0 | 208.1594 | 0.010883 | 208.0483 | 0 | 205.0587 | 0 | 208.1594 | 0 | 208.1594 | 0
| 208.2506 | 0 | 208.3628 | 0 | 204.6276 | 0 | 208.04 | 0 | 208.3628 | 0 | 208.3628 | 0 | 208.3628 | 0 | 215.3304 | 8.6808e-06 | 208.3628 | 0 | 391 | 0 | 208.2506 | 0 | 208.3628 | 0 | 208.3628 | 0.0025498 | 208.0397 | 0 | 208.3628 | 0 | 208.2506 | 0 | 205.2668 | 0 | 208.3628 | 0 | 208.3628 | 0
| 208.4528 | 0 | 208.5662 | 0 | 204.8359 | 0 | 208.24 | 0 | 208.5662 | 0 | 208.5662 | 0 | 208.5662 | 0 | 215.5378 | 0.00010763 | 208.5662 | 0.00016936 | 392 | 0 | 208.4528 | 0 | 208.5662 | 0 | 208.5662 | -0.0069905 | 208.2419 | 0 | 208.5662 | 0.0069746 | 208.4528 | 0 | 205.475 | 0 | 208.5662 | 0 | 208.5662 | 0
| 208.655 | 0 | 208.7696 | 0 | 205.0441 | 0 | 208.44 | 0 | 208.7696 | 0 | 208.7696 | 0 | 208.7696 | 0 | 215.7451 | 1.4924e-05 | 208.7696 | 0 | 393 | 0 | 208.655 | 0 | 208.7696 | 0 | 208.7696 | -0.0052426 | 208.4442 | 0 | 208.7696 | 0 | 208.655 | 0 | 205.6832 | 0 | 208.7696 | 0 | 208.7696 | 0
| 208.8573 | 0 | 208.9731 | 0 | 205.2524 | 0 | 208.65 | 0 | 208.9731 | 0 | 208.9731 | 0 | 208.9731 | 0 | 215.9525 | 0.00013484 | 208.9731 | 0.00012486 | 394 | 0 | 208.8573 | 0 | 208.9731 | 0 | 208.9731 | 0.0074446 | 208.6464 | 0 | 208.9731 | 0.012537 | 208.8573 | 0 | 205.8914 | 0 | 208.9731 | 0 | 208.9731 | 0
| 209.0596 | 0 | 209.1765 | 0 | 205.4607 | 0 | 208.85 | 0 | 209.1765 | 0 | 209.1765 | 0 | 209.1765 | 0 | 216.1599 | 1.1131e-05 | 209.1765 | 0 | 395 | 0 | 209.0596 | 0 | 209.1765 | 0 | 209.1765 | -0.001124 | 208.8487 | 0 | 209.1765 | 0 | 209.0596 | 0 | 206.0996 | 0 | 209.1765 | 0 | 209.1765 | 0
| 209.2619 | 0 | 209.38 | 0 | 205.669 | 0 | 209.05 | 0 | 209.38 | 0 | 209.38 | 0 | 209.38 | 0 | 216.3674 | 0.00011111 | 209.38 | 0.00017317 | 396 | 0.00057976 | 209.2619 | 0 | 209.38 | 0 | 209.38 | 0.0017267 | 209.051 | 0 | 209.38 | 0.011346 | 209.2619 | 0 | 206.3079 | 0 | 209.38 | 0 | 209.38 | 0
| 209.4642 | 0 | 209.5835 | 0 | 205.8773 | 0 | 209.25 | 0 | 209.5835 | 0 | 209.5835 | 0 | 209.5835 | 0 | 216.5748 | -4.5849e-05 | 209.5835 | 0 | 397 | 0.0026404 | 209.4642 | 0 | 209.5835 | 0 | 209.5835 | -0.00037124 | 209.2533 | 0 | 209.5835 | 0 | 209.4642 | 0 | 206.5161 | 0 | 209.5835 | 0 | 209.5835 | 0
| 209.6665 | 0 | 209.787 | 0 | 206.0856 | 0 | 209.46 | 0 | 209.787 | 0 | 209.787 | 0 | 209.787 | 0 | 216.7823 | 0.00013136 | 209.787 | 0.00015482 | 398 | 0.0047011 | 209.6665 | 0 | 209.787 | 0 | 209.787 | 0.0084569 | 209.4556 | 0 | 209.787 | 0.0088583 | 209.6665 | 0 | 206.7244 | 0 | 209.787 | 0 | 209.787 | 0
| 209.8689 | 0 | 209.9905 | 0 | 206.2939 | 0 | 209.66 | 0 | 209.9905 | 0 | 209.9905 | 0 | 209.9905 | 0 | 216.9897 | -4.0547e-06 | 209.9905 | 0 | 399 | 0.0067617 | 209.8689 | 0 | 209.9905 | 0 | 209.9905 | 0.0026826 | 209.658 | 0 | 209.9905 | 0 | 209.8689 | 0 | 206.9326 | 0 | 209.9905 | 0 | 209.9905 | 0
| 210.0712 | 0 | 210.1941 | 0 | 206.5023 | 0 | 209.86 | 0 | 210.1941 | 0 | 210.1941 | 0 | 210.1941 | 0 | 217.1972 | 0.00013843 | 210.1941 | 0.00016937 | 400 | 0.0088224 | 210.0712 | 0 | 210.1941 | 0 | 210.1941 | 0.0063555 | 209.8603 | 0 | 210.1941 | 0.012057 | 210.0712 | 0 | 207.1409 | 0 | 210.1941 | 0 | 210.1941 | 0
| 210.2736 | 0 | 210.3977 | 0 | 206.7106 | 0 | 210.06 | 0 | 210.3977 | 0 | 210.3977 | 0 | 210.3977 | 0 | 217.4047 | 6.4211e-06 | 210.3977 | 0 | 401 | 0.013601 | 210.2736 | 0 | 210.3977 | 0 | 210.3977 | -8.5903e-05 | 210.0627 | 0 | 210.3977 | 0 | 210.2736 | 0 | 207.3492 | 0 | 210.3977 | 0 | 210.3977 | 0
| 210.476 | 0 | 210.6012 | 0 | 206.919 | 0 | 210.27 | 0 | 210.6012 | 0 | 210.6012 | 0 | 210.6012 | 0 | 217.6122 | 0.00010094 | 210.6012 | 0.00019261 | 402 | 0.01838 | 210.476 | 0 | 210.6012 | 0 | 210.6012 | 0.0091271 | 210.2651 | 0 | 210.6012 | 0.012578 | 210.476 | 0 | 207.5575 | 0 | 210.6012 | 0 | 210.6012 | 0
| 210.6785 | 0 | 210.8048 | 0 | 207.1274 | 0 | 210.47 | 0 | 210.8048 | 0 | 210.8048 | 0 | 210.8048 | 0 | 217.8197 | 1.4719e-05 | 210.8048 | 0 | 403 | 0.023159 | 210.6785 | 0 | 210.8048 | 0 | 210.8048 | 0.00031688 | 210.4675 | 0 | 210.8048 | 0 | 210.6785 | 0 | 207.7658 | 0 | 210.8048 | 0 | 210.8048 | 0
| 210.8809 | 0 | 211.0085 | 0 | 207.3357 | 0 | 210.67 | 0 | 211.0085 | 0 | 211.0085 | 0 | 211.0085 | 0 | 218.0273 | 0.0001204 | 211.0085 | 0.00020094 | 404 | 0.030702 | 210.8809 | 0 | 211.0085 | 0 | 211.0085 | 0.0045184 | 210.6699 | 0 | 211.0085 | 0.016824 | 210.8809 | 0 | 207.9741 | 0 | 211.0085 | 0 | 211.0085 | 0
| 211.0834 | 0 | 211.2121 | 0 | 207.5441 | 0 | 210.87 | 0 | 211.2121 | 0 | 211.2121 | 0 | 211.2121 | 0 | 218.2348 | 1.4675e-05 | 211.2121 | 0 | 405 | 0.044994 | 211.0834 | 0 | 211.2121 | 0 | 211.2121 | -0.001798 | 210.8723 | 0 | 211.2121 | 0 | 211.0834 | 0 | 208.1824 | 0 | 211.2121 | 0 | 211.2121 | 0
| 211.2859 | 0 | 211.4157 | 0 | 207.7525 | 0 | 211.07 | 0 | 211.4157 | 0 | 211.4157 | 0 | 211.4157 | 0 | 218.4423 | 9.2688e-05 | 211.4157 | 0.00011213 | 406 | 0.059286 | 211.2859 | 0 | 211.4157 | 0 | 211.4157 | 0.00042889 | 211.0748 | 0 | 211.4157 | 0.010651 | 211.2859 | 0 | 208.3907 | 0 | 211.4157 | 0 | 211.4157 | 0
| 211.4884 | 0 | 211.6194 | 0 | 207.9609 | 0 | 211.28 | 0 | 211.6194 | 0 | 211.6194 | 0 | 211.6194 | 0 | 218.6499 | -9.171e-06 | 211.6194 | 0 | 407 | 0.073579 | 211.4884 | 0 | 211.6194 | 0 | 211.6194 | -0.0047947 | 211.2772 | 0 | 211.6194 | 0 | 211.4884 | 0 | 208.5991 | 0 | 211.6194 | 0 | 211.6194 | 0
| 211.6909 | 0 | 211.8231 | 0 | 208.1694 | 0 | 211.48 | 0 | 211.8231 | 0 | 211.8231 | 0 | 211.8231 | 0 | 218.8575 | 0.00011328 | 211.8231 | 7.7666e-05 | 408 | 0.087871 | 211.6909 | 0 | 211.8231 | 0 | 211.8231 | 0.0039011 | 211.4797 | 0 | 211.8231 | 0.0052699 | 211.6909 | 0 | 208.8074 | 0 | 211.8231 | 0 | 211.8231 | 0
| 211.8934 | 0 | 212.0268 | 0 | 208.3778 | 0 | 211.68 | 0 | 212.0268 | 0 | 212.0268 | 0 | 212.0268 | 0 | 219.0651 | 2.0028e-06 | 212.0268 | 2.1505e-06 | 409 | 0.10216 | 211.8934 | 0 | 212.0268 | 0 | 212.0268 | 0.0019189 | 211.6822 | 0 | 212.0268 | 0 | 211.8934 | 0 | 209.0158 | 0 | 212.0268 | 0 | 212.0268 | 0
| 212.096 | 0 | 212.2305 | 0 | 208.5863 | 0 | 211.88 | 0 | 212.2305 | 0 | 212.2305 | 0 | 212.2305 | 0 | 219.2727 | 7.9361e-05 | 212.2305 | 8.5847e-05 | 410 | 0.11723 | 212.096 | 0 | 212.2305 | 0 | 212.2305 | 0.0093326 | 211.8847 | 0 | 212.2305 | 0.0090361 | 212.096 | 0 | 209.2242 | 0 | 212.2305 | 0 | 212.2305 | 0
| 212.2986 | 0 | 212.4342 | 0 | 208.7947 | 0 | 212.09 | 0 | 212.4342 | 0 | 212.4342 | 0 | 212.4342 | 0 | 219.4803 | 1.1281e-05 | 212.4342 | 0 | 411 | 0.13865 | 212.2986 | 0 | 212.4342 | 0 | 212.4342 | 6.4726e-05 | 212.0872 | 0 | 212.4342 | 0 | 212.2986 | 0 | 209.4326 | 0 | 212.4342 | 0 | 212.4342 | 0
| 212.5012 | 0 | 212.638 | 0 | 209.0032 | 0 | 212.29 | 0 | 212.638 | 0 | 212.638 | 0 | 212.638 | 0 | 219.6879 | 0.00013926 | 212.638 | 9.1069e-05 | 412 | 0.16008 | 212.5012 | 0 | 212.638 | 0 | 212.638 | 0.010681 | 212.2897 | 0 | 212.638 | 0.013468 | 212.5012 | 0 | 209.6409 | 0 | 212.638 | 0 | 212.638 | 0
| 212.7038 | 0 | 212.8417 | 0 | 209.2117 | 0 | 212.49 | 0 | 212.8418 | 0 | 212.8418 | 0 | 212.8418 | 0 | 219.8956 | -7.1203e-06 | 212.8417 | 0 | 413 | 0.18151 | 212.7038 | 0 | 212.8418 | 0 | 212.8418 | -0.0029369 | 212.4922 | 0 | 212.8417 | 0 | 212.7038 | 0 | 209.8494 | 0 | 212.8418 | 0 | 212.8418 | 0
| 212.9064 | 0 | 213.0455 | 0 | 209.4202 | 0 | 212.69 | 0 | 213.0455 | 0 | 213.0455 | 0 | 213.0455 | 0 | 220.1032 | 0.0001398 | 213.0455 | 5.1524e-05 | 414 | 0.20199 | 212.9064 | 0 | 213.0455 | 0 | 213.0455 | 0.0080488 | 212.6948 | 0 | 213.0455 | 0.0014706 | 212.9064 | 0 | 210.0578 | 0 | 213.0455 | 0 | 213.0455 | 0
| 213.1091 | 0 | 213.2493 | 0 | 209.6287 | 0 | 212.9 | 0 | 213.2493 | 0 | 213.2493 | 0 | 213.2493 | 0 | 220.3109 | 4.0202e-05 | 213.2493 | 0 | 415 | 0.22104 | 213.1091 | 0 | 213.2493 | 0 | 213.2493 | -0.004774 | 212.8974 | 0 | 213.2493 | 0 | 213.1091 | 0 | 210.2662 | 0 | 213.2493 | 0 | 213.2493 | 0
| 213.3117 | 0 | 213.4532 | 0 | 209.8372 | 0 | 213.1 | 0 | 213.4532 | 0 | 213.4532 | 0 | 213.4532 | 0 | 220.5186 | 0.00014878 | 213.4532 | 0.00023803 | 416 | 0.24009 | 213.3117 | 0 | 213.4532 | 0 | 213.4532 | 0.0048074 | 213.0999 | 0 | 213.4532 | 0.0097574 | 213.3117 | 0 | 210.4746 | 0 | 213.4532 | 0 | 213.4532 | 0
| 213.5144 | 0 | 213.657 | 0 | 210.0457 | 0 | 213.3 | 0 | 213.657 | 0 | 213.657 | 0 | 213.657 | 0 | 220.7262 | 5.4332e-06 | 213.657 | 0 | 417 | 0.25914 | 213.5144 | 0 | 213.657 | 0 | 213.657 | 0.00074951 | 213.3025 | 0 | 213.657 | 0 | 213.5144 | 0 | 210.6831 | 0 | 213.657 | 0 | 213.657 | 0
| 213.7171 | 0 | 213.8608 | 0 | 210.2542 | 0 | 213.51 | 0 | 213.8608 | 0 | 213.8608 | 0 | 213.8608 | 0 | 220.9339 | 0.00011243 | 213.8608 | 5.7651e-05 | 418 | 0.31917 | 213.7171 | 0 | 213.8608 | 0 | 213.8608 | 0.0063329 | 213.5052 | 0 | 213.8608 | 0.006991 | 213.7171 | 0 | 210.8916 | 0 | 213.8608 | 0 | 213.8608 | 0
| 213.9199 | 0 | 214.0647 | 0 | 210.4628 | 0 | 213.71 | 0 | 214.0647 | 0 | 214.0647 | 0 | 214.0647 | 0 | 221.1417 | 1.4174e-05 | 214.0647 | 0 | 419 | 0.37506 | 213.9199 | 0 | 214.0647 | 0 | 214.0647 | -0.0043881 | 213.7078 | 0 | 214.0647 | 0 | 213.9199 | 0 | 211.1 | 0 | 214.0647 | 0 | 214.0647 | 0
| 214.1226 | 0 | 214.2686 | 0 | 210.6714 | 0 | 213.91 | 0 | 214.2686 | 0 | 214.2686 | 0 | 214.2686 | 0 | 221.3494 | 0.00013227 | 214.2686 | 0.00014398 | 420 | 0.40362 | 214.1226 | 0 | 214.2686 | 0 | 214.2686 | 0.0016196 | 213.9104 | 0 | 214.2686 | 0.0081385 | 214.1226 | 0 | 211.3085 | 0 | 214.2686 | 0 | 214.2686 | 0
| 214.3254 | 0 | 214.4725 | 0 | 210.8799 | 0 | 214.11 | 0 | 214.4725 | 0 | 214.4725 | 0 | 214.4725 | 0 | 221.5571 | 2.893e-05 | 214.4725 | 0 | 421 | 0.43219 | 214.3254 | 0 | 214.4725 | 0 | 214.4725 | 0.00052654 | 214.1131 | 0 | 214.4725 | 0 | 214.3254 | 0 | 211.517 | 0 | 214.4725 | 0 | 214.4725 | 0
| 214.5282 | 0 | 214.6764 | 0 | 211.0885 | 0 | 214.32 | 0 | 214.6764 | 0 | 214.6764 | 0 | 214.6764 | 0 | 221.7649 | 0.00012019 | 214.6764 | 8.9174e-05 | 422 | 0.46075 | 214.5281 | 0 | 214.6764 | 0 | 214.6764 | 0.0072242 | 214.3158 | 0 | 214.6764 | 0.0084825 | 214.5282 | 0 | 211.7255 | 0 | 214.6764 | 0 | 214.6764 | 0
| 214.731 | 0 | 214.8804 | 0 | 211.2971 | 0 | 214.52 | 0 | 214.8804 | 0 | 214.8804 | 0 | 214.8804 | 0 | 221.9726 | 3.5126e-05 | 214.8804 | 0 | 423 | 0.52644 | 214.7309 | 0 | 214.8804 | 0 | 214.8804 | -0.0034303 | 214.5184 | 0 | 214.8804 | 0 | 214.731 | 0 | 211.934 | 0 | 214.8804 | 0 | 214.8804 | 0
| 214.9338 | 0 | 215.0843 | 0 | 211.5057 | 0 | 214.72 | 0 | 215.0843 | 0 | 215.0843 | 0 | 215.0843 | 0 | 222.1804 | 0.00013521 | 215.0843 | 8.7781e-05 | 424 | 0.60495 | 214.9338 | 0 | 215.0843 | 0 | 215.0843 | 0.0028099 | 214.7211 | 0 | 215.0843 | 0.0067173 | 214.9338 | 0 | 212.1425 | 0 | 215.0843 | 0 | 215.0843 | 0
| 215.1366 | 0 | 215.2883 | 0 | 211.7143 | 0 | 214.92 | 0 | 215.2883 | 0 | 215.2883 | 0 | 215.2883 | 0 | 222.3882 | 4.5521e-05 | 215.2883 | 0 | 425 | 0.67252 | 215.1366 | 0 | 215.2883 | 0 | 215.2883 | 0.00045373 | 214.9238 | 0 | 215.2883 | 0 | 215.1366 | 0 | 212.3511 | 0 | 215.2883 | 0 | 215.2883 | 0
| 215.3395 | 0 | 215.4923 | 0 | 211.9229 | 0 | 215.13 | 0 | 215.4923 | 0 | 215.4923 | 0 | 215.4923 | 0 | 222.596 | 0.00011269 | 215.4923 | 9.7443e-05 | 426 | 0.7106 | 215.3395 | 0 | 215.4923 | 0 | 215.4923 | 0.0032998 | 215.1266 | 0 | 215.4923 | 0.0073247 | 215.3395 | 0 | 212.5596 | 0 | 215.4923 | 0 | 215.4923 | 0
| 215.5423 | 0 | 215.6963 | 0 | 212.1316 | 0 | 215.33 | 0 | 215.6963 | 0 | 215.6963 | 0 | 215.6963 | 0 | 222.8038 | 9.0235e-06 | 215.6963 | 0 | 427 | 0.76252 | 215.5423 | 0 | 215.6963 | 0 | 215.6963 | -0.0065467 | 215.3293 | 0 | 215.6963 | 0 | 215.5423 | 0 | 212.7682 | 0 | 215.6963 | 0 | 215.6963 | 0
| 215.7452 | 0 | 215.9003 | 0 | 212.3402 | 0 | 215.53 | 0 | 215.9003 | 0 | 215.9003 | 0 | 215.9003 | 0 | 223.0117 | 0.00011334 | 215.9003 | 5.7046e-05 | 428 | 0.80544 | 215.7452 | 0 | 215.9003 | 0 | 215.9003 | 0.0012915 | 215.5321 | 0 | 215.9003 | 0.0064808 | 215.7452 | 0 | 212.9767 | 0 | 215.9003 | 0 | 215.9003 | 0
| 215.9481 | 0 | 216.1043 | 0 | 212.5489 | 0 | 215.73 | 0 | 216.1043 | 0 | 216.1043 | 0 | 216.1043 | 0 | 223.2195 | -1.2011e-05 | 216.1043 | 0 | 429 | 0.85314 | 215.9481 | 0 | 216.1043 | 0 | 216.1043 | -0.0019407 | 215.7348 | 0 | 216.1043 | 0 | 215.9481 | 0 | 213.1853 | 0 | 216.1043 | 0 | 216.1043 | 0
| 216.1511 | 0 | 216.3084 | 0 | 212.7576 | 0 | 215.94 | 0 | 216.3084 | 0 | 216.3084 | 0 | 216.3084 | 0 | 223.4274 | 0.00014642 | 216.3084 | 0.00010377 | 430 | 0.91025 | 216.1511 | 0 | 216.3084 | 0 | 216.3084 | 0.0078352 | 215.9376 | 0 | 216.3084 | 0.014653 | 216.1511 | 0 | 213.3939 | 0 | 216.3084 | 0 | 216.3084 | 0
| 216.354 | 0 | 216.5125 | 0 | 212.9662 | 0 | 216.14 | 0 | 216.5125 | 0 | 216.5125 | 0 | 216.5125 | 0 | 223.6352 | 3.3592e-05 | 216.5125 | 0 | 431 | 0.97239 | 216.354 | 0 | 216.5125 | 0 | 216.5125 | -0.0060648 | 216.1404 | 0 | 216.5125 | 0 | 216.354 | 0 | 213.6025 | 0 | 216.5125 | 0 | 216.5125 | 0
| 216.557 | 0 | 216.7166 | 0 | 213.1749 | 0 | 216.34 | 0 | 216.7166 | 0 | 216.7166 | 0 | 216.7166 | 0 | 223.8431 | 0.00012474 | 216.7166 | 0.00012275 | 432 | 1.0065 | 216.557 | 0 | 216.7166 | 0 | 216.7166 | 0.00526 | 216.3432 | 0 | 216.7166 | 0.0083431 | 216.557 | 0 | 213.8111 | 0 | 216.7166 | 0 | 216.7166 | 0
| 216.76 | 0 | 216.9207 | 0 | 213.3836 | 0 | 216.55 | 0 | 216.9207 | 0 | 216.9207 | 0 | 216.9207 | 0 | 224.051 | 1.0402e-05 | 216.9206 | 0 | 433 | 1.0701 | 216.76 | 0 | 216.9207 | 0 | 216.9207 | 0.0016846 | 216.5461 | 0 | 216.9206 | 0 | 216.76 | 0 | 214.0197 | 0 | 216.9207 | 0 | 216.9207 | 0
| 216.963 | 0 | 217.1248 | 0 | 213.5923 | 0 | 216.75 | 0 | 217.1248 | 0 | 217.1248 | 0 | 217.1248 | 0 | 224.2589 | 0.00013879 | 217.1248 | 0.00014505 | 434 | 1.1158 | 216.963 | 0 | 217.1248 | 0 | 217.1248 | 0.0056188 | 216.7489 | 0 | 217.1248 | 0.011253 | 216.963 | 0 | 214.2284 | 0 | 217.1248 | 0 | 217.1248 | 0
| 217.166 | 0 | 217.3289 | 0 | 213.8011 | 0 | 216.95 | 0 | 217.3289 | 0 | 217.3289 | 0 | 217.3289 | 0 | 224.4668 | -9.2577e-06 | 217.3289 | 0 | 435 | 1.1614 | 217.166 | 0 | 217.3289 | 0 | 217.3289 | 0.0017113 | 216.9518 | 0 | 217.3289 | 0 | 217.166 | 0 | 214.437 | 0 | 217.3289 | 0 | 217.3289 | 0
| 217.369 | 0 | 217.5331 | 0 | 214.0098 | 0 | 217.15 | 0 | 217.5331 | 0 | 217.5331 | 0 | 217.5331 | 0 | 224.6747 | 9.8265e-05 | 217.5331 | 0.00012477 | 436 | 1.206 | 217.369 | 0 | 217.5331 | 0 | 217.5331 | 0.010096 | 217.1546 | 0 | 217.5331 | 0.010338 | 217.369 | 0 | 214.6457 | 0 | 217.5331 | 0 | 217.5331 | 0
| 217.5721 | 0 | 217.7372 | 0 | 214.2186 | 0 | 217.36 | 0 | 217.7372 | 0 | 217.7372 | 0 | 217.7372 | 0 | 224.8827 | -7.7191e-07 | 217.7372 | 0 | 437 | 1.2441 | 217.5721 | 0 | 217.7372 | 0 | 217.7372 | -0.00013552 | 217.3575 | 0 | 217.7372 | 0 | 217.5721 | 0 | 214.8543 | 0 | 217.7372 | 0 | 217.7372 | 0
| 217.7752 | 0 | 217.9414 | 0 | 214.4273 | 0 | 217.56 | 0 | 217.9414 | 0 | 217.9414 | 0 | 217.9414 | 0 | 225.0906 | 0.00012321 | 217.9414 | 0.00012844 | 438 | 1.2856 | 217.7752 | 0 | 217.9414 | 0 | 217.9414 | 0.010535 | 217.5604 | 0 | 217.9414 | 0.007848 | 217.7752 | 0 | 215.063 | 0 | 217.9414 | 0 | 217.9414 | 0
| 217.9783 | 0 | 218.1456 | 0 | 214.6361 | 0 | 217.76 | 0 | 218.1456 | 0 | 218.1456 | 0 | 218.1456 | 0 | 225.2986 | 1.7252e-05 | 218.1456 | 0 | 439 | 1.3356 | 217.9783 | 0 | 218.1456 | 0 | 218.1456 | -0.0046667 | 217.7633 | 0 | 218.1456 | 0 | 217.9783 | 0 | 215.2717 | 0 | 218.1456 | 0 | 218.1456 | 0
| 218.1814 | 0 | 218.3499 | 0 | 214.8449 | 0 | 217.97 | 0 | 218.3499 | 0 | 218.3499 | 0 | 218.3499 | 0 | 225.5066 | 0.00012529 | 218.3499 | 9.1025e-05 | 440 | 1.3856 | 218.1814 | 0 | 218.3499 | 0 | 218.3499 | 0.0016882 | 217.9662 | 0 | 218.3499 | 0.009146 | 218.1814 | 0 | 215.4804 | 0 | 218.3499 | 0 | 218.3499 | 0
| 218.3845 | 0 | 218.5541 | 0 | 215.0537 | 0 | 218.17 | 0 | 218.5541 | 0 | 218.5541 | 0 | 218.5541 | 0 | 225.7146 | 9.3793e-06 | 218.5541 | 0 | 441 | 1.4878 | 218.3845 | 0 | 218.5541 | 0 | 218.5541 | -0.003434 | 218.1692 | 0 | 218.5541 | 0 | 218.3845 | 0 | 215.6891 | 0 | 218.5541 | 0 | 218.5541 | 0
| 218.5877 | 0 | 218.7584 | 0 | 215.2625 | 0 | 218.37 | 0 | 218.7584 | 0 | 218.7584 | 0 | 218.7584 | 0 | 225.9226 | 0.00012956 | 218.7584 | 0.00014457 | 442 | 1.5113 | 218.5877 | 0 | 218.7584 | 0 | 218.7584 | 0.01083 | 218.3721 | 0 | 218.7584 | 0.0067976 | 218.5877 | 0 | 215.8978 | 0 | 218.7584 | 0 | 218.7584 | 0
| 218.7908 | 0 | 218.9626 | 0 | 215.4713 | 0 | 218.58 | 0 | 218.9626 | 0 | 218.9626 | 0 | 218.9626 | 0 | 226.1306 | 7.1141e-06 | 218.9626 | 0 | 443 | 1.6237 | 218.7908 | 0 | 218.9626 | 0 | 218.9626 | -0.0047504 | 218.5751 | 0 | 218.9626 | 0 | 218.7908 | 0 | 216.1065 | 0 | 218.9626 | 0 | 218.9626 | 0
| 218.994 | 0 | 219.1669 | 0 | 215.6801 | 0 | 218.78 | 0 | 219.1669 | 0 | 219.1669 | 0 | 219.1669 | 0 | 226.3386 | 0.00010884 | 219.1669 | 0.00012911 | 444 | 1.6789 | 218.994 | 0 | 219.1669 | 0 | 219.1669 | 0.0049816 | 218.7781 | 0 | 219.1669 | 0.010948 | 218.994 | 0 | 216.3152 | 0 | 219.1669 | 0 | 219.1669 | 0
| 219.1972 | 0 | 219.3712 | 0 | 215.8889 | 0 | 218.98 | 0 | 219.3712 | 0 | 219.3712 | 0 | 219.3712 | 0 | 226.5466 | 2.7082e-05 | 219.3713 | 0 | 445 | 1.7371 | 219.1972 | 0 | 219.3712 | 0 | 219.3712 | -0.0002211 | 218.9811 | 0 | 219.3713 | 0 | 219.1972 | 0 | 216.524 | 0 | 219.3712 | 0 | 219.3712 | 0
| 219.4005 | 0 | 219.5756 | 0 | 216.0978 | 0 | 219.18 | 0 | 219.5756 | 0 | 219.5756 | 0 | 219.5756 | 0 | 226.7547 | 0.00010236 | 219.5756 | 0.00017074 | 446 | 1.7514 | 219.4004 | 0 | 219.5756 | 0 | 219.5756 | 0.0043818 | 219.1841 | 0 | 219.5756 | 0.010904 | 219.4005 | 0 | 216.7328 | 0 | 219.5756 | 0 | 219.5756 | 0
| 219.6037 | 0 | 219.7799 | 0 | 216.3066 | 0 | 219.39 | 0 | 219.7799 | 0 | 219.7799 | 0 | 219.7799 | 0 | 226.9628 | -3.7003e-07 | 219.7799 | 0 | 447 | 1.7657 | 219.6037 | 0 | 219.7799 | 0 | 219.7799 | 0.00031647 | 219.3871 | 0 | 219.7799 | 0 | 219.6037 | 0 | 216.9415 | 0 | 219.7799 | 0 | 219.7799 | 0
| 219.807 | 0 | 219.9843 | 0 | 216.5155 | 0 | 219.59 | 0 | 219.9843 | 0 | 219.9843 | 0 | 219.9843 | 0 | 227.1708 | 0.00060069 | 219.9843 | 8.2912e-05 | 448 | 1.7461 | 219.807 | 0 | 219.9843 | 0 | 219.9843 | 0.0094568 | 219.5901 | 0 | 219.9843 | 0.0055051 | 219.807 | 0 | 217.1503 | 0 | 219.9843 | 0 | 219.9843 | 0
| 220.0102 | 0 | 220.1886 | 0 | 216.7244 | 0 | 219.79 | 0 | 220.1886 | 0 | 220.1886 | 0 | 220.1886 | 0 | 227.3789 | 6.8289e-06 | 220.1886 | 0 | 449 | 1.7164 | 220.0102 | 0 | 220.1886 | 0 | 220.1886 | 0.0067199 | 219.7932 | 0 | 220.1886 | 0 | 220.0102 | 0 | 217.3591 | 0 | 220.1886 | 0 | 220.1886 | 0
| 220.2135 | 0 | 220.393 | 0 | 216.9333 | 0 | 220 | 0 | 220.393 | 0 | 220.393 | 0 | 220.393 | 0 | 227.587 | 0.00064237 | 220.393 | 5.0412e-05 | 450 | 1.6986 | 220.2135 | 0 | 220.393 | 0 | 220.393 | 0.002472 | 219.9963 | 0 | 220.393 | 0.0029634 | 220.2135 | 0 | 217.5679 | 0 | 220.393 | 0 | 220.393 | 0
| 220.4169 | 0 | 220.5974 | 0 | 217.1422 | 0 | 220.2 | 0 | 220.5974 | 0 | 220.5974 | 0 | 220.5974 | 0 | 227.7951 | 0.00010212 | 220.5974 | 0 | 451 | 1.5793 | 220.4168 | 0 | 220.5974 | 0 | 220.5974 | 0.0017133 | 220.1994 | 0 | 220.5974 | 0 | 220.4169 | 0 | 217.7767 | 0 | 220.5974 | 0 | 220.5974 | 0
| 220.6202 | 0 | 220.8019 | 0 | 217.3511 | 0 | 220.4 | 0 | 220.8019 | 0 | 220.8019 | 0 | 220.8019 | 0 | 228.0033 | 0.00062741 | 220.8019 | 9.153e-05 | 452 | 1.4889 | 220.6202 | 0 | 220.8019 | 0 | 220.8019 | 0.0056646 | 220.4025 | 0 | 220.8019 | 0.0071541 | 220.6202 | 0 | 217.9855 | 0 | 220.8019 | 0 | 220.8019 | 0
| 220.8235 | 0 | 221.0063 | 0 | 217.56 | 0 | 220.61 | 0 | 221.0063 | 0 | 221.0063 | 0 | 221.0063 | 0 | 228.2114 | 2.6783e-05 | 221.0063 | 0 | 453 | 1.3836 | 220.8235 | 0 | 221.0063 | 0 | 221.0063 | -0.0070174 | 220.6056 | 0 | 221.0063 | 0 | 220.8235 | 0 | 218.1944 | 0 | 221.0063 | 0 | 221.0063 | 0
| 221.0269 | 0 | 221.2108 | 0 | 217.769 | 0 | 220.81 | 0 | 221.2108 | 0 | 221.2108 | 0 | 221.2108 | 0 | 228.4196 | 0.00056646 | 221.2108 | 0.00014216 | 454 | 1.2599 | 221.0269 | 0 | 221.2108 | 0 | 221.2108 | 0.0041341 | 220.8087 | 0 | 221.2108 | 0.0090127 | 221.0269 | 0 | 218.4032 | 0 | 221.2108 | 0 | 221.2108 | 0
| 221.2303 | 0 | 221.4152 | 0 | 217.9779 | 0 | 221.01 | 0 | 221.4152 | 0 | 221.4152 | 0 | 221.4152 | 0 | 228.6277 | 9.0065e-05 | 221.4152 | 0 | 455 | 1.1589 | 221.2303 | 0 | 221.4152 | 0 | 221.4153 | 0.0015338 | 221.0118 | 0 | 221.4152 | 0 | 221.2303 | 0 | 218.612 | 0 | 221.4152 | 0 | 221.4152 | 0
| 221.4337 | 0 | 221.6197 | 0 | 218.1869 | 0 | 221.21 | 0 | 221.6197 | 0 | 221.6197 | 0 | 221.6197 | 0 | 228.8359 | 0.0006277 | 221.6197 | 0.00010227 | 456 | 1.0733 | 221.4337 | 0 | 221.6197 | 0 | 221.6197 | 0.0090331 | 221.215 | 0 | 221.6197 | 0.0082947 | 221.4337 | 0 | 218.8209 | 0 | 221.6197 | 0 | 221.6197 | 0
| 221.6371 | 0 | 221.8243 | 0 | 218.3958 | 0 | 221.42 | 0 | 221.8242 | 0 | 221.8242 | 0 | 221.8242 | 0 | 229.0441 | 5.6431e-05 | 221.8243 | 0 | 457 | 0.92911 | 221.6371 | 0 | 221.8242 | 0 | 221.8242 | -0.0059079 | 221.4182 | 0 | 221.8243 | 0 | 221.6371 | 0 | 219.0298 | 0 | 221.8242 | 0 | 221.8242 | 0
| 221.8406 | 0 | 222.0288 | 0 | 218.6048 | 0 | 221.62 | 0 | 222.0288 | 0 | 222.0288 | 0 | 222.0288 | 0 | 229.2523 | 0.00062301 | 222.0288 | 0.00014298 | 458 | 0.8692 | 221.8406 | 0 | 222.0288 | 0 | 222.0288 | 0.012839 | 221.6213 | 0 | 222.0288 | 0.0095454 | 221.8406 | 0 | 219.2387 | 0 | 222.0288 | 0 | 222.0288 | 0
| 222.044 | 0 | 222.2333 | 0 | 218.8138 | 0 | 221.82 | 0 | 222.2333 | 0 | 222.2333 | 0 | 222.2333 | 0 | 229.4605 | 2.7267e-05 | 222.2333 | 0 | 459 | 0.80928 | 222.044 | 0 | 222.2333 | 0 | 222.2333 | 0.0037199 | 221.8245 | 0 | 222.2333 | 0 | 222.044 | 0 | 219.4476 | 0 | 222.2333 | 0 | 222.2333 | 0
| 222.2475 | 0 | 222.4379 | 0 | 219.0228 | 0 | 222.03 | 0 | 222.4379 | 0 | 222.4379 | 0 | 222.4379 | 0 | 229.6687 | 0.00055823 | 222.4379 | 9.795e-05 | 460 | 0.75017 | 222.2475 | 0 | 222.4379 | 0 | 222.4379 | 0.0079541 | 222.0277 | 0 | 222.4379 | 0.0096285 | 222.2475 | 0 | 219.6565 | 0 | 222.4379 | 0 | 222.4379 | 0
| 222.451 | 0 | 222.6425 | 0 | 219.2318 | 0 | 222.23 | 0 | 222.6425 | 0 | 222.6425 | 0 | 222.6425 | 0 | 229.877 | 7.9368e-05 | 222.6425 | 0 | 461 | 0.71594 | 222.451 | 0 | 222.6425 | 0 | 222.6425 | -0.0062198 | 222.231 | 0 | 222.6425 | 0 | 222.451 | 0 | 219.8654 | 0 | 222.6425 | 0 | 222.6425 | 0
| 222.6546 | 0 | 222.847 | 0 | 219.4408 | 0 | 222.43 | 0 | 222.8471 | 0 | 222.8471 | 0 | 222.8471 | 0 | 230.0852 | 0.00060455 | 222.847 | 0.00012876 | 462 | 0.68171 | 222.6545 | 0 | 222.8471 | 0 | 222.847 | 0.0055176 | 222.4342 | 0 | 222.847 | 0.005978 | 222.6546 | 0 | 220.0743 | 0 | 222.8471 | 0 | 222.8471 | 0
| 222.8581 | 0 | 223.0517 | 0 | 219.6499 | 0 | 222.64 | 0 | 223.0517 | 0 | 223.0517 | 0 | 223.0517 | 0 | 230.2935 | 2.3747e-05 | 223.0517 | 9.8505e-06 | 463 | 0.64749 | 222.8581 | 0 | 223.0517 | 0 | 223.0517 | -0.0044131 | 222.6375 | 0 | 223.0517 | 0 | 222.8581 | 0 | 220.2832 | 0 | 223.0517 | 0 | 223.0517 | 0
| 223.0616 | 0 | 223.2563 | 0 | 219.8589 | 0 | 222.84 | 0 | 223.2563 | 0 | 223.2563 | 0 | 223.2563 | 0 | 230.5018 | 0.00062316 | 223.2563 | 9.2217e-05 | 464 | 0.62533 | 223.0616 | 0 | 223.2563 | 0 | 223.2563 | 0.0041798 | 222.8407 | 0 | 223.2563 | 0.010732 | 223.0616 | 0 | 220.4922 | 0 | 223.2563 | 0 | 223.2563 | 0
| 223.2652 | 0 | 223.4609 | 0 | 220.068 | 0 | 223.04 | 0 | 223.4609 | 0 | 223.4609 | 0 | 223.4609 | 0 | 230.7101 | 9.7926e-05 | 223.4609 | 0 | 465 | 0.60395 | 223.2652 | 0 | 223.4609 | 0 | 223.4609 | -0.0037437 | 223.044 | 0 | 223.4609 | 0 | 223.2652 | 0 | 220.7011 | 0 | 223.4609 | 0 | 223.4609 | 0
| 223.4688 | 0 | 223.6656 | 0 | 220.277 | 0 | 223.25 | 0 | 223.6656 | 0 | 223.6656 | 0 | 223.6656 | 0 | 230.9184 | 0.00063401 | 223.6656 | 4.5946e-05 | 466 | 0.58256 | 223.4688 | 0 | 223.6656 | 0 | 223.6656 | 0.0032493 | 223.2473 | 0 | 223.6656 | 0.0027279 | 223.4688 | 0 | 220.9101 | 0 | 223.6656 | 0 | 223.6656 | 0
| 223.6724 | 0 | 223.8703 | 0 | 220.4861 | 0 | 223.45 | 0 | 223.8703 | 0 | 223.8703 | 0 | 223.8703 | 0 | 231.1267 | 9.3103e-05 | 223.8703 | 0 | 467 | 0.56118 | 223.6724 | 0 | 223.8703 | 0 | 223.8703 | 0.00068402 | 223.4506 | 0 | 223.8703 | 0 | 223.6724 | 0 | 221.1191 | 0 | 223.8703 | 0 | 223.8703 | 0
| 223.876 | 0 | 224.075 | 0 | 220.6952 | 0 | 223.65 | 0 | 224.075 | 0 | 224.075 | 0 | 224.075 | 0 | 231.335 | 0.00060787 | 224.075 | 0.0001503 | 468 | 0.53979 | 223.876 | 0 | 224.075 | 0 | 224.075 | 0.0073967 | 223.6539 | 0 | 224.075 | 0.0047503 | 223.876 | 0 | 221.3281 | 0 | 224.075 | 0 | 224.075 | 0
| 224.0797 | 0 | 224.2797 | 0 | 220.9043 | 0 | 223.86 | 0 | 224.2797 | 0 | 224.2797 | 0 | 224.2797 | 0 | 231.5433 | 0.00010846 | 224.2797 | 0 | 469 | 0.50423 | 224.0797 | 0 | 224.2797 | 0 | 224.2797 | -0.0029862 | 223.8573 | 0 | 224.2797 | 0 | 224.0797 | 0 | 221.5371 | 0 | 224.2797 | 0 | 224.2797 | 0
| 224.2834 | 0 | 224.4844 | 0 | 221.1134 | 0 | 224.06 | 0 | 224.4844 | 0 | 224.4844 | 0 | 224.4844 | 0 | 231.7517 | 0.0005634 | 224.4844 | 5.1266e-05 | 470 | 0.46858 | 224.2834 | 0 | 224.4844 | 0 | 224.4844 | 0.0014595 | 224.0606 | 0 | 224.4844 | 0 | 224.2834 | 0 | 221.7461 | 0 | 224.4844 | 0 | 224.4844 | 0
| 224.487 | 0 | 224.6892 | 0 | 221.3226 | 0 | 224.26 | 0 | 224.6891 | 0 | 224.6891 | 0 | 224.6891 | 0 | 231.9601 | 8.5911e-05 | 224.6892 | 0 | 471 | 0.44407 | 224.487 | 0 | 224.6891 | 0 | 224.6891 | 0.0023736 | 224.264 | 0 | 224.6892 | 0 | 224.487 | 0 | 221.9551 | 0 | 224.6891 | 0 | 224.6891 | 0
| 224.6908 | 0 | 224.8939 | 0 | 221.5317 | 0 | 224.47 | 0 | 224.8939 | 0 | 224.8939 | 0 | 224.8939 | 0 | 232.1684 | 0.00056465 | 224.8939 | 8.0112e-05 | 472 | 0.42983 | 224.6907 | 0 | 224.8939 | 0 | 224.8939 | 0.0058659 | 224.4674 | 0 | 224.8939 | 0.011003 | 224.6908 | 0 | 222.1642 | 0 | 224.8939 | 0 | 224.8939 | 0
| 224.8945 | 0 | 225.0987 | 0 | 221.7408 | 0 | 224.67 | 0 | 225.0987 | 0 | 225.0987 | 0 | 225.0987 | 0 | 232.3768 | 5.9752e-05 | 225.0987 | 0 | 473 | 0.41558 | 224.8945 | 0 | 225.0987 | 0 | 225.0987 | 0.0016458 | 224.6708 | 0 | 225.0987 | 0 | 224.8945 | 0 | 222.3732 | 0 | 225.0987 | 0 | 225.0987 | 0
| 225.0982 | 0 | 225.3035 | 0 | 221.95 | 0 | 224.87 | 0 | 225.3035 | 0 | 225.3035 | 0 | 225.3035 | 0 | 232.5852 | 0.00068383 | 225.3035 | 0.00014314 | 474 | 0.40133 | 225.0982 | 0 | 225.3035 | 0 | 225.3035 | 0.0084736 | 224.8742 | 0 | 225.3035 | 0.017659 | 225.0982 | 0 | 222.5822 | 0 | 225.3035 | 0 | 225.3035 | 0
| 225.302 | 0 | 225.5083 | 0 | 222.1592 | 0 | 225.08 | 0 | 225.5083 | 0 | 225.5083 | 0 | 225.5083 | 0 | 232.7936 | 7.2454e-05 | 225.5083 | 0 | 475 | 0.39577 | 225.302 | 0 | 225.5083 | 0 | 225.5083 | -0.0025095 | 225.0776 | 0 | 225.5083 | 0 | 225.302 | 0 | 222.7913 | 0 | 225.5083 | 0 | 225.5083 | 0
| 225.5057 | 0 | 225.7131 | 0 | 222.3683 | 0 | 225.28 | 0 | 225.7131 | 0 | 225.7131 | 0 | 225.7131 | 0 | 233.002 | 0.00057799 | 225.7131 | 8.0693e-05 | 476 | 0.39222 | 225.5057 | 0 | 225.7131 | 0 | 225.7131 | 0.0041216 | 225.2811 | 0 | 225.7131 | 0.0074243 | 225.5057 | 0 | 223.0004 | 0 | 225.7131 | 0 | 225.7131 | 0
| 225.7095 | 0 | 225.918 | 0 | 222.5775 | 0 | 225.48 | 0 | 225.918 | 0 | 225.918 | 0 | 225.918 | 0 | 233.2105 | 0.00011675 | 225.918 | 0 | 477 | 0.39375 | 225.7095 | 0 | 225.918 | 0 | 225.918 | -0.0039341 | 225.4845 | 0 | 225.918 | 0 | 225.7095 | 0 | 223.2095 | 0 | 225.918 | 0 | 225.918 | 0
| 225.9133 | 0 | 226.1228 | 0 | 222.7867 | 0 | 225.69 | 0 | 226.1228 | 0 | 226.1228 | 0 | 226.1228 | 0 | 233.4189 | 0.00058685 | 226.1228 | 0.00014765 | 478 | 0.40519 | 225.9133 | 0 | 226.1228 | 0 | 226.1228 | 0.0018898 | 225.688 | 0 | 226.1228 | 0.011518 | 225.9133 | 0 | 223.4186 | 0 | 226.1228 | 0 | 226.1228 | 0
| 226.1172 | 0 | 226.3277 | 0 | 222.9959 | 0 | 225.89 | 0 | 226.3277 | 0 | 226.3277 | 0 | 226.3277 | 0 | 233.6274 | 6.875e-05 | 226.3277 | 0 | 479 | 0.41662 | 226.1172 | 0 | 226.3277 | 0 | 226.3277 | -0.00044539 | 225.8914 | 0 | 226.3277 | 0 | 226.1172 | 0 | 223.6277 | 0 | 226.3277 | 0 | 226.3277 | 0
| 226.321 | 0 | 226.5326 | 0 | 223.2052 | 0 | 226.09 | 0 | 226.5326 | 0 | 226.5326 | 0 | 226.5326 | 0 | 233.8359 | 0.00058377 | 226.5326 | 0.00012601 | 480 | 0.42965 | 226.321 | 0 | 226.5326 | 0 | 226.5326 | 0.0068529 | 226.0949 | 0 | 226.5326 | 0.010772 | 226.321 | 0 | 223.8368 | 0 | 226.5326 | 0 | 226.5326 | 0
| 226.5249 | 0 | 226.7375 | 0 | 223.4144 | 0 | 226.3 | 0 | 226.7375 | 0 | 226.7375 | 0 | 226.7375 | 0 | 234.0444 | 7.8625e-05 | 226.7375 | 0 | 481 | 0.44751 | 226.5249 | 0 | 226.7375 | 0 | 226.7375 | 0.0020118 | 226.2984 | 0 | 226.7375 | 0 | 226.5249 | 0 | 224.0459 | 0 | 226.7375 | 0 | 226.7375 | 0
| 226.7288 | 0 | 226.9424 | 0 | 223.6236 | 0 | 226.5 | 0 | 226.9424 | 0 | 226.9424 | 0 | 226.9424 | 0 | 234.2529 | 0.00054534 | 226.9424 | 0.00011921 | 482 | 0.46537 | 226.7288 | 0 | 226.9424 | 0 | 226.9424 | 0.0070109 | 226.502 | 0 | 226.9424 | 0.0092326 | 226.7288 | 0 | 224.2551 | 0 | 226.9424 | 0 | 226.9424 | 0
| 226.9327 | 0 | 227.1474 | 0 | 223.8329 | 0 | 226.71 | 0 | 227.1474 | 0 | 227.1474 | 0 | 227.1474 | 0 | 234.4614 | -2.1874e-06 | 227.1474 | 0 | 483 | 0.48876 | 226.9327 | 0 | 227.1474 | 0 | 227.1474 | -0.00079722 | 226.7055 | 0 | 227.1474 | 0 | 226.9327 | 0 | 224.4642 | 0 | 227.1474 | 0 | 227.1474 | 0
| 227.1366 | 0 | 227.3524 | 0 | 224.0422 | 0 | 226.91 | 0 | 227.3524 | 0 | 227.3524 | 0 | 227.3524 | 0 | 234.6699 | 0.00058977 | 227.3524 | 9.774e-05 | 484 | 0.51375 | 227.1366 | 0 | 227.3524 | 0 | 227.3524 | 0.0060015 | 226.9091 | 0 | 227.3524 | 0.006819 | 227.1366 | 0 | 224.6734 | 0 | 227.3524 | 0 | 227.3524 | 0
| 227.3405 | 0 | 227.5573 | 0 | 224.2514 | 0 | 227.11 | 0 | 227.5573 | 0 | 227.5573 | 0 | 227.5573 | 0 | 234.8784 | 0.00011793 | 227.5573 | 0 | 485 | 0.5391 | 227.3405 | 0 | 227.5573 | 0 | 227.5573 | -0.0019978 | 227.1126 | 0 | 227.5573 | 0 | 227.3405 | 0 | 224.8825 | 0 | 227.5573 | 0 | 227.5573 | 0
| 227.5445 | 0 | 227.7623 | 0 | 224.4607 | 0 | 227.32 | 0 | 227.7623 | 0 | 227.7623 | 0 | 227.7623 | 0 | 235.087 | 0.00056972 | 227.7623 | 8.3788e-05 | 486 | 0.56529 | 227.5445 | 0 | 227.7623 | 0 | 227.7623 | 0.006399 | 227.3162 | 0 | 227.7623 | 0.0037018 | 227.5445 | 0 | 225.0917 | 0 | 227.7623 | 0 | 227.7623 | 0
| 227.7485 | 0 | 227.9673 | 0 | 224.67 | 0 | 227.52 | 0 | 227.9673 | 0 | 227.9673 | 0 | 227.9673 | 0 | 235.2955 | 1.4896e-05 | 227.9673 | 0 | 487 | 0.59147 | 227.7485 | 0 | 227.9673 | 0 | 227.9673 | -0.0019161 | 227.5198 | 0 | 227.9673 | 0 | 227.7485 | 0 | 225.3009 | 0 | 227.9673 | 0 | 227.9673 | 0
| 227.9525 | 0 | 228.1724 | 0 | 224.8793 | 0 | 227.72 | 0 | 228.1724 | 0 | 228.1724 | 0 | 228.1724 | 0 | 235.5041 | 0.00065954 | 228.1724 | 0.00013963 | 488 | 0.61765 | 227.9525 | 0 | 228.1724 | 0 | 228.1724 | 0.00021755 | 227.7234 | 0 | 228.1724 | 0.016371 | 227.9525 | 0 | 225.5101 | 0 | 228.1724 | 0 | 228.1724 | 0
| 228.1565 | 0 | 228.3774 | 0 | 225.0887 | 0 | 227.93 | 0 | 228.3774 | 0 | 228.3774 | 0 | 228.3774 | 0 | 235.7127 | 5.9388e-05 | 228.3774 | 0 | 489 | 0.66045 | 228.1565 | 0 | 228.3774 | 0 | 228.3774 | -0.0063299 | 227.927 | 0 | 228.3774 | 0 | 228.1565 | 0 | 225.7193 | 0 | 228.3774 | 0 | 228.3774 | 0
| 228.3605 | 0 | 228.5825 | 0 | 225.298 | 0 | 228.13 | 0 | 228.5825 | 0 | 228.5825 | 0 | 228.5825 | 0 | 235.9213 | 0.00057097 | 228.5825 | 7.2655e-05 | 490 | 0.7147 | 228.3605 | 0 | 228.5825 | 0 | 228.5825 | 0.0041413 | 228.1307 | 0 | 228.5825 | 0.0060848 | 228.3605 | 0 | 225.9285 | 0 | 228.5825 | 0 | 228.5825 | 0
| 228.5646 | 0 | 228.7876 | 0 | 225.5073 | 0 | 228.33 | 0 | 228.7876 | 0 | 228.7876 | 0 | 228.7876 | 0 | 236.1299 | 3.7959e-05 | 228.7876 | 0 | 491 | 0.76895 | 228.5646 | 0 | 228.7876 | 0 | 228.7876 | -0.0026954 | 228.3343 | 0 | 228.7876 | 0 | 228.5646 | 0 | 226.1378 | 0 | 228.7876 | 0 | 228.7876 | 0
| 228.7686 | 0 | 228.9926 | 0 | 225.7167 | 0 | 228.54 | 0 | 228.9926 | 0 | 228.9926 | 0 | 228.9926 | 0 | 236.3385 | 0.00059844 | 228.9926 | 0.00012184 | 492 | 0.82463 | 228.7686 | 0 | 228.9926 | 0 | 228.9926 | 0.0050012 | 228.538 | 0 | 228.9926 | 0.0089073 | 228.7686 | 0 | 226.347 | 0 | 228.9926 | 0 | 228.9926 | 0
| 228.9727 | 0 | 229.1978 | 0 | 225.9261 | 0 | 228.74 | 0 | 229.1978 | 0 | 229.1978 | 0 | 229.1978 | 0 | 236.5472 | 4.5827e-05 | 229.1978 | 0 | 493 | 0.88173 | 228.9727 | 0 | 229.1978 | 0 | 229.1978 | 0.0031085 | 228.7417 | 0 | 229.1978 | 0 | 228.9727 | 0 | 226.5563 | 0 | 229.1978 | 0 | 229.1978 | 0
| 229.1768 | 0 | 229.4029 | 0 | 226.1354 | 0 | 228.95 | 0 | 229.4029 | 0 | 229.4029 | 0 | 229.4029 | 0 | 236.7558 | 0.00056569 | 229.4029 | 0.0001277 | 494 | 0.94082 | 229.1768 | 0 | 229.4029 | 0 | 229.4029 | 0.0060611 | 228.9453 | 0 | 229.4029 | 0.0074274 | 229.1768 | 0 | 226.7655 | 0 | 229.4029 | 0 | 229.4029 | 0
| 229.381 | 0 | 229.608 | 0 | 226.3448 | 0 | 229.15 | 0 | 229.608 | 0 | 229.608 | 0 | 229.608 | 0 | 236.9645 | 5.6347e-05 | 229.608 | 0 | 495 | 1.0693 | 229.3809 | 0 | 229.608 | 0 | 229.608 | 0.0013731 | 229.149 | 0 | 229.608 | 0 | 229.381 | 0 | 226.9748 | 0 | 229.608 | 0 | 229.608 | 0
| 229.5851 | 0 | 229.8132 | 0 | 226.5542 | 0 | 229.35 | 0 | 229.8132 | 0 | 229.8132 | 0 | 229.8132 | 0 | 237.1732 | 0.00052024 | 229.8132 | 7.6241e-05 | 496 | 1.1903 | 229.5851 | 0 | 229.8132 | 0 | 229.8132 | 0.0051335 | 229.3528 | 0 | 229.8132 | 0.0096149 | 229.5851 | 0 | 227.1841 | 0 | 229.8132 | 0 | 229.8132 | 0
| 229.7893 | 0 | 230.0184 | 0 | 226.7636 | 0 | 229.56 | 0 | 230.0184 | 0 | 230.0184 | 0 | 230.0184 | 0 | 237.3819 | 5.8473e-05 | 230.0184 | 0 | 497 | 1.276 | 229.7892 | 0 | 230.0184 | 0 | 230.0184 | -0.0031742 | 229.5565 | 0 | 230.0184 | 0 | 229.7893 | 0 | 227.3934 | 0 | 230.0184 | 0 | 230.0184 | 0
| 229.9934 | 0 | 230.2236 | 0 | 226.9731 | 0 | 229.76 | 0 | 230.2236 | 0 | 230.2236 | 0 | 230.2236 | 0 | 237.5906 | 0.00055409 | 230.2236 | 0.00011705 | 498 | 1.3616 | 229.9934 | 0 | 230.2236 | 0 | 230.2236 | 0.0075018 | 229.7603 | 0 | 230.2236 | 0.015729 | 229.9934 | 0 | 227.6027 | 0 | 230.2236 | 0 | 230.2236 | 0
| 230.1976 | 0 | 230.4288 | 0 | 227.1825 | 0 | 229.96 | 0 | 230.4288 | 0 | 230.4288 | 0 | 230.4288 | 0 | 237.7993 | 7.9745e-05 | 230.4288 | 0 | 499 | 1.4461 | 230.1976 | 0 | 230.4288 | 0 | 230.4288 | 0.0015091 | 229.964 | 0 | 230.4288 | 0 | 230.1976 | 0 | 227.812 | 0 | 230.4288 | 0 | 230.4288 | 0
| 230.4018 | 0 | 230.634 | 0 | 227.3919 | 0 | 230.17 | 0 | 230.634 | 0 | 230.634 | 0 | 230.634 | 0 | 238.008 | 0.00054659 | 230.634 | 7.9881e-05 | 500 | 1.5439 | 230.4018 | 0 | 230.634 | 0 | 230.634 | 0.0043088 | 230.1678 | 0 | 230.634 | 0.0096766 | 230.4018 | 0 | 228.0213 | 0 | 230.634 | 0 | 230.634 | 0
| 230.6061 | 0 | 230.8393 | 0 | 227.6014 | 0 | 230.37 | 0 | 230.8393 | 0 | 230.8393 | 0 | 230.8393 | 0 | 238.2167 | 7.1968e-05 | 230.8393 | 0 | 501 | 1.6724 | 230.6061 | 0 | 230.8393 | 0 | 230.8393 | -0.0049034 | 230.3716 | 0 | 230.8393 | 0 | 230.6061 | 0 | 228.2307 | 0 | 230.8393 | 0 | 230.8393 | 0
| 230.8103 | 0 | 231.0445 | 0 | 227.8108 | 0 | 230.58 | 0 | 231.0445 | 0 | 231.0445 | 0 | 231.0445 | 0 | 238.4255 | 0.00058121 | 231.0445 | 0.00011924 | 502 | 1.861 | 230.8103 | 0 | 231.0445 | 0 | 231.0445 | 0.0080297 | 230.5754 | 0 | 231.0445 | 0.0052263 | 230.8103 | 0 | 228.44 | 0 | 231.0445 | 0 | 231.0445 | 0
| 231.0146 | 0 | 231.2498 | 0 | 228.0203 | 0 | 230.78 | 0 | 231.2498 | 0 | 231.2498 | 0 | 231.2498 | 0 | 238.6342 | -1.06e-05 | 231.2498 | 0 | 503 | 1.9869 | 231.0146 | 0 | 231.2498 | 0 | 231.2498 | 0.0006151 | 230.7792 | 0 | 231.2498 | 0 | 231.0146 | 0 | 228.6494 | 0 | 231.2498 | 0 | 231.2498 | 0
| 231.2189 | 0 | 231.4551 | 0 | 228.2298 | 0 | 230.98 | 0 | 231.4551 | 0 | 231.4551 | 0 | 231.4551 | 0 | 238.843 | 0.00055094 | 231.4551 | 1.8009e-05 | 504 | 2.1127 | 231.2189 | 0 | 231.4551 | 0 | 231.4551 | 0.0098016 | 230.983 | 0 | 231.4551 | 0.0023277 | 231.2189 | 0 | 228.8588 | 0 | 231.4551 | 0 | 231.4551 | 0
| 231.4232 | 0 | 231.6604 | 0 | 228.4393 | 0 | 231.19 | 0 | 231.6604 | 0 | 231.6604 | 0 | 231.6604 | 0 | 239.0518 | 7.119e-05 | 231.6604 | 0 | 505 | 2.2386 | 231.4232 | 0 | 231.6604 | 0 | 231.6604 | 2.3196e-05 | 231.1869 | 0 | 231.6604 | 0 | 231.4232 | 0 | 229.0681 | 0 | 231.6604 | 0 | 231.6604 | 0
| 231.6275 | 0 | 231.8657 | 0 | 228.6488 | 0 | 231.39 | 0 | 231.8657 | 0 | 231.8657 | 0 | 231.8657 | 0 | 239.2606 | 0.00057123 | 231.8657 | 0.00010246 | 506 | 2.3644 | 231.6275 | 0 | 231.8657 | 0 | 231.8657 | 0.0056138 | 231.3907 | 0 | 231.8657 | 0.009241 | 231.6275 | 0 | 229.2775 | 0 | 231.8657 | 0 | 231.8657 | 0
| 231.8318 | 0 | 232.0711 | 0 | 228.8583 | 0 | 231.59 | 0 | 232.0711 | 0 | 232.0711 | 0 | 232.0711 | 0 | 239.4694 | 5.3055e-05 | 232.0711 | 0 | 507 | 2.4903 | 231.8318 | 0 | 232.0711 | 0 | 232.0711 | 0.0058752 | 231.5946 | 0 | 232.0711 | 0 | 231.8318 | 0 | 229.4869 | 0 | 232.0711 | 0 | 232.0711 | 0
| 232.0362 | 0 | 232.2764 | 0 | 229.0679 | 0 | 231.8 | 0 | 232.2764 | 0 | 232.2764 | 0 | 232.2764 | 0 | 239.6782 | 0.00063085 | 232.2764 | 8.5303e-05 | 508 | 2.6162 | 232.0362 | 0 | 232.2764 | 0 | 232.2764 | 0.0075796 | 231.7985 | 0 | 232.2764 | 0.010687 | 232.0362 | 0 | 229.6964 | 0 | 232.2764 | 0 | 232.2764 | 0
| 232.2406 | 0 | 232.4818 | 0 | 229.2774 | 0 | 232 | 0 | 232.4818 | 0 | 232.4818 | 0 | 232.4818 | 0 | 239.8871 | 6.8568e-05 | 232.4818 | 0 | 509 | 2.7351 | 232.2406 | 0 | 232.4818 | 0 | 232.4818 | 0.0036396 | 232.0024 | 0 | 232.4818 | 0 | 232.2406 | 0 | 229.9058 | 0 | 232.4818 | 0 | 232.4818 | 0
| 232.445 | 0 | 232.6872 | 0 | 229.487 | 0 | 232.21 | 0 | 232.6872 | 0 | 232.6872 | 0 | 232.6872 | 0 | 240.0959 | 0.00060459 | 232.6872 | 5.7726e-05 | 510 | 2.8525 | 232.445 | 0 | 232.6872 | 0 | 232.6872 | 0.0083266 | 232.2063 | 0 | 232.6872 | 0.010105 | 232.445 | 0 | 230.1152 | 0 | 232.6872 | 0 | 232.6872 | 0
| 232.6494 | 0 | 232.8926 | 0 | 229.6965 | 0 | 232.41 | 0 | 232.8926 | 0 | 232.8926 | 0 | 232.8926 | 0 | 240.3048 | 9.2424e-05 | 232.8926 | 0 | 511 | 2.9698 | 232.6494 | 0 | 232.8926 | 0 | 232.8926 | 0.0023212 | 232.4103 | 0 | 232.8926 | 0 | 232.6494 | 0 | 230.3247 | 0 | 232.8926 | 0 | 232.8926 | 0
| 232.8538 | 0 | 233.0981 | 0 | 229.9061 | 0 | 232.61 | 0 | 233.0981 | 0 | 233.0981 | 0 | 233.0981 | 0 | 240.5136 | 0.00064104 | 233.0981 | 0.00013844 | 512 | 3.0872 | 232.8538 | 0 | 233.0981 | 0 | 233.0981 | 0.012232 | 232.6142 | 0 | 233.0981 | 0.0070162 | 232.8538 | 0 | 230.5341 | 0 | 233.0981 | 0 | 233.0981 | 0
| 233.0583 | 0 | 233.3035 | 0 | 230.1157 | 0 | 232.82 | 0 | 233.3035 | 0 | 233.3035 | 0 | 233.3035 | 0 | 240.7225 | 3.2514e-05 | 233.3035 | 0 | 513 | 3.2046 | 233.0583 | 0 | 233.3035 | 0 | 233.3035 | 0.0013851 | 232.8182 | 0 | 233.3035 | 0 | 233.0583 | 0 | 230.7436 | 0 | 233.3035 | 0 | 233.3035 | 0
| 233.2627 | 0 | 233.509 | 0 | 230.3253 | 0 | 233.02 | 0 | 233.509 | 0 | 233.509 | 0 | 233.509 | 0 | 240.9314 | 0.00055978 | 233.509 | 4.9516e-05 | 514 | 3.315 | 233.2627 | 0 | 233.509 | 0 | 233.509 | 0.011264 | 233.0222 | 0 | 233.509 | 0.0034477 | 233.2627 | 0 | 230.953 | 0 | 233.509 | 0 | 233.509 | 0
| 233.4672 | 0 | 233.7144 | 0 | 230.5349 | 0 | 233.23 | 0 | 233.7144 | 0 | 233.7144 | 0 | 233.7144 | 0 | 241.1403 | 0.0001066 | 233.7144 | 0 | 515 | 3.4042 | 233.4672 | 0 | 233.7144 | 0 | 233.7144 | -0.0014294 | 233.2261 | 0 | 233.7144 | 0 | 233.4672 | 0 | 231.1625 | 0 | 233.7144 | 0 | 233.7144 | 0
| 233.6717 | 0 | 233.9199 | 0 | 230.7445 | 0 | 233.43 | 0 | 233.9199 | 0 | 233.9199 | 0 | 233.9199 | 0 | 241.3493 | 0.00057265 | 233.9199 | 0.0001284 | 516 | 3.4935 | 233.6717 | 0 | 233.9199 | 0 | 233.9199 | 0.0044805 | 233.4301 | 0 | 233.9199 | 0.0068211 | 233.6717 | 0 | 231.372 | 0 | 233.9199 | 0 | 233.9199 | 0
| 233.8762 | 0 | 234.1255 | 0 | 230.9541 | 0 | 233.63 | 0 | 234.1255 | 0 | 234.1255 | 0 | 234.1255 | 0 | 241.5582 | 0.00012399 | 234.1255 | 0 | 517 | 3.6129 | 233.8763 | 0 | 234.1255 | 0 | 234.1255 | 0.00090097 | 233.6342 | 0 | 234.1255 | 0 | 233.8762 | 0 | 231.5815 | 0 | 234.1255 | 0 | 234.1255 | 0
| 234.0808 | 0 | 234.331 | 0 | 231.1638 | 0 | 233.84 | 0 | 234.331 | 0 | 234.331 | 0 | 234.331 | 0 | 241.7671 | 0.00060451 | 234.331 | 0.00010112 | 518 | 3.7414 | 234.0808 | 0 | 234.331 | 0 | 234.331 | 0.014727 | 233.8382 | 0 | 234.331 | 0.0090999 | 234.0808 | 0 | 231.7911 | 0 | 234.331 | 0 | 234.331 | 0
| 234.2853 | 0 | 234.5365 | 0 | 231.3734 | 0 | 234.04 | 0 | 234.5365 | 0 | 234.5365 | 0 | 234.5365 | 0 | 241.9761 | 0.00010154 | 234.5365 | 0 | 519 | 3.8328 | 234.2854 | 0 | 234.5365 | 0 | 234.5365 | -0.0034174 | 234.0422 | 0 | 234.5365 | 0 | 234.2853 | 0 | 232.0006 | 0 | 234.5365 | 0 | 234.5365 | 0
| 234.4899 | 0 | 234.7421 | 0 | 231.5831 | 0 | 234.25 | 0 | 234.7421 | 0 | 234.7421 | 0 | 234.7421 | 0 | 242.1851 | 0.00052758 | 234.7421 | 5.4714e-05 | 520 | 3.9208 | 234.4899 | 0 | 234.7421 | 0 | 234.7421 | 0.010723 | 234.2463 | 0 | 234.7421 | 0.0085539 | 234.4899 | 0 | 232.2101 | 0 | 234.7421 | 0 | 234.7421 | 0
| 234.6945 | 0 | 234.9477 | 0 | 231.7928 | 0 | 234.45 | 0 | 234.9477 | 0 | 234.9477 | 0 | 234.9477 | 0 | 242.3941 | 5.1956e-05 | 234.9477 | 0 | 521 | 4.0088 | 234.6945 | 0 | 234.9477 | 0 | 234.9477 | -0.0023443 | 234.4504 | 0 | 234.9477 | 0 | 234.6945 | 0 | 232.4197 | 0 | 234.9477 | 0 | 234.9477 | 0
| 234.8991 | 0 | 235.1533 | 0 | 232.0025 | 0 | 234.65 | 0 | 235.1533 | 0 | 235.1533 | 0 | 235.1533 | 0 | 242.603 | 0.00062378 | 235.1533 | 8.3809e-05 | 522 | 4.0905 | 234.8991 | 0 | 235.1533 | 0 | 235.1533 | 0.0034731 | 234.6544 | 0 | 235.1533 | 0.008368 | 234.8991 | 0 | 232.6292 | 0 | 235.1533 | 0 | 235.1533 | 0
| 235.1038 | 0 | 235.3589 | 0 | 232.2122 | 0 | 234.86 | 0 | 235.3589 | 0 | 235.3589 | 0 | 235.3589 | 0 | 242.8121 | 7.5747e-05 | 235.3589 | 0 | 523 | 4.1476 | 235.1038 | 0 | 235.3589 | 0 | 235.3589 | -0.0007495 | 234.8586 | 0 | 235.3589 | 0 | 235.1038 | 0 | 232.8388 | 0 | 235.3589 | 0 | 235.3589 | 0
| 235.3084 | 0 | 235.5645 | 0 | 232.4219 | 0 | 235.06 | 0 | 235.5645 | 0 | 235.5645 | 0 | 235.5645 | 0 | 243.0211 | 0.00054327 | 235.5645 | 0.00019304 | 524 | 4.2047 | 235.3084 | 0 | 235.5645 | 0 | 235.5645 | 0.011456 | 235.0627 | 0 | 235.5645 | 0.0086289 | 235.3084 | 0 | 233.0484 | 0 | 235.5645 | 0 | 235.5645 | 0
| 235.5131 | 0 | 235.7701 | 0 | 232.6316 | 0 | 235.27 | 0 | 235.7701 | 0 | 235.7701 | 0 | 235.7701 | 0 | 243.2301 | 0.00011212 | 235.7701 | 0 | 525 | 4.2618 | 235.5131 | 0 | 235.7701 | 0 | 235.7701 | -0.0035462 | 235.2668 | 0 | 235.7701 | 0 | 235.5131 | 0 | 233.258 | 0 | 235.7701 | 0 | 235.7701 | 0
| 235.7178 | 0 | 235.9758 | 0 | 232.8413 | 0 | 235.47 | 0 | 235.9758 | 0 | 235.9758 | 0 | 235.9758 | 0 | 243.4391 | 0.00063587 | 235.9758 | 8.05e-05 | 526 | 4.3189 | 235.7178 | 0 | 235.9758 | 0 | 235.9758 | 0.009266 | 235.4709 | 0 | 235.9758 | 0.01119 | 235.7178 | 0 | 233.4676 | 0 | 235.9758 | 0 | 235.9758 | 0
| 235.9225 | 0 | 236.1815 | 0 | 233.051 | 0 | 235.68 | 0 | 236.1815 | 0 | 236.1815 | 0 | 236.1815 | 0 | 243.6482 | 7.4541e-05 | 236.1815 | 0 | 527 | 4.376 | 235.9225 | 0 | 236.1815 | 0 | 236.1815 | 0.0041859 | 235.6751 | 0 | 236.1815 | 0 | 235.9225 | 0 | 233.6772 | 0 | 236.1815 | 0 | 236.1815 | 0
| 236.1272 | 0 | 236.3872 | 0 | 233.2608 | 0 | 235.88 | 0 | 236.3872 | 0 | 236.3872 | 0 | 236.3872 | 0 | 243.8573 | 0.00063167 | 236.3872 | 4.3377e-05 | 528 | 4.4331 | 236.1272 | 0 | 236.3872 | 0 | 236.3872 | 0.0015168 | 235.8793 | 0 | 236.3872 | 0.0073843 | 236.1272 | 0 | 233.8868 | 0 | 236.3872 | 0 | 236.3872 | 0
| 236.3319 | 0 | 236.5929 | 0 | 233.4706 | 0 | 236.08 | 0 | 236.5929 | 0 | 236.5929 | 0 | 236.5929 | 0 | 244.0664 | 4.4747e-05 | 236.5929 | 0 | 529 | 4.4902 | 236.3319 | 0 | 236.5929 | 0 | 236.5929 | -0.0054184 | 236.0835 | 0 | 236.5929 | 0 | 236.3319 | 0 | 234.0965 | 0 | 236.5929 | 0 | 236.5929 | 0
| 236.5367 | 0 | 236.7986 | 0 | 233.6803 | 0 | 236.29 | 0 | 236.7986 | 0 | 236.7986 | 0 | 236.7986 | 0 | 244.2755 | 0.00058633 | 236.7986 | 5.1822e-05 | 530 | 4.5448 | 236.5367 | 0 | 236.7986 | 0 | 236.7986 | 0.0020362 | 236.2876 | 0 | 236.7986 | 0.0071695 | 236.5367 | 0 | 234.3061 | 0 | 236.7986 | 0 | 236.7986 | 0
| 236.7415 | 0 | 237.0044 | 0 | 233.8901 | 0 | 236.49 | 0 | 237.0044 | 0 | 237.0044 | 0 | 237.0044 | 0 | 244.4846 | 0.00014987 | 237.0044 | 0 | 531 | 4.5877 | 236.7415 | 0 | 237.0044 | 0 | 237.0044 | -0.0015935 | 236.4919 | 0 | 237.0044 | 0 | 236.7415 | 0 | 234.5158 | 0 | 237.0044 | 0 | 237.0044 | 0
| 236.9463 | 0 | 237.2101 | 0 | 234.0999 | 0 | 236.7 | 0 | 237.2101 | 0 | 237.2101 | 0 | 237.2101 | 0 | 244.6937 | 0.00058444 | 237.2101 | 8.0838e-05 | 532 | 4.6305 | 236.9463 | 0 | 237.2101 | 0 | 237.2101 | 0.0081229 | 236.6961 | 0 | 237.2101 | 0.0073429 | 236.9463 | 0 | 234.7254 | 0 | 237.2101 | 0 | 237.2101 | 0
| 237.1511 | 0 | 237.4159 | 0 | 234.3097 | 0 | 236.9 | 0 | 237.4159 | 0 | 237.4159 | 0 | 237.4159 | 0 | 244.9028 | 0.0001133 | 237.4159 | 0 | 533 | 4.6609 | 237.1511 | 0 | 237.4159 | 0 | 237.4159 | -0.0027806 | 236.9003 | 0 | 237.4159 | 0 | 237.1511 | 0 | 234.9351 | 0 | 237.4159 | 0 | 237.4159 | 0
| 237.3559 | 0 | 237.6217 | 0 | 234.5195 | 0 | 237.1 | 0 | 237.6217 | 0 | 237.6217 | 0 | 237.6217 | 0 | 245.112 | 0.00061821 | 237.6217 | 6.2624e-05 | 534 | 4.6859 | 237.3559 | 0 | 237.6217 | 0 | 237.6217 | 0.013853 | 237.1046 | 0 | 237.6217 | 0.0061103 | 237.3559 | 0 | 235.1448 | 0 | 237.6217 | 0 | 237.6217 | 0
| 237.5608 | 0 | 237.8275 | 0 | 234.7294 | 0 | 237.31 | 0 | 237.8275 | 0 | 237.8275 | 0 | 237.8275 | 0 | 245.3211 | 0.00011305 | 237.8275 | 0 | 535 | 4.7093 | 237.5608 | 0 | 237.8275 | 0 | 237.8275 | 1.9265e-07 | 237.3089 | 0 | 237.8275 | 0 | 237.5608 | 0 | 235.3545 | 0 | 237.8275 | 0 | 237.8275 | 0
| 237.7656 | 0 | 238.0333 | 0 | 234.9392 | 0 | 237.51 | 0 | 238.0333 | 0 | 238.0333 | 0 | 238.0333 | 0 | 245.5303 | 0.0005628 | 238.0333 | 0.00011843 | 536 | 4.7272 | 237.7656 | 0 | 238.0333 | 0 | 238.0333 | -0.004527 | 237.5131 | 0 | 238.0333 | 0.0077312 | 237.7656 | 0 | 235.5642 | 0 | 238.0333 | 0 | 238.0333 | 0
| 237.9705 | 0 | 238.2392 | 0 | 235.1491 | 0 | 237.72 | 0 | 238.2392 | 0 | 238.2392 | 0 | 238.2392 | 0 | 245.7395 | -7.7466e-06 | 238.2392 | 0 | 537 | 4.745 | 237.9705 | 0 | 238.2392 | 0 | 238.2392 | -0.0020572 | 237.7174 | 0 | 238.2392 | 0 | 237.9705 | 0 | 235.7739 | 0 | 238.2392 | 0 | 238.2392 | 0
| 238.1754 | 0 | 238.445 | 0 | 235.3589 | 0 | 237.92 | 0 | 238.445 | 0 | 238.445 | 0 | 238.445 | 0 | 245.9487 | 0.00059314 | 238.445 | 7.4758e-05 | 538 | 4.7559 | 238.1754 | 0 | 238.445 | 0 | 238.445 | 0.0034177 | 237.9217 | 0 | 238.445 | 0.004731 | 238.1754 | 0 | 235.9836 | 0 | 238.445 | 0 | 238.445 | 0
| 238.3803 | 0 | 238.6509 | 0 | 235.5688 | 0 | 238.13 | 0 | 238.6509 | 0 | 238.6509 | 0 | 238.6509 | 0 | 246.1579 | 9.9063e-05 | 238.6509 | 0 | 539 | 4.7645 | 238.3803 | 0 | 238.6509 | 0 | 238.6509 | 0.0023388 | 238.1261 | 0 | 238.6509 | 0 | 238.3803 | 0 | 236.1934 | 0 | 238.6509 | 0 | 238.6509 | 0
| 238.5853 | 0 | 238.8568 | 0 | 235.7787 | 0 | 238.33 | 0 | 238.8568 | 0 | 238.8568 | 0 | 238.8568 | 0 | 246.3671 | 0.00059666 | 238.8568 | 6.7719e-05 | 540 | 4.7731 | 238.5853 | 0 | 238.8568 | 0 | 238.8568 | 0.0050373 | 238.3304 | 0 | 238.8568 | 0.010483 | 238.5853 | 0 | 236.4031 | 0 | 238.8568 | 0 | 238.8568 | 0
| 238.7902 | 0 | 239.0627 | 0 | 235.9886 | 0 | 238.53 | 0 | 239.0627 | 0 | 239.0627 | 0 | 239.0627 | 0 | 246.5763 | 8.2498e-05 | 239.0627 | 4.2724e-05 | 541 | 4.7854 | 238.7902 | 0 | 239.0627 | 0 | 239.0627 | -0.004751 | 238.5348 | 0 | 239.0627 | 0 | 238.7902 | 0 | 236.6129 | 0 | 239.0627 | 0 | 239.0627 | 0
| 238.9952 | 0 | 239.2686 | 0 | 236.1985 | 0 | 238.74 | 0 | 239.2686 | 0 | 239.2686 | 0 | 239.2686 | 0 | 246.7856 | 0.00059828 | 239.2686 | 9.7876e-05 | 542 | 4.7997 | 238.9952 | 0 | 239.2686 | 0 | 239.2686 | 0.007549 | 238.7391 | 0 | 239.2686 | 0.0092792 | 238.9952 | 0 | 236.8227 | 0 | 239.2686 | 0 | 239.2686 | 0
| 239.2002 | 0 | 239.4746 | 0 | 236.4084 | 0 | 238.94 | 0 | 239.4746 | 0 | 239.4746 | 0 | 239.4746 | 0 | 246.9948 | 7.7677e-05 | 239.4746 | 0 | 543 | 4.8058 | 239.2002 | 0 | 239.4746 | 0 | 239.4746 | -0.002055 | 238.9435 | 0 | 239.4746 | 0 | 239.2002 | 0 | 237.0325 | 0 | 239.4746 | 0 | 239.4746 | 0
| 239.4052 | 0 | 239.6805 | 0 | 236.6183 | 0 | 239.15 | 0 | 239.6805 | 0 | 239.6805 | 0 | 239.6805 | 0 | 247.2041 | 0.00067923 | 239.6805 | 0.00010582 | 544 | 4.8099 | 239.4052 | 0 | 239.6805 | 0 | 239.6805 | 0.0055098 | 239.1479 | 0 | 239.6805 | 0.011484 | 239.4052 | 0 | 237.2422 | 0 | 239.6805 | 0 | 239.6805 | 0
| 239.6102 | 0 | 239.8865 | 0 | 236.8282 | 0 | 239.35 | 0 | 239.8865 | 0 | 239.8865 | 0 | 239.8865 | 0 | 247.4134 | 3.7859e-05 | 239.8865 | 0 | 545 | 4.814 | 239.6102 | 0 | 239.8865 | 0 | 239.8865 | -0.0029183 | 239.3523 | 0 | 239.8865 | 0 | 239.6102 | 0 | 237.452 | 0 | 239.8865 | 0 | 239.8865 | 0
| 239.8153 | 0 | 240.0925 | 0 | 237.0382 | 0 | 239.56 | 0 | 240.0925 | 0 | 240.0925 | 0 | 240.0925 | 0 | 247.6227 | 0.0006193 | 240.0925 | 8.614e-05 | 546 | 4.8181 | 239.8153 | 0 | 240.0925 | 0 | 240.0925 | 0.0054228 | 239.5567 | 0 | 240.0925 | 0.0045586 | 239.8153 | 0 | 237.6619 | 0 | 240.0925 | 0 | 240.0925 | 0
| 240.0204 | 0 | 240.2985 | 0 | 237.2482 | 0 | 239.76 | 0 | 240.2985 | 0 | 240.2985 | 0 | 240.2985 | 0 | 247.832 | 3.2363e-05 | 240.2985 | 0 | 547 | 4.8195 | 240.0204 | 0 | 240.2985 | 0 | 240.2985 | 0.00082338 | 239.7612 | 0 | 240.2985 | 0 | 240.0204 | 0 | 237.8717 | 0 | 240.2985 | 0 | 240.2985 | 0
| 240.2254 | 0 | 240.5045 | 0 | 237.4581 | 0 | 239.97 | 0 | 240.5045 | 0 | 240.5045 | 0 | 240.5045 | 0 | 248.0413 | 0.00066212 | 240.5045 | 6.9497e-05 | 548 | 4.8179 | 240.2254 | 0 | 240.5045 | 0 | 240.5045 | 0.0069792 | 239.9656 | 0 | 240.5045 | 0.008396 | 240.2254 | 0 | 238.0815 | 0 | 240.5045 | 0 | 240.5045 | 0
| 240.4305 | 0 | 240.7106 | 0 | 237.6681 | 0 | 240.17 | 0 | 240.7106 | 0 | 240.7106 | 0 | 240.7106 | 0 | 248.2506 | 5.137e-05 | 240.7106 | 0 | 549 | 4.8164 | 240.4305 | 0 | 240.7106 | 0 | 240.7106 | 0.00023986 | 240.1701 | 0 | 240.7106 | 0 | 240.4305 | 0 | 238.2914 | 0 | 240.7106 | 0 | 240.7106 | 0
| 240.6356 | 0 | 240.9166 | 0 | 237.8781 | 0 | 240.37 | 0 | 240.9166 | 0 | 240.9166 | 0 | 240.9166 | 0 | 248.4599 | 0.00065516 | 240.9166 | 9.8193e-05 | 550 | 4.8148 | 240.6357 | 0 | 240.9166 | 0 | 240.9166 | 0.0071982 | 240.3746 | 0 | 240.9166 | 0.0074011 | 240.6356 | 0 | 238.5012 | 0 | 240.9166 | 0 | 240.9166 | 0
| 240.8408 | 0 | 241.1227 | 0 | 238.0881 | 0 | 240.58 | 0 | 241.1227 | 0 | 241.1227 | 0 | 241.1227 | 0 | 248.6693 | 9.8561e-05 | 241.1227 | 0 | 551 | 4.8132 | 240.8408 | 0 | 241.1227 | 0 | 241.1227 | 0.0029594 | 240.5791 | 0 | 241.1227 | 0 | 240.8408 | 0 | 238.7111 | 0 | 241.1227 | 0 | 241.1227 | 0
| 241.046 | 0 | 241.3288 | 0 | 238.2981 | 0 | 240.78 | 0 | 241.3288 | 0 | 241.3288 | 0 | 241.3288 | 0 | 248.8787 | 0.00061156 | 241.3288 | 9.2878e-05 | 552 | 4.8117 | 241.0459 | 0 | 241.3288 | 0 | 241.3288 | 0.0018961 | 240.7836 | 0 | 241.3288 | 0.008368 | 241.046 | 0 | 238.921 | 0 | 241.3288 | 0 | 241.3288 | 0
| 241.2511 | 0 | 241.5349 | 0 | 238.5081 | 0 | 240.99 | 0 | 241.5349 | 0 | 241.5349 | 0 | 241.5349 | 0 | 249.0881 | 0.00010233 | 241.5349 | 0 | 553 | 4.8007 | 241.2511 | 0 | 241.5349 | 0 | 241.5349 | -0.0026909 | 240.9881 | 0 | 241.5349 | 0 | 241.2511 | 0 | 239.1308 | 0 | 241.5349 | 0 | 241.5349 | 0
| 241.4563 | 0 | 241.741 | 0 | 238.7182 | 0 | 241.19 | 0 | 241.741 | 0 | 241.741 | 0 | 241.741 | 0 | 249.2974 | 0.00061168 | 241.741 | 0.00010326 | 554 | 4.7888 | 241.4563 | 0 | 241.741 | 0 | 241.741 | 0.007526 | 241.1926 | 0 | 241.741 | 0.0060875 | 241.4563 | 0 | 239.3407 | 0 | 241.741 | 0 | 241.741 | 0
| 241.6615 | 0 | 241.9472 | 0 | 238.9282 | 0 | 241.4 | 0 | 241.9472 | 0 | 241.9472 | 0 | 241.9472 | 0 | 249.5069 | -3.4614e-05 | 241.9472 | 0 | 555 | 4.777 | 241.6615 | 0 | 241.9472 | 0 | 241.9472 | -0.0033449 | 241.3972 | 0 | 241.9472 | 0 | 241.6615 | 0 | 239.5507 | 0 | 241.9472 | 0 | 241.9472 | 0
| 241.8667 | 0 | 242.1533 | 0 | 239.1383 | 0 | 241.6 | 0 | 242.1533 | 0 | 242.1533 | 0 | 242.1533 | 0 | 249.7163 | 0.00064649 | 242.1533 | 0.00012131 | 556 | 4.7653 | 241.8667 | 0 | 242.1533 | 0 | 242.1533 | 0.011136 | 241.6017 | 0 | 242.1533 | 0.010717 | 241.8667 | 0 | 239.7606 | 0 | 242.1533 | 0 | 242.1533 | 0
| 242.072 | 0 | 242.3595 | 0 | 239.3484 | 0 | 241.81 | 0 | 242.3595 | 0 | 242.3595 | 0 | 242.3595 | 0 | 249.9257 | 0.00010875 | 242.3595 | 0 | 557 | 4.7542 | 242.072 | 0 | 242.3595 | 0 | 242.3595 | 0.0052029 | 241.8063 | 0 | 242.3595 | 0 | 242.072 | 0 | 239.9705 | 0 | 242.3595 | 0 | 242.3595 | 0
| 242.2773 | 0 | 242.5657 | 0 | 239.5584 | 0 | 242.01 | 0 | 242.5657 | 0 | 242.5657 | 0 | 242.5657 | 0 | 250.1351 | 0.00062297 | 242.5657 | 7.9885e-05 | 558 | 4.7431 | 242.2773 | 0 | 242.5657 | 0 | 242.5657 | 0.00047414 | 242.0109 | 0 | 242.5657 | 0.0080694 | 242.2773 | 0 | 240.1805 | 0 | 242.5657 | 0 | 242.5657 | 0
| 242.4825 | 0 | 242.7719 | 0 | 239.7685 | 0 | 242.22 | 0 | 242.7719 | 0 | 242.7719 | 0 | 242.7719 | 0 | 250.3446 | 4.7914e-05 | 242.7719 | 0 | 559 | 4.732 | 242.4825 | 0 | 242.7719 | 0 | 242.7719 | -0.0061571 | 242.2155 | 0 | 242.7719 | 0 | 242.4825 | 0 | 240.3904 | 0 | 242.7719 | 0 | 242.7719 | 0
| 242.6878 | 0 | 242.9781 | 0 | 239.9786 | 0 | 242.42 | 0 | 242.9781 | 0 | 242.9781 | 0 | 242.9781 | 0 | 250.554 | 0.00068363 | 242.9781 | 0.00015925 | 560 | 4.7209 | 242.6878 | 0 | 242.9781 | 0 | 242.9781 | 0.0022656 | 242.4201 | 0 | 242.9781 | 0.013341 | 242.6878 | 0 | 240.6004 | 0 | 242.9781 | 0 | 242.9781 | 0
| 242.8931 | 0 | 243.1844 | 0 | 240.1887 | 0 | 242.62 | 0 | 243.1844 | 0 | 243.1844 | 0 | 243.1844 | 0 | 250.7635 | 0.00012344 | 243.1844 | 0 | 561 | 4.7099 | 242.8932 | 0 | 243.1844 | 0 | 243.1844 | -0.00063282 | 242.6248 | 0 | 243.1844 | 0 | 242.8931 | 0 | 240.8103 | 0 | 243.1844 | 0 | 243.1844 | 0
| 243.0985 | 0 | 243.3906 | 0 | 240.3989 | 0 | 242.83 | 0 | 243.3906 | 0 | 243.3906 | 0 | 243.3906 | 0 | 250.973 | 0.00063091 | 243.3906 | 9.2377e-05 | 562 | 4.6952 | 243.0985 | 0 | 243.3906 | 0 | 243.3906 | 0.012472 | 242.8294 | 0 | 243.3906 | 0.0083839 | 243.0985 | 0 | 241.0203 | 0 | 243.3906 | 0 | 243.3906 | 0
| 243.3038 | 0 | 243.5969 | 0 | 240.609 | 0 | 243.03 | 0 | 243.5969 | 0 | 243.5969 | 0 | 243.5969 | 0 | 251.1825 | 0.00015748 | 243.5969 | 0 | 563 | 4.6786 | 243.3038 | 0 | 243.5969 | 0 | 243.5969 | 0.0016535 | 243.0341 | 0 | 243.5969 | 0 | 243.3038 | 0 | 241.2303 | 0 | 243.5969 | 0 | 243.5969 | 0
| 243.5092 | 0 | 243.8032 | 0 | 240.8192 | 0 | 243.24 | 0 | 243.8032 | 0 | 243.8032 | 0 | 243.8032 | 0 | 251.392 | 0.00066851 | 243.8032 | 3.5026e-05 | 564 | 4.662 | 243.5092 | 0 | 243.8032 | 0 | 243.8032 | 0.0065183 | 243.2387 | 0 | 243.8032 | 0.0060631 | 243.5092 | 0 | 241.4403 | 0 | 243.8032 | 0 | 243.8032 | 0
| 243.7146 | 0 | 244.0095 | 0 | 241.0293 | 0 | 243.44 | 0 | 244.0095 | 0 | 244.0095 | 0 | 244.0095 | 0 | 251.6016 | 0.00016272 | 244.0095 | 0 | 565 | 4.6454 | 243.7146 | 0 | 244.0095 | 0 | 244.0095 | 0.0057828 | 243.4434 | 0 | 244.0095 | 0 | 243.7146 | 0 | 241.6503 | 0 | 244.0095 | 0 | 244.0095 | 0
| 243.92 | 0 | 244.2158 | 0 | 241.2395 | 0 | 243.65 | 0 | 244.2158 | 0 | 244.2158 | 0 | 244.2158 | 0 | 251.8111 | 0.00057406 | 244.2158 | 4.53e-05 | 566 | 4.6293 | 243.92 | 0 | 244.2158 | 0 | 244.2158 | -0.0018357 | 243.6481 | 0 | 244.2158 | 0.0054419 | 243.92 | 0 | 241.8604 | 0 | 244.2158 | 0 | 244.2158 | 0
| 244.1254 | 0 | 244.4221 | 0 | 241.4497 | 0 | 243.85 | 0 | 244.4221 | 0 | 244.4221 | 0 | 244.4221 | 0 | 252.0206 | 0.00012055 | 244.4221 | 0 | 567 | 4.6133 | 244.1254 | 0 | 244.4221 | 0 | 244.4221 | -0.0022928 | 243.8528 | 0 | 244.4221 | 0 | 244.1254 | 0 | 242.0704 | 0 | 244.4221 | 0 | 244.4221 | 0
| 244.3309 | 0 | 244.6285 | 0 | 241.6598 | 0 | 244.06 | 0 | 244.6285 | 0 | 244.6285 | 0 | 244.6285 | 0 | 252.2302 | 0.0006331 | 244.6285 | 4.3616e-05 | 568 | 4.5972 | 244.3309 | 0 | 244.6285 | 0 | 244.6285 | 0.0045757 | 244.0576 | 0 | 244.6285 | 0.0088931 | 244.3309 | 0 | 242.2804 | 0 | 244.6285 | 0 | 244.6285 | 0
| 244.5363 | 0 | 244.8349 | 0 | 241.8701 | 0 | 244.26 | 0 | 244.8349 | 0 | 244.8349 | 0 | 244.8349 | 0 | 252.4398 | 6.2603e-05 | 244.8349 | 0 | 569 | 4.5812 | 244.5363 | 0 | 244.8349 | 0 | 244.8349 | -0.0023708 | 244.2623 | 0 | 244.8349 | 0 | 244.5363 | 0 | 242.4905 | 0 | 244.8349 | 0 | 244.8349 | 0
| 244.7418 | 0 | 245.0413 | 0 | 242.0803 | 0 | 244.47 | 0 | 245.0413 | 0 | 245.0413 | 0 | 245.0413 | 0 | 252.6494 | 0.00062886 | 245.0413 | 6.1111e-05 | 570 | 4.5652 | 244.7418 | 0 | 245.0413 | 0 | 245.0413 | 0.0036339 | 244.4671 | 0 | 245.0413 | 0.006593 | 244.7418 | 0 | 242.7005 | 0 | 245.0413 | 0 | 245.0413 | 0
| 244.9473 | 0 | 245.2477 | 0 | 242.2905 | 0 | 244.67 | 0 | 245.2477 | 0 | 245.2477 | 0 | 245.2477 | 0 | 252.859 | 0.00012356 | 245.2477 | 0 | 571 | 4.5017 | 244.9473 | 0 | 245.2477 | 0 | 245.2477 | -0.0014503 | 244.6718 | 0 | 245.2477 | 0 | 244.9473 | 0 | 242.9106 | 0 | 245.2477 | 0 | 245.2477 | 0
| 245.1528 | 0 | 245.4541 | 0 | 242.5007 | 0 | 244.88 | 0 | 245.4541 | 0 | 245.4541 | 0 | 245.4541 | 0 | 253.0686 | 0.00067081 | 245.4541 | 0.00014774 | 572 | 4.4666 | 245.1528 | 0 | 245.4541 | 0 | 245.4541 | 0.0022223 | 244.8766 | 0 | 245.4541 | 0.01111 | 245.1528 | 0 | 243.1207 | 0 | 245.4541 | 0 | 245.4541 | 0
| 245.3584 | 0 | 245.6605 | 0 | 242.711 | 0 | 245.08 | 0 | 245.6605 | 0 | 245.6605 | 0 | 245.6605 | 0 | 253.2782 | 4.7823e-05 | 245.6605 | 0 | 573 | 4.4412 | 245.3584 | 0 | 245.6605 | 0 | 245.6605 | 0.0038536 | 245.0814 | 0 | 245.6605 | 0 | 245.3584 | 0 | 243.3308 | 0 | 245.6605 | 0 | 245.6605 | 0
| 245.5639 | 0 | 245.867 | 0 | 242.9212 | 0 | 245.29 | 0 | 245.867 | 0 | 245.867 | 0 | 245.867 | 0 | 253.4879 | 0.00067949 | 245.867 | 9.2759e-05 | 574 | 4.4159 | 245.5639 | 0 | 245.867 | 0 | 245.867 | 0.0024049 | 245.2862 | 0 | 245.867 | 0.0082248 | 245.5639 | 0 | 243.5409 | 0 | 245.867 | 0 | 245.867 | 0
| 245.7695 | 0 | 246.0734 | 0 | 243.1315 | 0 | 245.49 | 0 | 246.0734 | 0 | 246.0734 | 0 | 246.0734 | 0 | 253.6975 | 0.00010468 | 246.0734 | 0 | 575 | 4.3905 | 245.7695 | 0 | 246.0734 | 0 | 246.0734 | -0.0022884 | 245.4911 | 0 | 246.0734 | 0 | 245.7695 | 0 | 243.751 | 0 | 246.0734 | 0 | 246.0734 | 0
| 245.9751 | 0 | 246.2799 | 0 | 243.3418 | 0 | 245.7 | 0 | 246.2799 | 0 | 246.2799 | 0 | 246.2799 | 0 | 253.9072 | 0.00068879 | 246.2799 | 0.00010035 | 576 | 4.3652 | 245.9751 | 0 | 246.2799 | 0 | 246.2799 | 0.003842 | 245.6959 | 0 | 246.2799 | 0.0066644 | 245.9751 | 0 | 243.9612 | 0 | 246.2799 | 0 | 246.2799 | 0
| 246.1807 | 0 | 246.4864 | 0 | 243.5521 | 0 | 245.9 | 0 | 246.4864 | 0 | 246.4864 | 0 | 246.4864 | 0 | 254.1168 | 0.00010745 | 246.4864 | 0 | 577 | 4.3377 | 246.1807 | 0 | 246.4864 | 0 | 246.4864 | -0.0032653 | 245.9008 | 0 | 246.4864 | 0 | 246.1807 | 0 | 244.1713 | 0 | 246.4864 | 0 | 246.4864 | 0
| 246.3863 | 0 | 246.6929 | 0 | 243.7624 | 0 | 246.11 | 0 | 246.693 | 0 | 246.693 | 0 | 246.693 | 0 | 254.3265 | 0.00060821 | 246.6929 | 0.00012621 | 578 | 4.3006 | 246.3863 | 0 | 246.693 | 0 | 246.6929 | 0.0064795 | 246.1056 | 0 | 246.6929 | 0.0080827 | 246.3863 | 0 | 244.3815 | 0 | 246.693 | 0 | 246.693 | 0
| 246.5919 | 0 | 246.8995 | 0 | 243.9727 | 0 | 246.31 | 0 | 246.8995 | 0 | 246.8995 | 0 | 246.8995 | 0 | 254.5362 | 0.00014893 | 246.8995 | 0 | 579 | 4.2635 | 246.5919 | 0 | 246.8995 | 0 | 246.8995 | -0.00089246 | 246.3105 | 0 | 246.8995 | 0 | 246.5919 | 0 | 244.5916 | 0 | 246.8995 | 0 | 246.8995 | 0
| 246.7976 | 0 | 247.106 | 0 | 244.183 | 0 | 246.52 | 0 | 247.106 | 0 | 247.106 | 0 | 247.106 | 0 | 254.7459 | 0.00064285 | 247.106 | 0.00012091 | 580 | 4.227 | 246.7976 | 0 | 247.106 | 0 | 247.106 | 0.0053494 | 246.5154 | 0 | 247.106 | 0.0065281 | 246.7976 | 0 | 244.8018 | 0 | 247.106 | 0 | 247.106 | 0
| 247.0033 | 0 | 247.3126 | 0 | 244.3933 | 0 | 246.72 | 0 | 247.3126 | 0 | 247.3126 | 0 | 247.3126 | 0 | 254.9557 | 0.00012885 | 247.3126 | 0 | 581 | 4.1956 | 247.0033 | 0 | 247.3126 | 0 | 247.3126 | 0.00089359 | 246.7203 | 0 | 247.3126 | 0 | 247.0033 | 0 | 245.012 | 0 | 247.3126 | 0 | 247.3126 | 0
| 247.2089 | 0 | 247.5192 | 0 | 244.6037 | 0 | 246.93 | 0 | 247.5192 | 0 | 247.5192 | 0 | 247.5192 | 0 | 255.1654 | 0.00064075 | 247.5192 | 0.00014729 | 582 | 4.1642 | 247.209 | 0 | 247.5192 | 0 | 247.5192 | 0.0042953 | 246.9252 | 0 | 247.5192 | 0.008025 | 247.2089 | 0 | 245.2222 | 0 | 247.5192 | 0 | 247.5192 | 0
| 247.4147 | 0 | 247.7258 | 0 | 244.814 | 0 | 247.13 | 0 | 247.7258 | 0 | 247.7258 | 0 | 247.7258 | 0 | 255.3752 | 5.3565e-05 | 247.7258 | 0 | 583 | 4.1329 | 247.4147 | 0 | 247.7258 | 0 | 247.7258 | 0.0029379 | 247.1302 | 0 | 247.7258 | 0 | 247.4147 | 0 | 245.4324 | 0 | 247.7258 | 0 | 247.7258 | 0
| 247.6204 | 0 | 247.9324 | 0 | 245.0244 | 0 | 247.34 | 0 | 247.9324 | 0 | 247.9324 | 0 | 247.9324 | 0 | 255.5849 | 0.00060587 | 247.9324 | 0.0001455 | 584 | 4.1015 | 247.6204 | 0 | 247.9324 | 0 | 247.9324 | 0.0015224 | 247.3351 | 0 | 247.9324 | 0.0087949 | 247.6204 | 0 | 245.6426 | 0 | 247.9324 | 0 | 247.9324 | 0
| 247.8261 | 0 | 248.139 | 0 | 245.2348 | 0 | 247.54 | 0 | 248.139 | 0 | 248.139 | 0 | 248.139 | 0 | 255.7947 | 9.0492e-05 | 248.139 | 0 | 585 | 4.0701 | 247.8261 | 0 | 248.139 | 0 | 248.139 | -0.0056036 | 247.5401 | 0 | 248.139 | 0 | 247.8261 | 0 | 245.8528 | 0 | 248.139 | 0 | 248.139 | 0
| 248.0319 | 0 | 248.3457 | 0 | 245.4451 | 0 | 247.75 | 0 | 248.3457 | 0 | 248.3457 | 0 | 248.3457 | 0 | 256.0045 | 0.00068491 | 248.3457 | 1.5193e-05 | 586 | 4.0387 | 248.0319 | 0 | 248.3457 | 0 | 248.3457 | 0.0056752 | 247.7451 | 0 | 248.3457 | 0.0084795 | 248.0319 | 0 | 246.063 | 0 | 248.3457 | 0 | 248.3457 | 0
| 248.2377 | 0 | 248.5524 | 0 | 245.6555 | 0 | 247.95 | 0 | 248.5524 | 0 | 248.5524 | 0 | 248.5524 | 0 | 256.2143 | 0.0001466 | 248.5523 | 0 | 587 | 3.9984 | 248.2377 | 0 | 248.5524 | 0 | 248.5524 | -0.0018334 | 247.9501 | 0 | 248.5523 | 0 | 248.2377 | 0 | 246.2733 | 0 | 248.5524 | 0 | 248.5524 | 0
| 248.4435 | 0 | 248.759 | 0 | 245.866 | 0 | 248.16 | 0 | 248.759 | 0 | 248.759 | 0 | 248.759 | 0 | 256.4241 | 0.0006697 | 248.7591 | 0.00010819 | 588 | 3.9572 | 248.4435 | 0 | 248.759 | 0 | 248.759 | 0.0062023 | 248.1551 | 0 | 248.7591 | 0.0077439 | 248.4435 | 0 | 246.4836 | 0 | 248.759 | 0 | 248.759 | 0
| 248.6493 | 0 | 248.9657 | 0 | 246.0764 | 0 | 248.36 | 0 | 248.9657 | 0 | 248.9657 | 0 | 248.9657 | 0 | 256.6339 | 0.00011321 | 248.9657 | 0 | 589 | 3.916 | 248.6493 | 0 | 248.9657 | 0 | 248.9657 | -0.0051144 | 248.3601 | 0 | 248.9657 | 0 | 248.6493 | 0 | 246.6938 | 0 | 248.9657 | 0 | 248.9657 | 0
| 248.8551 | 0 | 249.1725 | 0 | 246.2868 | 0 | 248.57 | 0 | 249.1725 | 0 | 249.1725 | 0 | 249.1725 | 0 | 256.8437 | 0.00069882 | 249.1724 | 0.00011312 | 590 | 3.8748 | 248.8551 | 0 | 249.1725 | 0 | 249.1725 | 0.0049627 | 248.5651 | 0 | 249.1724 | 0.011933 | 248.8551 | 0 | 246.9041 | 0 | 249.1725 | 0 | 249.1725 | 0
| 249.061 | 0 | 249.3792 | 0 | 246.4972 | 0 | 248.77 | 0 | 249.3792 | 0 | 249.3792 | 0 | 249.3792 | 0 | 257.0536 | 0.00011004 | 249.3792 | 0 | 591 | 3.8336 | 249.061 | 0 | 249.3792 | 0 | 249.3792 | -0.0045855 | 248.7702 | 0 | 249.3792 | 0 | 249.061 | 0 | 247.1144 | 0 | 249.3792 | 0 | 249.3792 | 0
| 249.2669 | 0 | 249.5859 | 0 | 246.7077 | 0 | 248.98 | 0 | 249.5859 | 0 | 249.5859 | 0 | 249.5859 | 0 | 257.2634 | 0.00068171 | 249.5859 | 9.0075e-05 | 592 | 3.7924 | 249.2669 | 0 | 249.5859 | 0 | 249.5859 | 0.0053454 | 248.9753 | 0 | 249.5859 | 0.0032612 | 249.2669 | 0 | 247.3247 | 0 | 249.5859 | 0 | 249.5859 | 0
| 249.4728 | 0 | 249.7927 | 0 | 246.9182 | 0 | 249.18 | 0 | 249.7927 | 0 | 249.7927 | 0 | 249.7927 | 0 | 257.4733 | 0.00013108 | 249.7927 | 0 | 593 | 3.7512 | 249.4728 | 0 | 249.7927 | 0 | 249.7927 | -0.001175 | 249.1803 | 0 | 249.7927 | 0 | 249.4728 | 0 | 247.535 | 0 | 249.7927 | 0 | 249.7927 | 0
| 249.6787 | 0 | 249.9995 | 0 | 247.1286 | 0 | 249.39 | 0 | 249.9995 | 0 | 249.9995 | 0 | 249.9995 | 0 | 257.6832 | 0.00064342 | 249.9995 | 7.6714e-05 | 594 | 3.71 | 249.6787 | 0 | 249.9995 | 0 | 249.9995 | 0.0048617 | 249.3854 | 0 | 249.9995 | 0.0047655 | 249.6787 | 0 | 247.7453 | 0 | 249.9995 | 0 | 249.9995 | 0
| 249.8846 | 0 | 250.2063 | 0 | 247.3391 | 0 | 249.59 | 0 | 250.2063 | 0 | 250.2063 | 0 | 250.2063 | 0 | 257.8931 | 0.00018852 | 250.2063 | 0 | 595 | 3.6688 | 249.8846 | 0 | 250.2063 | 0 | 250.2063 | -0.0038028 | 249.5905 | 0 | 250.2063 | 0 | 249.8846 | 0 | 247.9556 | 0 | 250.2063 | 0 | 250.2063 | 0
| 250.0905 | 0 | 250.4131 | 0 | 247.5496 | 0 | 249.8 | 0 | 250.4131 | 0 | 250.4131 | 0 | 250.4131 | 0 | 258.103 | 0.00065831 | 250.4131 | 8.536e-05 | 596 | 3.6276 | 250.0905 | 0 | 250.4131 | 0 | 250.4131 | 0.011679 | 249.7957 | 0 | 250.4131 | 0.012653 | 250.0905 | 0 | 248.166 | 0 | 250.4131 | 0 | 250.4131 | 0
| 250.2965 | 0 | 250.6199 | 0 | 247.7601 | 0 | 250 | 0 | 250.6199 | 0 | 250.6199 | 0 | 250.6199 | 0 | 258.3129 | 0.00012589 | 250.6199 | 0 | 597 | 3.5864 | 250.2965 | 0 | 250.6199 | 0 | 250.6199 | 0.0018725 | 250.0008 | 0 | 250.6199 | 0 | 250.2965 | 0 | 248.3763 | 0 | 250.6199 | 0 | 250.6199 | 0
| 250.5025 | 0 | 250.8268 | 0 | 247.9706 | 0 | 250.21 | 0 | 250.8268 | 0 | 250.8268 | 0 | 250.8268 | 0 | 258.5229 | 0.00066075 | 250.8268 | 7.3947e-05 | 598 | 3.541 | 250.5025 | 0 | 250.8268 | 0 | 250.8268 | 0.0063563 | 250.2059 | 0 | 250.8268 | 0.0095717 | 250.5025 | 0 | 248.5867 | 0 | 250.8268 | 0 | 250.8268 | 0
| 250.7085 | 0 | 251.0336 | 0 | 248.1812 | 0 | 250.41 | 0 | 251.0336 | 0 | 251.0336 | 0 | 251.0336 | 0 | 258.7328 | 0.00016281 | 251.0336 | 0 | 599 | 3.4945 | 250.7085 | 0 | 251.0336 | 0 | 251.0336 | -0.0038594 | 250.4111 | 0 | 251.0336 | 0 | 250.7085 | 0 | 248.7971 | 0 | 251.0336 | 0 | 251.0336 | 0
| 250.9145 | 0 | 251.2405 | 0 | 248.3917 | 0 | 250.62 | 0 | 251.2405 | 0 | 251.2405 | 0 | 251.2405 | 0 | 258.9427 | 0.00066192 | 251.2405 | 5.43e-05 | 600 | 3.448 | 250.9145 | 0 | 251.2405 | 0 | 251.2405 | 0.0085138 | 250.6163 | 0 | 251.2405 | 0.0043958 | 250.9145 | 0 | 249.0074 | 0 | 251.2405 | 0 | 251.2405 | 0
| 251.1205 | 0 | 251.4474 | 0 | 248.6023 | 0 | 250.82 | 0 | 251.4474 | 0 | 251.4474 | 0 | 251.4474 | 0 | 259.1527 | 0.000104 | 251.4474 | 0 | 601 | 3.4015 | 251.1205 | 0 | 251.4474 | 0 | 251.4474 | -0.0012926 | 250.8215 | 0 | 251.4474 | 0 | 251.1205 | 0 | 249.2178 | 0 | 251.4474 | 0 | 251.4474 | 0
| 251.3266 | 0 | 251.6543 | 0 | 248.8128 | 0 | 251.03 | 0 | 251.6543 | 0 | 251.6543 | 0 | 251.6543 | 0 | 259.3627 | 0.00070531 | 251.6543 | 1.7305e-05 | 602 | 3.355 | 251.3266 | 0 | 251.6543 | 0 | 251.6543 | 0.003218 | 251.0267 | 0 | 251.6543 | 0.009581 | 251.3266 | 0 | 249.4282 | 0 | 251.6543 | 0 | 251.6543 | 0
| 251.5326 | 0 | 251.8613 | 0 | 249.0234 | 0 | 251.23 | 0 | 251.8613 | 0 | 251.8613 | 0 | 251.8613 | 0 | 259.5727 | 8.8553e-05 | 251.8613 | 0 | 603 | 3.3085 | 251.5326 | 0 | 251.8613 | 0 | 251.8613 | -0.0026796 | 251.2319 | 0 | 251.8613 | 0 | 251.5326 | 0 | 249.6387 | 0 | 251.8613 | 0 | 251.8613 | 0
| 251.7387 | 0 | 252.0682 | 0 | 249.234 | 0 | 251.44 | 0 | 252.0682 | 0 | 252.0682 | 0 | 252.0682 | 0 | 259.7827 | 0.00069422 | 252.0682 | 0.00014352 | 604 | 3.262 | 251.7387 | 0 | 252.0682 | 0 | 252.0682 | 0.0031887 | 251.4371 | 0 | 252.0682 | 0.0098964 | 251.7387 | 0 | 249.8491 | 0 | 252.0682 | 0 | 252.0682 | 0
| 251.9448 | 0 | 252.2752 | 0 | 249.4446 | 0 | 251.64 | 0 | 252.2752 | 0 | 252.2752 | 0 | 252.2752 | 0 | 259.9927 | 7.8656e-05 | 252.2752 | 0 | 605 | 3.2155 | 251.9448 | 0 | 252.2752 | 0 | 252.2752 | 0.0033731 | 251.6423 | 0 | 252.2752 | 0 | 251.9448 | 0 | 250.0595 | 0 | 252.2752 | 0 | 252.2752 | 0
| 252.1509 | 0 | 252.4821 | 0 | 249.6552 | 0 | 251.85 | 0 | 252.4821 | 0 | 252.4821 | 0 | 252.4821 | 0 | 260.2028 | 0.00067573 | 252.4821 | 0.0001238 | 606 | 3.1689 | 252.1509 | 0 | 252.4821 | 0 | 252.4821 | 0.0069719 | 251.8476 | 0 | 252.4821 | 0.011278 | 252.1509 | 0 | 250.27 | 0 | 252.4821 | 0 | 252.4821 | 0
| 252.3571 | 0 | 252.6891 | 0 | 249.8658 | 0 | 252.05 | 0 | 252.6891 | 0 | 252.6891 | 0 | 252.6891 | 0 | 260.4128 | 0.00011972 | 252.6891 | 0 | 607 | 3.1224 | 252.3571 | 0 | 252.6891 | 0 | 252.6891 | -0.00050807 | 252.0529 | 0 | 252.6891 | 0 | 252.3571 | 0 | 250.4804 | 0 | 252.6891 | 0 | 252.6891 | 0
| 252.5633 | 0 | 252.8961 | 0 | 250.0764 | 0 | 252.26 | 0 | 252.8961 | 0 | 252.8961 | 0 | 252.8961 | 0 | 260.6228 | 0.00067719 | 252.8961 | 8.2841e-05 | 608 | 3.0759 | 252.5632 | 0 | 252.8961 | 0 | 252.8961 | 0.0077089 | 252.2582 | 0 | 252.8961 | 0.0069202 | 252.5633 | 0 | 250.6909 | 0 | 252.8961 | 0 | 252.8961 | 0
| 252.7694 | 0 | 253.1032 | 0 | 250.2871 | 0 | 252.46 | 0 | 253.1032 | 0 | 253.1032 | 0 | 253.1032 | 0 | 260.8329 | 9.6179e-05 | 253.1032 | 0 | 609 | 3.0294 | 252.7694 | 0 | 253.1032 | 0 | 253.1032 | 0.0076366 | 252.4635 | 0 | 253.1032 | 0 | 252.7694 | 0 | 250.9014 | 0 | 253.1032 | 0 | 253.1032 | 0
| 252.9756 | 0 | 253.3102 | 0 | 250.4977 | 0 | 252.67 | 0 | 253.3102 | 0 | 253.3102 | 0 | 253.3102 | 0 | 261.043 | 0.0006447 | 253.3102 | 0.00011866 | 610 | 2.9829 | 252.9756 | 0 | 253.3102 | 0 | 253.3102 | 0.0044583 | 252.6688 | 0 | 253.3102 | 0.013077 | 252.9756 | 0 | 251.1118 | 0 | 253.3102 | 0 | 253.3102 | 0
| 253.1818 | 0 | 253.5173 | 0 | 250.7084 | 0 | 252.87 | 0 | 253.5173 | 0 | 253.5173 | 0 | 253.5173 | 0 | 261.2531 | 0.00012184 | 253.5173 | 0 | 611 | 2.9364 | 253.1818 | 0 | 253.5173 | 0 | 253.5173 | 0.0025242 | 252.8741 | 0 | 253.5173 | 0 | 253.1818 | 0 | 251.3223 | 0 | 253.5173 | 0 | 253.5173 | 0
| 253.388 | 0 | 253.7243 | 0 | 250.9191 | 0 | 253.08 | 0 | 253.7243 | 0 | 253.7243 | 0 | 253.7243 | 0 | 261.4632 | 0.00062329 | 253.7243 | 4.3196e-05 | 612 | 2.8896 | 253.3881 | 0 | 253.7243 | 0 | 253.7243 | 0.004986 | 253.0794 | 0 | 253.7243 | 0.0057889 | 253.388 | 0 | 251.5329 | 0 | 253.7243 | 0 | 253.7243 | 0
| 253.5943 | 0 | 253.9314 | 0 | 251.1297 | 0 | 253.28 | 0 | 253.9314 | 0 | 253.9314 | 0 | 253.9314 | 0 | 261.6733 | 0.00019423 | 253.9314 | 0 | 613 | 2.8425 | 253.5943 | 0 | 253.9314 | 0 | 253.9314 | -0.0016224 | 253.2848 | 0 | 253.9314 | 0 | 253.5943 | 0 | 251.7434 | 0 | 253.9314 | 0 | 253.9314 | 0
| 253.8006 | 0 | 254.1385 | 0 | 251.3404 | 0 | 253.49 | 0 | 254.1385 | 0 | 254.1385 | 0 | 254.1385 | 0 | 261.8834 | 0.0007573 | 254.1385 | 0.00011122 | 614 | 2.7954 | 253.8006 | 0 | 254.1385 | 0 | 254.1385 | 0.0018452 | 253.4902 | 0 | 254.1385 | 0.012934 | 253.8006 | 0 | 251.9539 | 0 | 254.1385 | 0 | 254.1385 | 0
| 254.0068 | 0 | 254.3457 | 0 | 251.5511 | 0 | 253.7 | 0 | 254.3457 | 0 | 254.3457 | 0 | 254.3457 | 0 | 262.0936 | 0.00014903 | 254.3457 | 0 | 615 | 2.7484 | 254.0068 | 0 | 254.3457 | 0 | 254.3457 | 0.0067613 | 253.6955 | 0 | 254.3457 | 0 | 254.0068 | 0 | 252.1644 | 0 | 254.3457 | 0 | 254.3457 | 0
| 254.2131 | 0 | 254.5528 | 0 | 251.7619 | 0 | 253.9 | 0 | 254.5528 | 0 | 254.5528 | 0 | 254.5528 | 0 | 262.3037 | 0.00067332 | 254.5528 | 9.8762e-05 | 616 | 2.7013 | 254.2131 | 0 | 254.5528 | 0 | 254.5528 | 0.0064993 | 253.9009 | 0 | 254.5528 | 0.010368 | 254.2131 | 0 | 252.375 | 0 | 254.5528 | 0 | 254.5528 | 0
| 254.4195 | 0 | 254.76 | 0 | 251.9726 | 0 | 254.11 | 0 | 254.76 | 0 | 254.76 | 0 | 254.76 | 0 | 262.5139 | 0.00016756 | 254.76 | 0 | 617 | 2.6542 | 254.4195 | 0 | 254.76 | 0 | 254.76 | 0.00098086 | 254.1064 | 0 | 254.76 | 0 | 254.4195 | 0 | 252.5856 | 0 | 254.76 | 0 | 254.76 | 0
| 254.6258 | 0 | 254.9671 | 0 | 252.1833 | 0 | 254.31 | 0 | 254.9671 | 0 | 254.9671 | 0 | 254.9671 | 0 | 262.7241 | 0.00069685 | 254.9671 | 0.00011097 | 618 | 2.6071 | 254.6258 | 0 | 254.9671 | 0 | 254.9671 | 0.0055728 | 254.3118 | 0 | 254.9671 | 0.0037601 | 254.6258 | 0 | 252.7961 | 0 | 254.9671 | 0 | 254.9671 | 0
| 254.8321 | 0 | 255.1743 | 0 | 252.3941 | 0 | 254.52 | 0 | 255.1743 | 0 | 255.1743 | 0 | 255.1743 | 0 | 262.9343 | 0.00017446 | 255.1743 | 0 | 619 | 2.5601 | 254.8321 | 0 | 255.1743 | 0 | 255.1743 | 0.0032524 | 254.5172 | 0 | 255.1743 | 0 | 254.8321 | 0 | 253.0067 | 0 | 255.1743 | 0 | 255.1743 | 0
| 255.0385 | 0 | 255.3815 | 0 | 252.6048 | 0 | 254.72 | 0 | 255.3815 | 0 | 255.3815 | 0 | 255.3815 | 0 | 263.1445 | 0.00072949 | 255.3815 | 5.5504e-05 | 620 | 2.513 | 255.0385 | 0 | 255.3815 | 0 | 255.3815 | 0.010038 | 254.7227 | 0 | 255.3815 | 0.0090488 | 255.0385 | 0 | 253.2173 | 0 | 255.3815 | 0 | 255.3815 | 0
| 255.2449 | 0 | 255.5888 | 0 | 252.8156 | 0 | 254.93 | 0 | 255.5888 | 0 | 255.5888 | 0 | 255.5888 | 0 | 263.3547 | 0.0001459 | 255.5888 | 0 | 621 | 2.4659 | 255.2449 | 0 | 255.5888 | 0 | 255.5888 | 0.00058423 | 254.9281 | 0 | 255.5888 | 0 | 255.2449 | 0 | 253.4279 | 0 | 255.5888 | 0 | 255.5888 | 0
| 255.4513 | 0 | 255.796 | 0 | 253.0264 | 0 | 255.13 | 0 | 255.796 | 0 | 255.796 | 0 | 255.796 | 0 | 263.5649 | 0.00060264 | 255.796 | 6.5462e-05 | 622 | 2.4189 | 255.4513 | 0 | 255.796 | 0 | 255.796 | 0.0079663 | 255.1336 | 0 | 255.796 | 0.0085903 | 255.4513 | 0 | 253.6385 | 0 | 255.796 | 0 | 255.796 | 0
| 255.6577 | 0 | 256.0032 | 0 | 253.2372 | 0 | 255.34 | 0 | 256.0032 | 0 | 256.0032 | 0 | 256.0032 | 0 | 263.7751 | 9.354e-05 | 256.0032 | 0 | 623 | 2.3718 | 255.6577 | 0 | 256.0032 | 0 | 256.0032 | -0.0018769 | 255.3391 | 0 | 256.0032 | 0 | 255.6577 | 0 | 253.8491 | 0 | 256.0032 | 0 | 256.0032 | 0
| 255.8642 | 0 | 256.2105 | 0 | 253.448 | 0 | 255.54 | 0 | 256.2105 | 0 | 256.2105 | 0 | 256.2105 | 0 | 263.9854 | 0.0006458 | 256.2105 | 0.00017906 | 624 | 2.3278 | 255.8642 | 0 | 256.2105 | 0 | 256.2105 | 0.0095086 | 255.5446 | 0 | 256.2105 | 0.0085385 | 255.8642 | 0 | 254.0598 | 0 | 256.2105 | 0 | 256.2105 | 0
| 256.0706 | 0 | 256.4178 | 0 | 253.6588 | 0 | 255.75 | 0 | 256.4178 | 0 | 256.4178 | 0 | 256.4178 | 0 | 264.1956 | 0.00016726 | 256.4178 | 0 | 625 | 2.2965 | 256.0706 | 0 | 256.4178 | 0 | 256.4178 | -0.0082812 | 255.7501 | 0 | 256.4178 | 0 | 256.0706 | 0 | 254.2704 | 0 | 256.4178 | 0 | 256.4178 | 0
| 256.2771 | 0 | 256.6251 | 0 | 253.8696 | 0 | 255.96 | 0 | 256.6251 | 0 | 256.6251 | 0 | 256.6251 | 0 | 264.4059 | 0.00068311 | 256.6251 | 5.6803e-05 | 626 | 2.2651 | 256.2771 | 0 | 256.6251 | 0 | 256.6251 | 0.0073708 | 255.9557 | 0 | 256.6251 | 0.0079804 | 256.2771 | 0 | 254.4811 | 0 | 256.6251 | 0 | 256.6251 | 0
| 256.4836 | 0 | 256.8324 | 0 | 254.0804 | 0 | 256.16 | 0 | 256.8324 | 0 | 256.8324 | 0 | 256.8324 | 0 | 264.6162 | 0.00021818 | 256.8324 | 0 | 627 | 2.2337 | 256.4836 | 0 | 256.8324 | 0 | 256.8324 | -0.0017324 | 256.1612 | 0 | 256.8324 | 0 | 256.4836 | 0 | 254.6917 | 0 | 256.8324 | 0 | 256.8324 | 0
| 256.6901 | 0 | 257.0398 | 0 | 254.2913 | 0 | 256.37 | 0 | 257.0398 | 0 | 257.0398 | 0 | 257.0398 | 0 | 264.8265 | 0.00067217 | 257.0398 | 8.9492e-05 | 628 | 2.2023 | 256.6901 | 0 | 257.0398 | 0 | 257.0398 | 0.00826 | 256.3668 | 0 | 257.0398 | 0.0059518 | 256.6901 | 0 | 254.9024 | 0 | 257.0398 | 0 | 257.0398 | 0
| 256.8966 | 0 | 257.2471 | 0 | 254.5022 | 0 | 256.57 | 0 | 257.2471 | 0 | 257.2471 | 0 | 257.2471 | 0 | 265.0368 | 0.00015849 | 257.2471 | 0 | 629 | 2.171 | 256.8966 | 0 | 257.2471 | 0 | 257.2471 | 0.0021929 | 256.5723 | 0 | 257.2471 | 0 | 256.8966 | 0 | 255.1131 | 0 | 257.2471 | 0 | 257.2471 | 0
| 257.1032 | 0 | 257.4545 | 0 | 254.713 | 0 | 256.78 | 0 | 257.4545 | 0 | 257.4545 | 0 | 257.4545 | 0 | 265.2472 | 0.00065863 | 257.4545 | 0.00014999 | 630 | 2.1379 | 257.1032 | 0 | 257.4545 | 0 | 257.4545 | 0.0071103 | 256.7779 | 0 | 257.4545 | 0.012678 | 257.1032 | 0 | 255.3238 | 0 | 257.4545 | 0 | 257.4545 | 0
| 257.3098 | 0 | 257.6619 | 0 | 254.9239 | 0 | 256.98 | 0 | 257.6619 | 0 | 257.6619 | 0 | 257.6619 | 0 | 265.4575 | 0.00012515 | 257.6619 | 0 | 631 | 2.0406 | 257.3098 | 0 | 257.6619 | 0 | 257.6619 | 0.0047678 | 256.9835 | 0 | 257.6619 | 0 | 257.3098 | 0 | 255.5345 | 0 | 257.6619 | 0 | 257.6619 | 0
| 257.5163 | 0 | 257.8693 | 0 | 255.1348 | 0 | 257.19 | 0 | 257.8693 | 0 | 257.8693 | 0 | 257.8693 | 0 | 265.6678 | 0.00073998 | 257.8693 | 8.0669e-05 | 632 | 2.012 | 257.5163 | 0 | 257.8693 | 0 | 257.8693 | 0.008212 | 257.1891 | 0 | 257.8693 | 0.0099922 | 257.5163 | 0 | 255.7452 | 0 | 257.8693 | 0 | 257.8693 | 0
| 257.7229 | 0 | 258.0767 | 0 | 255.3457 | 0 | 257.39 | 0 | 258.0767 | 0 | 258.0767 | 0 | 258.0767 | 0 | 265.8782 | 0.0001806 | 258.0767 | 0 | 633 | 1.9525 | 257.7229 | 0 | 258.0767 | 0 | 258.0767 | 0.0011104 | 257.3948 | 0 | 258.0767 | 0 | 257.7229 | 0 | 255.956 | 0 | 258.0767 | 0 | 258.0767 | 0
| 257.9296 | 0 | 258.2841 | 0 | 255.5566 | 0 | 257.6 | 0 | 258.2841 | 0 | 258.2841 | 0 | 258.2841 | 0 | 266.0886 | 0.00070613 | 258.2841 | 6.0051e-05 | 634 | 1.9849 | 257.9296 | 0 | 258.2841 | 0 | 258.2841 | 0.0072937 | 257.6004 | 0 | 258.2841 | 0.013521 | 257.9296 | 0 | 256.1667 | 0 | 258.2841 | 0 | 258.2841 | 0
| 258.1362 | 0 | 258.4916 | 0 | 255.7675 | 0 | 257.81 | 0 | 258.4916 | 0 | 258.4916 | 0 | 258.4916 | 0 | 266.299 | 0.00017612 | 258.4916 | 0 | 635 | 1.941 | 258.1362 | 0 | 258.4916 | 0 | 258.4916 | -0.0028472 | 257.8061 | 0 | 258.4916 | 0 | 258.1362 | 0 | 256.3774 | 0 | 258.4916 | 0 | 258.4916 | 0
| 258.3428 | 0 | 258.699 | 0 | 255.9785 | 0 | 258.01 | 0 | 258.699 | 0 | 258.699 | 0 | 258.699 | 0 | 266.5094 | 0.00066159 | 258.699 | 6.8358e-05 | 636 | 1.8971 | 258.3428 | 0 | 258.699 | 0 | 258.699 | 0.0026134 | 258.0117 | 0 | 258.699 | 0.0087533 | 258.3428 | 0 | 256.5882 | 0 | 258.699 | 0 | 258.699 | 0
| 258.5495 | 0 | 258.9065 | 0 | 256.1894 | 0 | 258.22 | 0 | 258.9065 | 0 | 258.9065 | 0 | 258.9065 | 0 | 266.7198 | 0.0001832 | 258.9065 | 0 | 637 | 1.8532 | 258.5495 | 0 | 258.9065 | 0 | 258.9065 | -0.00093042 | 258.2174 | 0 | 258.9065 | 0 | 258.5495 | 0 | 256.799 | 0 | 258.9065 | 0 | 258.9065 | 0
| 258.7562 | 0 | 259.114 | 0 | 256.4004 | 0 | 258.42 | 0 | 259.114 | 0 | 259.114 | 0 | 259.114 | 0 | 266.9302 | 0.00063066 | 259.114 | 6.3111e-05 | 638 | 1.8094 | 258.7562 | 0 | 259.114 | 0 | 259.114 | 0.0092312 | 258.4231 | 0 | 259.114 | 0.0097968 | 258.7562 | 0 | 257.0098 | 0 | 259.114 | 0 | 259.114 | 0
| 258.9629 | 0 | 259.3215 | 0 | 256.6113 | 0 | 258.63 | 0 | 259.3215 | 0 | 259.3215 | 0 | 259.3215 | 0 | 267.1406 | 0.0001364 | 259.3215 | 0 | 639 | 1.7655 | 258.9629 | 0 | 259.3215 | 0 | 259.3215 | 0.0050943 | 258.6288 | 0 | 259.3215 | 0 | 258.9629 | 0 | 257.2206 | 0 | 259.3215 | 0 | 259.3215 | 0
| 259.1696 | 0 | 259.5291 | 0 | 256.8223 | 0 | 258.83 | 0 | 259.5291 | 0 | 259.5291 | 0 | 259.5291 | 0 | 267.3511 | 0.0006919 | 259.529 | 0.00011645 | 640 | 1.7216 | 259.1696 | 0 | 259.5291 | 0 | 259.5291 | 0.0093155 | 258.8346 | 0 | 259.529 | 0.0082344 | 259.1696 | 0 | 257.4314 | 0 | 259.5291 | 0 | 259.5291 | 0
| 259.3764 | 0 | 259.7366 | 0 | 257.0333 | 0 | 259.04 | 0 | 259.7366 | 0 | 259.7366 | 0 | 259.7366 | 0 | 267.5615 | 0.00021724 | 259.7366 | 0 | 641 | 1.6777 | 259.3764 | 0 | 259.7366 | 0 | 259.7366 | -0.00082673 | 259.0403 | 0 | 259.7366 | 0 | 259.3764 | 0 | 257.6422 | 0 | 259.7366 | 0 | 259.7366 | 0
| 259.5831 | 0 | 259.9442 | 0 | 257.2443 | 0 | 259.25 | 0 | 259.9442 | 0 | 259.9442 | 0 | 259.9442 | 0 | 267.772 | 0.00070732 | 259.9442 | 0.00011417 | 642 | 1.6402 | 259.5831 | 0 | 259.9442 | 0 | 259.9442 | 0.0089284 | 259.2461 | 0 | 259.9442 | 0.011125 | 259.5831 | 0 | 257.853 | 0 | 259.9442 | 0 | 259.9442 | 0
| 259.7899 | 0 | 260.1517 | 0 | 257.4553 | 0 | 259.45 | 0 | 260.1517 | 0 | 260.1517 | 0 | 260.1517 | 0 | 267.9825 | 0.00019615 | 260.1518 | 0 | 643 | 1.6035 | 259.7899 | 0 | 260.1517 | 0 | 260.1518 | 0.00030399 | 259.4518 | 0 | 260.1518 | 0 | 259.7899 | 0 | 258.0638 | 0 | 260.1517 | 0 | 260.1517 | 0
| 259.9967 | 0 | 260.3594 | 0 | 257.6663 | 0 | 259.66 | 0 | 260.3593 | 0 | 260.3593 | 0 | 260.3593 | 0 | 268.193 | 0.00063991 | 260.3593 | 6.3402e-05 | 644 | 1.5669 | 259.9967 | 0 | 260.3593 | 0 | 260.3593 | 0.011033 | 259.6576 | 0 | 260.3593 | 0.0090985 | 259.9967 | 0 | 258.2747 | 0 | 260.3593 | 0 | 260.3593 | 0
| 260.2035 | 0 | 260.567 | 0 | 257.8774 | 0 | 259.86 | 0 | 260.567 | 0 | 260.567 | 0 | 260.567 | 0 | 268.4035 | 9.2591e-05 | 260.567 | 0 | 645 | 1.5302 | 260.2035 | 0 | 260.567 | 0 | 260.567 | 0.0014675 | 259.8634 | 0 | 260.567 | 0 | 260.2035 | 0 | 258.4855 | 0 | 260.567 | 0 | 260.567 | 0
| 260.4103 | 0 | 260.7746 | 0 | 258.0884 | 0 | 260.07 | 0 | 260.7746 | 0 | 260.7746 | 0 | 260.7746 | 0 | 268.614 | 0.00069829 | 260.7746 | 8.5191e-05 | 646 | 1.4975 | 260.4103 | 0 | 260.7746 | 0 | 260.7746 | 0.011994 | 260.0692 | 0 | 260.7746 | 0.0086586 | 260.4103 | 0 | 258.6964 | 0 | 260.7746 | 0 | 260.7746 | 0
| 260.6172 | 0 | 260.9822 | 0 | 258.2994 | 0 | 260.28 | 0 | 260.9822 | 0 | 260.9822 | 0 | 260.9822 | 0 | 268.8246 | 8.388e-05 | 260.9822 | 0 | 647 | 1.4679 | 260.6172 | 0 | 260.9822 | 0 | 260.9822 | 0.00056528 | 260.2751 | 0 | 260.9822 | 0 | 260.6172 | 0 | 258.9073 | 0 | 260.9822 | 0 | 260.9822 | 0
| 260.8241 | 0 | 261.1899 | 0 | 258.5105 | 0 | 260.48 | 0 | 261.1899 | 0 | 261.1899 | 0 | 261.1899 | 0 | 269.0351 | 0.00067519 | 261.1899 | 0.00011046 | 648 | 1.4382 | 260.8241 | 0 | 261.1899 | 0 | 261.1899 | 0.0096602 | 260.4809 | 0 | 261.1899 | 0.0066889 | 260.8241 | 0 | 259.1182 | 0 | 261.1899 | 0 | 261.1899 | 0
| 261.0309 | 0 | 261.3976 | 0 | 258.7216 | 0 | 260.69 | 0 | 261.3976 | 0 | 261.3976 | 0 | 261.3976 | 0 | 269.2456 | 0.00012168 | 261.3976 | 0 | 649 | 1.4086 | 261.0309 | 0 | 261.3976 | 0 | 261.3976 | -0.00092555 | 260.6867 | 0 | 261.3976 | 0 | 261.0309 | 0 | 259.329 | 0 | 261.3976 | 0 | 261.3976 | 0
| 261.2378 | 0 | 261.6053 | 0 | 258.9327 | 0 | 260.89 | 0 | 261.6053 | 0 | 261.6053 | 0 | 261.6053 | 0 | 269.4562 | 0.00067013 | 261.6053 | 0.00017075 | 650 | 1.379 | 261.2378 | 0 | 261.6053 | 0 | 261.6053 | 0.0045344 | 260.8926 | 0 | 261.6053 | 0.012918 | 261.2378 | 0 | 259.5399 | 0 | 261.6053 | 0 | 261.6053 | 0
| 261.4448 | 0 | 261.813 | 0 | 259.1438 | 0 | 261.1 | 0 | 261.813 | 0 | 261.813 | 0 | 261.813 | 0 | 269.6668 | 0.00012454 | 261.813 | 0 | 651 | 1.3494 | 261.4448 | 0 | 261.813 | 0 | 261.813 | 0.004631 | 261.0985 | 0 | 261.813 | 0 | 261.4448 | 0 | 259.7509 | 0 | 261.813 | 0 | 261.813 | 0
| 261.6517 | 0 | 262.0207 | 0 | 259.3549 | 0 | 261.3 | 0 | 262.0207 | 0 | 262.0207 | 0 | 262.0207 | 0 | 269.8774 | 0.00067875 | 262.0207 | 0.0001088 | 652 | 1.3198 | 261.6517 | 0 | 262.0207 | 0 | 262.0207 | 0.007177 | 261.3044 | 0 | 262.0207 | 0.011951 | 261.6517 | 0 | 259.9618 | 0 | 262.0207 | 0 | 262.0207 | 0
| 261.8586 | 0 | 262.2284 | 0 | 259.566 | 0 | 261.51 | 0 | 262.2284 | 0 | 262.2284 | 0 | 262.2284 | 0 | 270.088 | 0.00016917 | 262.2284 | 0 | 653 | 1.2902 | 261.8586 | 0 | 262.2284 | 0 | 262.2284 | -0.00094559 | 261.5103 | 0 | 262.2284 | 0 | 261.8586 | 0 | 260.1728 | 0 | 262.2284 | 0 | 262.2284 | 0
| 262.0656 | 0 | 262.4362 | 0 | 259.7771 | 0 | 261.72 | 0 | 262.4362 | 0 | 262.4362 | 0 | 262.4362 | 0 | 270.2986 | 0.00067114 | 262.4362 | 6.5322e-05 | 654 | 1.2622 | 262.0656 | 0 | 262.4362 | 0 | 262.4362 | 0.0082596 | 261.7162 | 0 | 262.4362 | 0.0096558 | 262.0656 | 0 | 260.3837 | 0 | 262.4362 | 0 | 262.4362 | 0
| 262.2726 | 0 | 262.644 | 0 | 259.9883 | 0 | 261.92 | 0 | 262.644 | 0 | 262.644 | 0 | 262.644 | 0 | 270.5092 | 0.00015025 | 262.644 | 0 | 655 | 1.2357 | 262.2726 | 0 | 262.644 | 0 | 262.644 | -0.0020954 | 261.9221 | 0 | 262.644 | 0 | 262.2726 | 0 | 260.5947 | 0 | 262.644 | 0 | 262.644 | 0
| 262.4796 | 0 | 262.8518 | 0 | 260.1994 | 0 | 262.13 | 0 | 262.8518 | 0 | 262.8518 | 0 | 262.8518 | 0 | 270.7199 | 0.00069286 | 262.8517 | 5.6428e-05 | 656 | 1.2092 | 262.4796 | 0 | 262.8518 | 0 | 262.8517 | 0.0069633 | 262.1281 | 0 | 262.8517 | 0.0099041 | 262.4796 | 0 | 260.8056 | 0 | 262.8518 | 0 | 262.8518 | 0
| 262.6866 | 0 | 263.0596 | 0 | 260.4106 | 0 | 262.33 | 0 | 263.0596 | 0 | 263.0596 | 0 | 263.0596 | 0 | 270.9305 | 9.0648e-05 | 263.0596 | 0 | 657 | 1.1827 | 262.6866 | 0 | 263.0596 | 0 | 263.0596 | 0.00012209 | 262.334 | 0 | 263.0596 | 0 | 262.6866 | 0 | 261.0166 | 0 | 263.0596 | 0 | 263.0596 | 0
| 262.8937 | 0 | 263.2674 | 0 | 260.6218 | 0 | 262.54 | 0 | 263.2674 | 0 | 263.2674 | 0 | 263.2674 | 0 | 271.1412 | 0.00072351 | 263.2674 | 8.2473e-05 | 658 | 1.1564 | 262.8937 | 0 | 263.2674 | 0 | 263.2674 | 0.010322 | 262.54 | 0 | 263.2674 | 0.010819 | 262.8937 | 0 | 261.2276 | 0 | 263.2674 | 0 | 263.2674 | 0
| 263.1007 | 0 | 263.4752 | 0 | 260.8329 | 0 | 262.75 | 0 | 263.4752 | 0 | 263.4752 | 0 | 263.4752 | 0 | 271.3519 | 0.00015668 | 263.4752 | 0 | 659 | 1.1304 | 263.1007 | 0 | 263.4752 | 0 | 263.4752 | 0.00024424 | 262.746 | 0 | 263.4752 | 0 | 263.1007 | 0 | 261.4386 | 0 | 263.4752 | 0 | 263.4752 | 0
| 263.3078 | 0 | 263.6831 | 0 | 261.0441 | 0 | 262.95 | 0 | 263.6831 | 0 | 263.6831 | 0 | 263.6831 | 0 | 271.5626 | 0.00066995 | 263.6831 | 8.9554e-05 | 660 | 1.1045 | 263.3078 | 0 | 263.6831 | 0 | 263.6831 | 0.0028868 | 262.952 | 0 | 263.6831 | 0.0084631 | 263.3078 | 0 | 261.6496 | 0 | 263.6831 | 0 | 263.6831 | 0
| 263.5149 | 0 | 263.8909 | 0 | 261.2553 | 0 | 263.16 | 0 | 263.8909 | 0 | 263.8909 | 0 | 263.8909 | 0 | 271.7733 | 0.00010421 | 263.891 | 0 | 661 | 1.0786 | 263.5149 | 0 | 263.8909 | 0 | 263.891 | -0.0015553 | 263.158 | 0 | 263.891 | 0 | 263.5149 | 0 | 261.8606 | 0 | 263.8909 | 0 | 263.8909 | 0
| 263.722 | 0 | 264.0988 | 0 | 261.4666 | 0 | 263.36 | 0 | 264.0988 | 0 | 264.0988 | 0 | 264.0988 | 0 | 271.984 | 0.00068414 | 264.0989 | 0.00012544 | 662 | 1.0527 | 263.722 | 0 | 264.0988 | 0 | 264.0988 | 0.0065626 | 263.364 | 0 | 264.0989 | 0.01304 | 263.722 | 0 | 262.0717 | 0 | 264.0988 | 0 | 264.0988 | 0
| 263.9291 | 0 | 264.3067 | 0 | 261.6778 | 0 | 263.57 | 0 | 264.3067 | 0 | 264.3067 | 0 | 264.3067 | 0 | 272.1947 | 9.1311e-05 | 264.3067 | 0 | 663 | 1.0268 | 263.9291 | 0 | 264.3067 | 0 | 264.3067 | 0.0041951 | 263.5701 | 0 | 264.3067 | 0 | 263.9291 | 0 | 262.2827 | 0 | 264.3067 | 0 | 264.3067 | 0
| 264.1363 | 0 | 264.5147 | 0 | 261.889 | 0 | 263.78 | 0 | 264.5147 | 0 | 264.5147 | 0 | 264.5147 | 0 | 272.4055 | 0.00067575 | 264.5147 | 0.00014087 | 664 | 1.0008 | 264.1363 | 0 | 264.5147 | 0 | 264.5146 | 0.0036733 | 263.7761 | 0 | 264.5147 | 0.010556 | 264.1363 | 0 | 262.4938 | 0 | 264.5147 | 0 | 264.5147 | 0
| 264.3435 | 0 | 264.7226 | 0 | 262.1003 | 0 | 263.98 | 0 | 264.7226 | 0 | 264.7226 | 0 | 264.7226 | 0 | 272.6162 | 0.00014253 | 264.7226 | 0 | 665 | 0.97695 | 264.3434 | 0 | 264.7226 | 0 | 264.7226 | -0.0014119 | 263.9822 | 0 | 264.7226 | 0 | 264.3435 | 0 | 262.7048 | 0 | 264.7226 | 0 | 264.7226 | 0
| 264.5506 | 0 | 264.9305 | 0 | 262.3115 | 0 | 264.19 | 0 | 264.9305 | 0 | 264.9305 | 0 | 264.9305 | 0 | 272.827 | 0.00064753 | 264.9305 | 0.00015871 | 666 | 0.95621 | 264.5506 | 0 | 264.9305 | 0 | 264.9305 | 0.00162 | 264.1883 | 0 | 264.9305 | 0.01026 | 264.5506 | 0 | 262.9159 | 0 | 264.9305 | 0 | 264.9305 | 0
| 264.7578 | 0 | 265.1385 | 0 | 262.5228 | 0 | 264.39 | 0 | 265.1385 | 0 | 265.1385 | 0 | 265.1385 | 0 | 273.0378 | 0.00016834 | 265.1385 | 0 | 667 | 0.93548 | 264.7578 | 0 | 265.1385 | 0 | 265.1385 | -0.0012766 | 264.3944 | 0 | 265.1385 | 0 | 264.7578 | 0 | 263.127 | 0 | 265.1385 | 0 | 265.1385 | 0
| 264.9651 | 0 | 265.3465 | 0 | 262.7341 | 0 | 264.6 | 0 | 265.3465 | 0 | 265.3465 | 0 | 265.3465 | 0 | 273.2485 | 0.00065968 | 265.3465 | 8.9812e-05 | 668 | 0.91474 | 264.965 | 0 | 265.3465 | 0 | 265.3465 | 0.0040717 | 264.6005 | 0 | 265.3465 | 0.0025207 | 264.9651 | 0 | 263.3381 | 0 | 265.3465 | 0 | 265.3465 | 0
| 265.1723 | 0 | 265.5545 | 0 | 262.9454 | 0 | 264.81 | 0 | 265.5545 | 0 | 265.5545 | 0 | 265.5545 | 0 | 273.4594 | 0.00017668 | 265.5545 | 0 | 669 | 0.89401 | 265.1723 | 0 | 265.5545 | 0 | 265.5545 | 0.0025001 | 264.8066 | 0 | 265.5545 | 0 | 265.1723 | 0 | 263.5492 | 0 | 265.5545 | 0 | 265.5545 | 0
| 265.3795 | 0 | 265.7625 | 0 | 263.1567 | 0 | 265.01 | 0 | 265.7625 | 0 | 265.7625 | 0 | 265.7625 | 0 | 273.6701 | 0.00072098 | 265.7625 | 4.7818e-05 | 670 | 0.87327 | 265.3795 | 0 | 265.7625 | 0 | 265.7625 | 0.0017503 | 265.0128 | 0 | 265.7625 | 0.0038116 | 265.3795 | 0 | 263.7603 | 0 | 265.7625 | 0 | 265.7625 | 0
| 265.5868 | 0 | 265.9705 | 0 | 263.368 | 0 | 265.22 | 0 | 265.9705 | 0 | 265.9705 | 0 | 265.9705 | 0 | 273.881 | 0.00013472 | 265.9706 | 0 | 671 | 0.85254 | 265.5868 | 0 | 265.9705 | 0 | 265.9706 | 0.0015593 | 265.2189 | 0 | 265.9706 | 0 | 265.5868 | 0 | 263.9714 | 0 | 265.9705 | 0 | 265.9705 | 0
| 265.7941 | 0 | 266.1786 | 0 | 263.5793 | 0 | 265.43 | 0 | 266.1786 | 0 | 266.1786 | 0 | 266.1786 | 0 | 274.0918 | 0.00067142 | 266.1786 | 0.0001334 | 672 | 0.8324 | 265.7941 | 0 | 266.1786 | 0 | 266.1786 | 0.0063315 | 265.4251 | 0 | 266.1786 | 0.010133 | 265.7941 | 0 | 264.1826 | 0 | 266.1786 | 0 | 266.1786 | 0
| 266.0014 | 0 | 266.3867 | 0 | 263.7907 | 0 | 265.63 | 0 | 266.3867 | 0 | 266.3867 | 0 | 266.3867 | 0 | 274.3027 | 0.00015716 | 266.3867 | 0 | 673 | 0.81266 | 266.0014 | 0 | 266.3867 | 0 | 266.3867 | -0.0042416 | 265.6313 | 0 | 266.3867 | 0 | 266.0014 | 0 | 264.3937 | 0 | 266.3867 | 0 | 266.3867 | 0
| 266.2087 | 0 | 266.5947 | 0 | 264.002 | 0 | 265.84 | 0 | 266.5947 | 0 | 266.5947 | 0 | 266.5947 | 0 | 274.5135 | 0.00066798 | 266.5947 | 8.9825e-05 | 674 | 0.79292 | 266.2087 | 0 | 266.5947 | 0 | 266.5947 | 0.0055401 | 265.8374 | 0 | 266.5947 | 0.0064038 | 266.2087 | 0 | 264.6049 | 0 | 266.5947 | 0 | 266.5947 | 0
| 266.416 | 0 | 266.8028 | 0 | 264.2134 | 0 | 266.04 | 0 | 266.8028 | 0 | 266.8028 | 0 | 266.8028 | 0 | 274.7244 | 0.00020654 | 266.8028 | 0 | 675 | 0.77319 | 266.4161 | 0 | 266.8028 | 0 | 266.8028 | -0.0016741 | 266.0436 | 0 | 266.8028 | 0 | 266.416 | 0 | 264.8161 | 0 | 266.8028 | 0 | 266.8028 | 0
| 266.6234 | 0 | 267.0109 | 0 | 264.4247 | 0 | 266.25 | 0 | 267.0109 | 0 | 267.0109 | 0 | 267.0109 | 0 | 274.9353 | 0.00071266 | 267.011 | 5.1022e-05 | 676 | 0.75345 | 266.6234 | 0 | 267.0109 | 0 | 267.011 | 0.0085081 | 266.2499 | 0 | 267.011 | 0.0094748 | 266.6234 | 0 | 265.0273 | 0 | 267.0109 | 0 | 267.0109 | 0
| 266.8308 | 0 | 267.2191 | 0 | 264.6361 | 0 | 266.46 | 0 | 267.2191 | 0 | 267.2191 | 0 | 267.2191 | 0 | 275.1462 | 0.00016105 | 267.2191 | 0 | 677 | 0.73371 | 266.8308 | 0 | 267.2191 | 0 | 267.2191 | 0.0023175 | 266.4561 | 0 | 267.2191 | 0 | 266.8308 | 0 | 265.2384 | 0 | 267.2191 | 0 | 267.2191 | 0
| 267.0382 | 0 | 267.4272 | 0 | 264.8475 | 0 | 266.66 | 0 | 267.4272 | 0 | 267.4272 | 0 | 267.4272 | 0 | 275.3571 | 0.00077005 | 267.4272 | 4.9728e-05 | 678 | 0.71398 | 267.0382 | 0 | 267.4272 | 0 | 267.4272 | 0.0093747 | 266.6624 | 0 | 267.4272 | 0.0030985 | 267.0382 | 0 | 265.4496 | 0 | 267.4272 | 0 | 267.4272 | 0
| 267.2456 | 0 | 267.6354 | 0 | 265.0589 | 0 | 266.87 | 0 | 267.6354 | 0 | 267.6354 | 0 | 267.6354 | 0 | 275.568 | 7.4525e-05 | 267.6354 | 0 | 679 | 0.69424 | 267.2456 | 0 | 267.6354 | 0 | 267.6354 | 0.0022786 | 266.8686 | 0 | 267.6354 | 0 | 267.2456 | 0 | 265.6609 | 0 | 267.6354 | 0 | 267.6354 | 0
| 267.453 | 0 | 267.8436 | 0 | 265.2703 | 0 | 267.07 | 0 | 267.8436 | 0 | 267.8436 | 0 | 267.8436 | 0 | 275.7789 | 0.00065947 | 267.8436 | 8.8596e-05 | 680 | 0.67695 | 267.453 | 0 | 267.8436 | 0 | 267.8436 | 0.0055128 | 267.0749 | 0 | 267.8436 | 0.0093081 | 267.453 | 0 | 265.8721 | 0 | 267.8436 | 0 | 267.8436 | 0
| 267.6605 | 0 | 268.0518 | 0 | 265.4818 | 0 | 267.28 | 0 | 268.0518 | 0 | 268.0518 | 0 | 268.0518 | 0 | 275.9899 | 5.6831e-05 | 268.0518 | 0 | 681 | 0.6616 | 267.6605 | 0 | 268.0518 | 0 | 268.0518 | 0.0061488 | 267.2812 | 0 | 268.0518 | 0 | 267.6605 | 0 | 266.0833 | 0 | 268.0518 | 0 | 268.0518 | 0
| 267.8679 | 0 | 268.26 | 0 | 265.6932 | 0 | 267.49 | 0 | 268.26 | 0 | 268.26 | 0 | 268.26 | 0 | 276.2008 | 0.00068949 | 268.26 | 0.00012631 | 682 | 0.64625 | 267.8679 | 0 | 268.26 | 0 | 268.2599 | 0.011672 | 267.4875 | 0 | 268.26 | 0.0094892 | 267.8679 | 0 | 266.2946 | 0 | 268.26 | 0 | 268.26 | 0
| 268.0754 | 0 | 268.4682 | 0 | 265.9046 | 0 | 267.69 | 0 | 268.4682 | 0 | 268.4682 | 0 | 268.4682 | 0 | 276.4118 | 0.00017732 | 268.4682 | 0 | 683 | 0.63091 | 268.0754 | 0 | 268.4682 | 0 | 268.4682 | -0.0020709 | 267.6938 | 0 | 268.4682 | 0 | 268.0754 | 0 | 266.5058 | 0 | 268.4682 | 0 | 268.4682 | 0
| 268.2829 | 0 | 268.6764 | 0 | 266.1161 | 0 | 267.9 | 0 | 268.6764 | 0 | 268.6764 | 0 | 268.6764 | 0 | 276.6228 | 0.00073374 | 268.6764 | 0.00012704 | 684 | 0.61556 | 268.2829 | 0 | 268.6764 | 0 | 268.6764 | 0.0066751 | 267.9001 | 0 | 268.6764 | 0.0069338 | 268.2829 | 0 | 266.7171 | 0 | 268.6764 | 0 | 268.6764 | 0
| 268.4904 | 0 | 268.8847 | 0 | 266.3276 | 0 | 268.11 | 0 | 268.8847 | 0 | 268.8847 | 0 | 268.8847 | 0 | 276.8338 | 0.0001715 | 268.8847 | 0 | 685 | 0.60022 | 268.4904 | 0 | 268.8847 | 0 | 268.8847 | -0.0012398 | 268.1065 | 0 | 268.8847 | 0 | 268.4904 | 0 | 266.9283 | 0 | 268.8847 | 0 | 268.8847 | 0
| 268.6979 | 0 | 269.093 | 0 | 266.539 | 0 | 268.31 | 0 | 269.093 | 0 | 269.093 | 0 | 269.093 | 0 | 277.0448 | 0.00069561 | 269.093 | 9.8355e-05 | 686 | 0.58487 | 268.6979 | 0 | 269.093 | 0 | 269.093 | 0.0046403 | 268.3128 | 0 | 269.093 | 0.0074982 | 268.6979 | 0 | 267.1396 | 0 | 269.093 | 0 | 269.093 | 0
| 268.9055 | 0 | 269.3012 | 0 | 266.7505 | 0 | 268.52 | 0 | 269.3013 | 0 | 269.3013 | 0 | 269.3013 | 0 | 277.2558 | 0.00021661 | 269.3012 | 0 | 687 | 0.56953 | 268.9055 | 0 | 269.3013 | 0 | 269.3012 | 0.00064694 | 268.5192 | 0 | 269.3012 | 0 | 268.9055 | 0 | 267.3509 | 0 | 269.3013 | 0 | 269.3013 | 0
| 269.113 | 0 | 269.5096 | 0 | 266.962 | 0 | 268.73 | 0 | 269.5096 | 0 | 269.5096 | 0 | 269.5096 | 0 | 277.4669 | 0.00071932 | 269.5095 | 0.0001023 | 688 | 0.55549 | 269.113 | 0 | 269.5096 | 0 | 269.5096 | 0.00033059 | 268.7256 | 0 | 269.5095 | 0 | 269.113 | 0 | 267.5622 | 0 | 269.5096 | 0 | 269.5096 | 0
| 269.3206 | 0 | 269.7179 | 0 | 267.1735 | 0 | 268.93 | 0 | 269.7179 | 0 | 269.7179 | 0 | 269.7179 | 0 | 277.6779 | 0.00013501 | 269.7179 | 0 | 689 | 0.54267 | 269.3206 | 0 | 269.7179 | 0 | 269.7179 | 0.00073947 | 268.932 | 0 | 269.7179 | 0 | 269.3206 | 0 | 267.7735 | 0 | 269.7179 | 0 | 269.7179 | 0
| 269.5282 | 0 | 269.9262 | 0 | 267.3851 | 0 | 269.14 | 0 | 269.9262 | 0 | 269.9262 | 0 | 269.9262 | 0 | 277.8889 | 0.00068939 | 269.9262 | 0.00015235 | 690 | 0.52985 | 269.5282 | 0 | 269.9262 | 0 | 269.9262 | 0.0079022 | 269.1384 | 0 | 269.9262 | 0.014248 | 269.5282 | 0 | 267.9849 | 0 | 269.9262 | 0 | 269.9262 | 0
| 269.7359 | 0 | 270.1346 | 0 | 267.5966 | 0 | 269.34 | 0 | 270.1346 | 0 | 270.1346 | 0 | 270.1346 | 0 | 278.1 | 0.00016402 | 270.1346 | 0 | 691 | 0.51703 | 269.7359 | 0 | 270.1346 | 0 | 270.1346 | -0.0032602 | 269.3448 | 0 | 270.1346 | 0 | 269.7359 | 0 | 268.1962 | 0 | 270.1346 | 0 | 270.1346 | 0
| 269.9435 | 0 | 270.3429 | 0 | 267.8081 | 0 | 269.55 | 0 | 270.3429 | 0 | 270.3429 | 0 | 270.3429 | 0 | 278.3111 | 0.0006765 | 270.3429 | 8.8175e-05 | 692 | 0.50421 | 269.9435 | 0 | 270.3429 | 0 | 270.3429 | 0.0074744 | 269.5512 | 0 | 270.3429 | 0.0044242 | 269.9435 | 0 | 268.4076 | 0 | 270.3429 | 0 | 270.3429 | 0
| 270.1511 | 0 | 270.5513 | 0 | 268.0197 | 0 | 269.76 | 0 | 270.5513 | 0 | 270.5513 | 0 | 270.5513 | 0 | 278.5222 | 0.00021871 | 270.5513 | 0 | 693 | 0.49139 | 270.1511 | 0 | 270.5513 | 0 | 270.5513 | -0.003008 | 269.7577 | 0 | 270.5513 | 0 | 270.1511 | 0 | 268.6189 | 0 | 270.5513 | 0 | 270.5513 | 0
| 270.3588 | 0 | 270.7597 | 0 | 268.2313 | 0 | 269.96 | 0 | 270.7597 | 0 | 270.7597 | 0 | 270.7597 | 0 | 278.7333 | 0.0007374 | 270.7597 | 7.2627e-05 | 694 | 0.47857 | 270.3588 | 0 | 270.7597 | 0 | 270.7597 | 0.00014182 | 269.9642 | 0 | 270.7597 | 0.011175 | 270.3588 | 0 | 268.8303 | 0 | 270.7597 | 0 | 270.7597 | 0
| 270.5665 | 0 | 270.9681 | 0 | 268.4428 | 0 | 270.17 | 0 | 270.9681 | 0 | 270.9681 | 0 | 270.9681 | 0 | 278.9444 | 0.00019219 | 270.9681 | 0 | 695 | 0.46574 | 270.5665 | 0 | 270.9681 | 0 | 270.9681 | -0.0015021 | 270.1707 | 0 | 270.9681 | 0 | 270.5665 | 0 | 269.0417 | 0 | 270.9681 | 0 | 270.9681 | 0
| 270.7742 | 0 | 271.1766 | 0 | 268.6544 | 0 | 270.38 | 0 | 271.1766 | 0 | 271.1766 | 0 | 271.1766 | 0 | 279.1555 | 0.00073803 | 271.1766 | 8.0698e-05 | 696 | 0.45292 | 270.7742 | 0 | 271.1766 | 0 | 271.1766 | 0.0073844 | 270.3771 | 0 | 271.1766 | 0.012706 | 270.7742 | 0 | 269.2531 | 0 | 271.1766 | 0 | 271.1766 | 0
| 270.9819 | 0 | 271.385 | 0 | 268.866 | 0 | 270.58 | 0 | 271.385 | 0 | 271.385 | 0 | 271.385 | 0 | 279.3667 | 0.00012382 | 271.385 | 0 | 697 | 0.4401 | 270.9819 | 0 | 271.385 | 0 | 271.385 | -0.00040894 | 270.5836 | 0 | 271.385 | 0 | 270.9819 | 0 | 269.4644 | 0 | 271.385 | 0 | 271.385 | 0
| 271.1897 | 0 | 271.5935 | 0 | 269.0776 | 0 | 270.79 | 0 | 271.5935 | 0 | 271.5935 | 0 | 271.5935 | 0 | 279.5779 | 0.00075541 | 271.5935 | 9.1098e-05 | 698 | 0.42728 | 271.1897 | 0 | 271.5935 | 0 | 271.5935 | 0.0017274 | 270.7902 | 0 | 271.5935 | 0.0061064 | 271.1897 | 0 | 269.6759 | 0 | 271.5935 | 0 | 271.5935 | 0
| 271.3974 | 0 | 271.802 | 0 | 269.2892 | 0 | 271 | 0 | 271.802 | 0 | 271.802 | 0 | 271.802 | 0 | 279.789 | 0.00012946 | 271.802 | 0 | 699 | 0.41446 | 271.3974 | 0 | 271.802 | 0 | 271.802 | -0.0010164 | 270.9967 | 0 | 271.802 | 0 | 271.3974 | 0 | 269.8873 | 0 | 271.802 | 0 | 271.802 | 0
| 271.6052 | 0 | 272.0105 | 0 | 269.5009 | 0 | 271.2 | 0 | 272.0105 | 0 | 272.0105 | 0 | 272.0105 | 0 | 280.0002 | 0.00071515 | 272.0105 | 0.00011387 | 700 | 0.40233 | 271.6052 | 0 | 272.0105 | 0 | 272.0105 | 0.0073484 | 271.2032 | 0 | 272.0105 | 0.010358 | 271.6052 | 0 | 270.0987 | 0 | 272.0105 | 0 | 272.0105 | 0
| 271.813 | 0 | 272.219 | 0 | 269.7125 | 0 | 271.41 | 0 | 272.219 | 0 | 272.219 | 0 | 272.219 | 0 | 280.2114 | 0.00018527 | 272.219 | 0 | 701 | 0.39395 | 271.813 | 0 | 272.219 | 0 | 272.219 | 0.0017978 | 271.4098 | 0 | 272.219 | 0 | 271.813 | 0 | 270.3102 | 0 | 272.219 | 0 | 272.219 | 0
| 272.0208 | 0 | 272.4275 | 0 | 269.9242 | 0 | 271.62 | 0 | 272.4275 | 0 | 272.4275 | 0 | 272.4275 | 0 | 280.4226 | 0.00073534 | 272.4275 | 5.2337e-05 | 702 | 0.38558 | 272.0208 | 0 | 272.4275 | 0 | 272.4275 | 0.0097826 | 271.6164 | 0 | 272.4275 | 0.0068317 | 272.0208 | 0 | 270.5216 | 0 | 272.4275 | 0 | 272.4275 | 0
| 272.2286 | 0 | 272.6361 | 0 | 270.1358 | 0 | 271.82 | 0 | 272.6361 | 0 | 272.6361 | 0 | 272.6361 | 0 | 280.6338 | 0.00010483 | 272.6361 | 0 | 703 | 0.37721 | 272.2286 | 0 | 272.6361 | 0 | 272.6361 | 0.0058143 | 271.823 | 0 | 272.6361 | 0 | 272.2286 | 0 | 270.7331 | 0 | 272.6361 | 0 | 272.6361 | 0
| 272.4365 | 0 | 272.8446 | 0 | 270.3475 | 0 | 272.03 | 0 | 272.8446 | 0 | 272.8446 | 0 | 272.8446 | 0 | 280.845 | 0.00074807 | 272.8446 | 7.7787e-05 | 704 | 0.36884 | 272.4365 | 0 | 272.8446 | 0 | 272.8446 | 0.0084593 | 272.0296 | 0 | 272.8446 | 0.0076935 | 272.4365 | 0 | 270.9445 | 0 | 272.8446 | 0 | 272.8446 | 0
| 272.6443 | 0 | 273.0532 | 0 | 270.5592 | 0 | 272.24 | 0 | 273.0532 | 0 | 273.0532 | 0 | 273.0532 | 0 | 281.0562 | 0.00021919 | 273.0532 | 0 | 705 | 0.36047 | 272.6443 | 0 | 273.0532 | 0 | 273.0532 | -0.00295 | 272.2362 | 0 | 273.0532 | 0 | 272.6443 | 0 | 271.156 | 0 | 273.0532 | 0 | 273.0532 | 0
| 272.8522 | 0 | 273.2618 | 0 | 270.7709 | 0 | 272.44 | 0 | 273.2618 | 0 | 273.2618 | 0 | 273.2618 | 0 | 281.2675 | 0.00057949 | 273.2618 | 0.00010289 | 706 | 0.35209 | 272.8522 | 0 | 273.2618 | 0 | 273.2618 | 0.0078206 | 272.4428 | 0 | 273.2618 | 0.012889 | 272.8522 | 0 | 271.3675 | 0 | 273.2618 | 0 | 273.2618 | 0
| 273.0601 | 0 | 273.4704 | 0 | 270.9826 | 0 | 272.65 | 0 | 273.4704 | 0 | 273.4704 | 0 | 273.4704 | 0 | 281.4788 | 0.00017565 | 273.4704 | 0 | 707 | 0.34372 | 273.0601 | 0 | 273.4704 | 0 | 273.4704 | 0.0030338 | 272.6494 | 0 | 273.4704 | 0 | 273.0601 | 0 | 271.579 | 0 | 273.4704 | 0 | 273.4704 | 0
| 273.268 | 0 | 273.6791 | 0 | 271.1943 | 0 | 272.86 | 0 | 273.679 | 0 | 273.679 | 0 | 273.679 | 0 | 281.69 | 0.00065259 | 273.6791 | 0.00012495 | 708 | 0.33535 | 273.268 | 0 | 273.679 | 0 | 273.679 | 0.0073867 | 272.8561 | 0 | 273.6791 | 0.010761 | 273.268 | 0 | 271.7906 | 0 | 273.679 | 0 | 273.679 | 0
| 273.476 | 0 | 273.8877 | 0 | 271.406 | 0 | 273.06 | 0 | 273.8877 | 0 | 273.8877 | 0 | 273.8877 | 0 | 281.9013 | 0.00016256 | 273.8877 | 0 | 709 | 0.32698 | 273.476 | 0 | 273.8877 | 0 | 273.8877 | -0.001529 | 273.0628 | 0 | 273.8877 | 0 | 273.476 | 0 | 272.0021 | 0 | 273.8877 | 0 | 273.8877 | 0
| 273.6839 | 0 | 274.0963 | 0 | 271.6178 | 0 | 273.27 | 0 | 274.0963 | 0 | 274.0963 | 0 | 274.0963 | 0 | 282.1126 | 0.00064042 | 274.0963 | 0.00011634 | 710 | 0.3186 | 273.6839 | 0 | 274.0963 | 0 | 274.0963 | 0.0083192 | 273.2695 | 0 | 274.0963 | 0.0061558 | 273.6839 | 0 | 272.2136 | 0 | 274.0963 | 0 | 274.0963 | 0
| 273.8919 | 0 | 274.305 | 0 | 271.8295 | 0 | 273.48 | 0 | 274.305 | 0 | 274.305 | 0 | 274.305 | 0 | 282.3239 | 0.00017757 | 274.305 | 0 | 711 | 0.3108 | 273.8919 | 0 | 274.305 | 0 | 274.305 | 0.0013283 | 273.4762 | 0 | 274.305 | 0 | 273.8919 | 0 | 272.4252 | 0 | 274.305 | 0 | 274.305 | 0
| 274.0999 | 0 | 274.5137 | 0 | 272.0413 | 0 | 273.68 | 0 | 274.5137 | 0 | 274.5137 | 0 | 274.5137 | 0 | 282.5353 | 0.00075556 | 274.5137 | 8.9742e-05 | 712 | 0.30331 | 274.0999 | 0 | 274.5137 | 0 | 274.5137 | 0.004173 | 273.6829 | 0 | 274.5137 | 0.011663 | 274.0999 | 0 | 272.6367 | 0 | 274.5137 | 0 | 274.5137 | 0
| 274.3079 | 0 | 274.7224 | 0 | 272.2531 | 0 | 273.89 | 0 | 274.7224 | 0 | 274.7224 | 0 | 274.7224 | 0 | 282.7466 | 0.00013021 | 274.7224 | 0 | 713 | 0.29582 | 274.3079 | 0 | 274.7224 | 0 | 274.7224 | 0.0030944 | 273.8896 | 0 | 274.7224 | 0 | 274.3079 | 0 | 272.8483 | 0 | 274.7224 | 0 | 274.7224 | 0
| 274.5159 | 0 | 274.9311 | 0 | 272.4648 | 0 | 274.1 | 0 | 274.9311 | 0 | 274.9311 | 0 | 274.9311 | 0 | 282.9579 | 0.00065525 | 274.9312 | 0.00021307 | 714 | 0.28834 | 274.5159 | 0 | 274.9311 | 0 | 274.9312 | 0.0094828 | 274.0963 | 0 | 274.9312 | 0.013373 | 274.5159 | 0 | 273.0599 | 0 | 274.9311 | 0 | 274.9311 | 0
| 274.7239 | 0 | 275.1399 | 0 | 272.6766 | 0 | 274.3 | 0 | 275.1399 | 0 | 275.1399 | 0 | 275.1399 | 0 | 283.1693 | 8.8872e-05 | 275.1399 | 0 | 715 | 0.28085 | 274.7239 | 0 | 275.1399 | 0 | 275.1399 | -0.0019734 | 274.3031 | 0 | 275.1399 | 0 | 274.7239 | 0 | 273.2715 | 0 | 275.1399 | 0 | 275.1399 | 0
| 274.932 | 0 | 275.3486 | 0 | 272.8884 | 0 | 274.51 | 0 | 275.3486 | 0 | 275.3486 | 0 | 275.3486 | 0 | 283.3807 | 0.00066346 | 275.3486 | 0.00011106 | 716 | 0.27336 | 274.932 | 0 | 275.3486 | 0 | 275.3486 | 0.003403 | 274.5099 | 0 | 275.3486 | 0.010485 | 274.932 | 0 | 273.4831 | 0 | 275.3486 | 0 | 275.3486 | 0
| 275.14 | 0 | 275.5574 | 0 | 273.1002 | 0 | 274.72 | 0 | 275.5574 | 0 | 275.5574 | 0 | 275.5574 | 0 | 283.5921 | 0.00014112 | 275.5574 | 0 | 717 | 0.26587 | 275.14 | 0 | 275.5574 | 0 | 275.5574 | 0.0063968 | 274.7166 | 0 | 275.5574 | 0 | 275.14 | 0 | 273.6947 | 0 | 275.5574 | 0 | 275.5574 | 0
| 275.3481 | 0 | 275.7662 | 0 | 273.3121 | 0 | 274.92 | 0 | 275.7662 | 0 | 275.7662 | 0 | 275.7662 | 0 | 283.8035 | 0.00068752 | 275.7662 | 8.7709e-05 | 718 | 0.25838 | 275.3481 | 0 | 275.7662 | 0 | 275.7662 | 0.0076352 | 274.9234 | 0 | 275.7662 | 0.0045027 | 275.3481 | 0 | 273.9063 | 0 | 275.7662 | 0 | 275.7662 | 0
| 275.5562 | 0 | 275.975 | 0 | 273.5239 | 0 | 275.13 | 0 | 275.975 | 0 | 275.975 | 0 | 275.975 | 0 | 284.0149 | 0.00015109 | 275.975 | 0 | 719 | 0.25089 | 275.5562 | 0 | 275.975 | 0 | 275.975 | 0.0025097 | 275.1302 | 0 | 275.975 | 0 | 275.5562 | 0 | 274.1179 | 0 | 275.975 | 0 | 275.975 | 0
| 275.7644 | 0 | 276.1838 | 0 | 273.7358 | 0 | 275.34 | 0 | 276.1838 | 0 | 276.1838 | 0 | 276.1838 | 0 | 284.2263 | 0.00063484 | 276.1838 | 9.9526e-05 | 720 | 0.2434 | 275.7644 | 0 | 276.1838 | 0 | 276.1838 | 0.0046481 | 275.337 | 0 | 276.1838 | 0.0090404 | 275.7644 | 0 | 274.3296 | 0 | 276.1838 | 0 | 276.1838 | 0
| 275.9725 | 0 | 276.3927 | 0 | 273.9476 | 0 | 275.54 | 0 | 276.3926 | 0 | 276.3926 | 0 | 276.3926 | 0 | 284.4377 | 0.00016707 | 276.3926 | 0 | 721 | 0.23592 | 275.9725 | 0 | 276.3926 | 0 | 276.3926 | 0.0028928 | 275.5439 | 0 | 276.3926 | 0 | 275.9725 | 0 | 274.5412 | 0 | 276.3926 | 0 | 276.3926 | 0
| 276.1807 | 0 | 276.6015 | 0 | 274.1595 | 0 | 275.75 | 0 | 276.6015 | 0 | 276.6015 | 0 | 276.6015 | 0 | 284.6492 | 0.00070501 | 276.6015 | 4.5693e-05 | 722 | 0.22843 | 276.1807 | 0 | 276.6015 | 0 | 276.6015 | 0.00019873 | 275.7507 | 0 | 276.6015 | 0.010862 | 276.1807 | 0 | 274.7529 | 0 | 276.6015 | 0 | 276.6015 | 0
| 276.3888 | 0 | 276.8104 | 0 | 274.3714 | 0 | 275.96 | 0 | 276.8104 | 0 | 276.8104 | 0 | 276.8104 | 0 | 284.8606 | 0.00011106 | 276.8104 | 0 | 723 | 0.22036 | 276.3888 | 0 | 276.8104 | 0 | 276.8104 | -0.00078737 | 275.9576 | 0 | 276.8104 | 0 | 276.3888 | 0 | 274.9645 | 0 | 276.8104 | 0 | 276.8104 | 0
| 276.597 | 0 | 277.0192 | 0 | 274.5833 | 0 | 276.16 | 0 | 277.0192 | 0 | 277.0192 | 0 | 277.0192 | 0 | 285.0721 | 0.00072903 | 277.0193 | 9.9728e-05 | 724 | 0.21223 | 276.597 | 0 | 277.0192 | 0 | 277.0193 | 0.0058964 | 276.1645 | 0 | 277.0193 | 0.0077988 | 276.597 | 0 | 275.1762 | 0 | 277.0192 | 0 | 277.0192 | 0
| 276.8052 | 0 | 277.2282 | 0 | 274.7952 | 0 | 276.37 | 0 | 277.2281 | 0 | 277.2281 | 0 | 277.2281 | 0 | 285.2836 | 8.7124e-05 | 277.2282 | 0 | 725 | 0.2041 | 276.8052 | 0 | 277.2281 | 0 | 277.2281 | -0.00067726 | 276.3713 | 0 | 277.2282 | 0 | 276.8052 | 0 | 275.3879 | 0 | 277.2281 | 0 | 277.2281 | 0
| 277.0135 | 0 | 277.4371 | 0 | 275.0071 | 0 | 276.58 | 0 | 277.4371 | 0 | 277.4371 | 0 | 277.4371 | 0 | 285.4951 | 0.00067944 | 277.4371 | 9.6757e-05 | 726 | 0.19596 | 277.0135 | 0 | 277.4371 | 0 | 277.4371 | 0.0099056 | 276.5782 | 0 | 277.4371 | 0.0096058 | 277.0135 | 0 | 275.5996 | 0 | 277.4371 | 0 | 277.4371 | 0
| 277.2217 | 0 | 277.646 | 0 | 275.219 | 0 | 276.79 | 0 | 277.646 | 0 | 277.646 | 0 | 277.646 | 0 | 285.7066 | 0.00013972 | 277.646 | 0 | 727 | 0.18977 | 277.2217 | 0 | 277.646 | 0 | 277.646 | -0.0041543 | 276.7852 | 0 | 277.646 | 0 | 277.2217 | 0 | 275.8113 | 0 | 277.646 | 0 | 277.646 | 0
| 277.43 | 0 | 277.8549 | 0 | 275.4309 | 0 | 276.99 | 0 | 277.8549 | 0 | 277.8549 | 0 | 277.8549 | 0 | 285.9181 | 0.00064695 | 277.8549 | 8.8454e-05 | 728 | 0.18503 | 277.43 | 0 | 277.8549 | 0 | 277.8549 | 0.0073228 | 276.9921 | 0 | 277.8549 | 0.0099778 | 277.43 | 0 | 276.0231 | 0 | 277.8549 | 0 | 277.8549 | 0
| 277.6383 | 0 | 278.0639 | 0 | 275.6429 | 0 | 277.2 | 0 | 278.0639 | 0 | 278.0639 | 0 | 278.0639 | 0 | 286.1296 | 7.415e-05 | 278.0639 | 0 | 729 | 0.1803 | 277.6383 | 0 | 278.0639 | 0 | 278.0639 | -0.0042254 | 277.199 | 0 | 278.0639 | 0 | 277.6383 | 0 | 276.2348 | 0 | 278.0639 | 0 | 278.0639 | 0
| 277.8465 | 0 | 278.2729 | 0 | 275.8548 | 0 | 277.41 | 0 | 278.2729 | 0 | 278.2729 | 0 | 278.2729 | 0 | 286.3412 | 0.00069726 | 278.2729 | 9.9531e-05 | 730 | 0.17557 | 277.8465 | 0 | 278.2729 | 0 | 278.2729 | 0.0016162 | 277.406 | 0 | 278.2729 | 0.012195 | 277.8465 | 0 | 276.4465 | 0 | 278.2729 | 0 | 278.2729 | 0
| 278.0549 | 0 | 278.4819 | 0 | 276.0668 | 0 | 277.61 | 0 | 278.4819 | 0 | 278.4819 | 0 | 278.4819 | 0 | 286.5527 | 0.00017149 | 278.4819 | 0 | 731 | 0.17083 | 278.0549 | 0 | 278.4819 | 0 | 278.4819 | 0.0022964 | 277.6129 | 0 | 278.4819 | 0 | 278.0549 | 0 | 276.6583 | 0 | 278.4819 | 0 | 278.4819 | 0
| 278.2632 | 0 | 278.6909 | 0 | 276.2788 | 0 | 277.82 | 0 | 278.6909 | 0 | 278.6909 | 0 | 278.6909 | 0 | 286.7643 | 0.00073889 | 278.6909 | 6.5283e-05 | 732 | 0.1661 | 278.2632 | 0 | 278.6909 | 0 | 278.6909 | 0.006146 | 277.8199 | 0 | 278.6909 | 0.014346 | 278.2632 | 0 | 276.8701 | 0 | 278.6909 | 0 | 278.6909 | 0
| 278.4715 | 0 | 278.8999 | 0 | 276.4908 | 0 | 278.03 | 0 | 278.8999 | 0 | 278.8999 | 0 | 278.8999 | 0 | 286.9759 | 0.00019405 | 278.8999 | 0 | 733 | 0.16256 | 278.4715 | 0 | 278.8999 | 0 | 278.8999 | 0.0072846 | 278.0269 | 0 | 278.8999 | 0 | 278.4715 | 0 | 277.0818 | 0 | 278.8999 | 0 | 278.8999 | 0
| 278.6799 | 0 | 279.1089 | 0 | 276.7028 | 0 | 278.23 | 0 | 279.109 | 0 | 279.109 | 0 | 279.109 | 0 | 287.1874 | 0.00073176 | 279.1089 | 5.5414e-05 | 734 | 0.15901 | 278.6799 | 0 | 279.109 | 0 | 279.1089 | 0.0036486 | 278.2339 | 0 | 279.1089 | 0.0091578 | 278.6799 | 0 | 277.2936 | 0 | 279.109 | 0 | 279.109 | 0
| 278.8883 | 0 | 279.318 | 0 | 276.9148 | 0 | 278.44 | 0 | 279.318 | 0 | 279.318 | 0 | 279.318 | 0 | 287.399 | 0.00017833 | 279.318 | 0 | 735 | 0.15547 | 278.8883 | 0 | 279.318 | 0 | 279.318 | 0.0037304 | 278.4409 | 0 | 279.318 | 0 | 278.8883 | 0 | 277.5054 | 0 | 279.318 | 0 | 279.318 | 0
| 279.0967 | 0 | 279.5271 | 0 | 277.1268 | 0 | 278.65 | 0 | 279.5271 | 0 | 279.5271 | 0 | 279.5271 | 0 | 287.6107 | 0.00067744 | 279.5271 | 0.00011477 | 736 | 0.15192 | 279.0967 | 0 | 279.5271 | 0 | 279.5271 | 0.0090481 | 278.648 | 0 | 279.5271 | 0.0055312 | 279.0967 | 0 | 277.7172 | 0 | 279.5271 | 0 | 279.5271 | 0
| 279.3051 | 0 | 279.7362 | 0 | 277.3388 | 0 | 278.86 | 0 | 279.7362 | 0 | 279.7362 | 0 | 279.7362 | 0 | 287.8223 | 0.00010873 | 279.7362 | 0 | 737 | 0.14838 | 279.3051 | 0 | 279.7362 | 0 | 279.7362 | -0.0018371 | 278.855 | 0 | 279.7362 | 0 | 279.3051 | 0 | 277.929 | 0 | 279.7362 | 0 | 279.7362 | 0
| 279.5135 | 0 | 279.9453 | 0 | 277.5509 | 0 | 279.06 | 0 | 279.9453 | 0 | 279.9453 | 0 | 279.9453 | 0 | 288.0339 | 0.00059491 | 279.9453 | 6.6788e-05 | 738 | 0.14483 | 279.5135 | 0 | 279.9453 | 0 | 279.9453 | 0.0097388 | 279.0621 | 0 | 279.9453 | 0.0094429 | 279.5135 | 0 | 278.1409 | 0 | 279.9453 | 0 | 279.9453 | 0
| 279.722 | 0 | 280.1544 | 0 | 277.7629 | 0 | 279.27 | 0 | 280.1544 | 0 | 280.1544 | 0 | 280.1544 | 0 | 288.2456 | 4.6845e-05 | 280.1544 | 0 | 739 | 0.14128 | 279.722 | 0 | 280.1544 | 0 | 280.1544 | 0.0023416 | 279.2692 | 0 | 280.1544 | 0 | 279.722 | 0 | 278.3527 | 0 | 280.1544 | 0 | 280.1544 | 0
| 279.9305 | 0 | 280.3635 | 0 | 277.975 | 0 | 279.48 | 0 | 280.3635 | 0 | 280.3635 | 0 | 280.3635 | 0 | 288.4572 | 0.0010224 | 280.3635 | 9.1158e-05 | 740 | 0.13855 | 279.9305 | 0 | 280.3635 | 0 | 280.3635 | 0.0025471 | 279.4763 | 0 | 280.3635 | 0.012109 | 279.9305 | 0 | 278.5646 | 0 | 280.3635 | 0 | 280.3635 | 0
| 280.1389 | 0 | 280.5727 | 0 | 278.1871 | 0 | 279.68 | 0 | 280.5727 | 0 | 280.5727 | 0 | 280.5727 | 0 | 288.6689 | 0.00019814 | 280.5727 | 0 | 741 | 0.13637 | 280.1389 | 0 | 280.5727 | 0 | 280.5727 | -0.0041062 | 279.6833 | 0 | 280.5727 | 0 | 280.1389 | 0 | 278.7764 | 0 | 280.5727 | 0 | 280.5727 | 0
| 280.3474 | 0 | 280.7819 | 0 | 278.3991 | 0 | 279.89 | 0 | 280.7819 | 0 | 280.7819 | 0 | 280.7819 | 0 | 288.8806 | 0.00071005 | 280.7819 | 8.8257e-05 | 742 | 0.1342 | 280.3474 | 0 | 280.7819 | 0 | 280.7819 | 0.0076071 | 279.8905 | 0 | 280.7819 | 0.0023739 | 280.3474 | 0 | 278.9883 | 0 | 280.7819 | 0 | 280.7819 | 0
| 280.556 | 0 | 280.991 | 0 | 278.6112 | 0 | 280.1 | 0 | 280.991 | 0 | 280.991 | 0 | 280.991 | 0 | 289.0923 | 0.0001903 | 280.9911 | 0 | 743 | 0.13202 | 280.556 | 0 | 280.991 | 0 | 280.9911 | -0.0018561 | 280.0976 | 0 | 280.9911 | 0 | 280.556 | 0 | 279.2002 | 0 | 280.991 | 0 | 280.991 | 0
| 280.7645 | 0 | 281.2002 | 0 | 278.8233 | 0 | 280.3 | 0 | 281.2002 | 0 | 281.2002 | 0 | 281.2002 | 0 | 289.304 | 0.00071404 | 281.2003 | 0.00011185 | 744 | 0.12985 | 280.7645 | 0 | 281.2002 | 0 | 281.2003 | 0.0089369 | 280.3047 | 0 | 281.2003 | 0.009274 | 280.7645 | 0 | 279.4121 | 0 | 281.2002 | 0 | 281.2002 | 0
| 280.9731 | 0 | 281.4095 | 0 | 279.0355 | 0 | 280.51 | 0 | 281.4095 | 0 | 281.4095 | 0 | 281.4095 | 0 | 289.5157 | 0.0002136 | 281.4094 | 0 | 745 | 0.12768 | 280.9731 | 0 | 281.4095 | 0 | 281.4095 | -0.0008653 | 280.5119 | 0 | 281.4094 | 0 | 280.9731 | 0 | 279.624 | 0 | 281.4095 | 0 | 281.4095 | 0
| 281.1816 | 0 | 281.6187 | 0 | 279.2476 | 0 | 280.72 | 0 | 281.6187 | 0 | 281.6187 | 0 | 281.6187 | 0 | 289.7274 | 0.00066047 | 281.6187 | 7.3036e-05 | 746 | 0.1255 | 281.1816 | 0 | 281.6187 | 0 | 281.6187 | 0.005303 | 280.7191 | 0 | 281.6187 | 0.008784 | 281.1816 | 0 | 279.8359 | 0 | 281.6187 | 0 | 281.6187 | 0
| 281.3902 | 0 | 281.8279 | 0 | 279.4597 | 0 | 280.93 | 0 | 281.8279 | 0 | 281.8279 | 0 | 281.8279 | 0 | 289.9392 | 0.00018889 | 281.8279 | 0 | 747 | 0.12333 | 281.3902 | 0 | 281.8279 | 0 | 281.8279 | 0.00044507 | 280.9263 | 0 | 281.8279 | 0 | 281.3902 | 0 | 280.0478 | 0 | 281.8279 | 0 | 281.8279 | 0
| 281.5988 | 0 | 282.0372 | 0 | 279.6719 | 0 | 281.13 | 0 | 282.0372 | 0 | 282.0372 | 0 | 282.0372 | 0 | 290.151 | 0.00061426 | 282.0372 | 0.00010243 | 748 | 0.1208 | 281.5988 | 0 | 282.0372 | 0 | 282.0372 | 0.010546 | 281.1335 | 0 | 282.0372 | 0.0064656 | 281.5988 | 0 | 280.2598 | 0 | 282.0372 | 0 | 282.0372 | 0
| 281.8075 | 0 | 282.2465 | 0 | 279.884 | 0 | 281.34 | 0 | 282.2465 | 0 | 282.2465 | 0 | 282.2465 | 0 | 290.3627 | 0.00013827 | 282.2465 | 1.3567e-05 | 749 | 0.11796 | 281.8075 | 0 | 282.2465 | 0 | 282.2465 | -0.00029874 | 281.3407 | 0 | 282.2465 | 0 | 281.8075 | 0 | 280.4717 | 0 | 282.2465 | 0 | 282.2465 | 0
| 282.0161 | 0 | 282.4558 | 0 | 280.0962 | 0 | 281.55 | 0 | 282.4558 | 0 | 282.4558 | 0 | 282.4558 | 0 | 290.5745 | 0.00066613 | 282.4558 | 7.1743e-05 | 750 | 0.11513 | 282.0161 | 0 | 282.4558 | 0 | 282.4558 | 0.0017706 | 281.5479 | 0 | 282.4558 | 0.0054612 | 282.0161 | 0 | 280.6837 | 0 | 282.4558 | 0 | 282.4558 | 0
| 282.2247 | 0 | 282.6651 | 0 | 280.3084 | 0 | 281.76 | 0 | 282.6651 | 0 | 282.6651 | 0 | 282.6651 | 0 | 290.7863 | 8.9496e-05 | 282.6651 | 0 | 751 | 0.1123 | 282.2247 | 0 | 282.6651 | 0 | 282.6651 | 0.0018242 | 281.7551 | 0 | 282.6651 | 0 | 282.2247 | 0 | 280.8956 | 0 | 282.6651 | 0 | 282.6651 | 0
| 282.4334 | 0 | 282.8744 | 0 | 280.5206 | 0 | 281.96 | 0 | 282.8744 | 0 | 282.8744 | 0 | 282.8744 | 0 | 290.9981 | 0.00071707 | 282.8744 | 6.9254e-05 | 752 | 0.10947 | 282.4334 | 0 | 282.8744 | 0 | 282.8744 | 0.0084781 | 281.9624 | 0 | 282.8744 | 0.0080585 | 282.4334 | 0 | 281.1076 | 0 | 282.8744 | 0 | 282.8744 | 0
| 282.6421 | 0 | 283.0838 | 0 | 280.7328 | 0 | 282.17 | 0 | 283.0838 | 0 | 283.0838 | 0 | 283.0838 | 0 | 291.2099 | 0.00012362 | 283.0838 | 0 | 753 | 0.10664 | 282.6421 | 0 | 283.0838 | 0 | 283.0838 | -0.0057392 | 282.1696 | 0 | 283.0838 | 0 | 282.6421 | 0 | 281.3196 | 0 | 283.0838 | 0 | 283.0838 | 0
| 282.8508 | 0 | 283.2931 | 0 | 280.945 | 0 | 282.38 | 0 | 283.2931 | 0 | 283.2931 | 0 | 283.2931 | 0 | 291.4218 | 0.00061755 | 283.2931 | 0.00013461 | 754 | 0.1038 | 282.8508 | 0 | 283.2931 | 0 | 283.2931 | 0.0045361 | 282.3769 | 0 | 283.2931 | 0.0069403 | 282.8508 | 0 | 281.5316 | 0 | 283.2931 | 0 | 283.2931 | 0
| 283.0596 | 0 | 283.5025 | 0 | 281.1572 | 0 | 282.58 | 0 | 283.5025 | 0 | 283.5025 | 0 | 283.5025 | 0 | 291.6336 | 0.000162 | 283.5025 | 0 | 755 | 0.10097 | 283.0596 | 0 | 283.5025 | 0 | 283.5025 | -0.001594 | 282.5842 | 0 | 283.5025 | 0 | 283.0596 | 0 | 281.7436 | 0 | 283.5025 | 0 | 283.5025 | 0
| 283.2683 | 0 | 283.7119 | 0 | 281.3695 | 0 | 282.79 | 0 | 283.7119 | 0 | 283.7119 | 0 | 283.7119 | 0 | 291.8455 | 0.00066429 | 283.7119 | 0.00011276 | 756 | 0.09814 | 283.2683 | 0 | 283.7119 | 0 | 283.7119 | 0.0088851 | 282.7915 | 0 | 283.7119 | 0.0082735 | 283.2683 | 0 | 281.9556 | 0 | 283.7119 | 0 | 283.7119 | 0
| 283.4771 | 0 | 283.9213 | 0 | 281.5817 | 0 | 283 | 0 | 283.9213 | 0 | 283.9213 | 0 | 283.9213 | 0 | 292.0573 | 0.00017 | 283.9213 | 0 | 757 | 0.095308 | 283.4771 | 0 | 283.9213 | 0 | 283.9213 | -0.0043046 | 282.9988 | 0 | 283.9213 | 0 | 283.4771 | 0 | 282.1676 | 0 | 283.9213 | 0 | 283.9213 | 0
| 283.6858 | 0 | 284.1307 | 0 | 281.794 | 0 | 283.21 | 0 | 284.1307 | 0 | 284.1307 | 0 | 284.1307 | 0 | 292.2692 | 0.00068291 | 284.1307 | 0.00014651 | 758 | 0.092476 | 283.6858 | 0 | 284.1307 | 0 | 284.1307 | 0.011455 | 283.2062 | 0 | 284.1307 | 0.0088303 | 283.6858 | 0 | 282.3797 | 0 | 284.1307 | 0 | 284.1307 | 0
| 283.8946 | 0 | 284.3402 | 0 | 282.0062 | 0 | 283.41 | 0 | 284.3402 | 0 | 284.3402 | 0 | 284.3402 | 0 | 292.4811 | 0.00011602 | 284.3402 | 0 | 759 | 0.089644 | 283.8946 | 0 | 284.3402 | 0 | 284.3402 | -0.0014142 | 283.4135 | 0 | 284.3402 | 0 | 283.8946 | 0 | 282.5917 | 0 | 284.3402 | 0 | 284.3402 | 0
| 284.1035 | 0 | 284.5496 | 0 | 282.2185 | 0 | 283.62 | 0.23501 | 284.5496 | 0 | 284.5496 | 0 | 284.5496 | 0 | 292.693 | 0.00068251 | 284.5496 | 7.3043e-05 | 760 | 0.08686 | 284.1034 | 0 | 284.5496 | 0 | 284.5496 | 0.006535 | 283.6209 | 0 | 284.5496 | 0.011785 | 284.1035 | 0 | 282.8038 | 0 | 284.5496 | 0 | 284.5496 | 0
| 284.3123 | 0 | 284.7591 | 0 | 282.4308 | 0 | 283.83 | 0 | 284.7591 | 0 | 284.7591 | 0 | 284.7591 | 0 | 292.9049 | 0.00015254 | 284.7591 | 0 | 761 | 0.084288 | 284.3123 | 0 | 284.7591 | 0 | 284.7591 | -0.0015886 | 283.8282 | 0 | 284.7591 | 0 | 284.3123 | 0 | 283.0158 | 0 | 284.7591 | 0 | 284.7591 | 0
| 284.5211 | 0 | 284.9686 | 0 | 282.6431 | 0 | 284.04 | 0 | 284.9686 | 0 | 284.9686 | 0 | 284.9686 | 0 | 293.1169 | 0.00069752 | 284.9686 | 9.4691e-05 | 762 | 0.081715 | 284.5211 | 0 | 284.9686 | 0 | 284.9686 | 0.0096462 | 284.0356 | 0 | 284.9686 | 0.0074369 | 284.5211 | 0 | 283.2279 | 0 | 284.9686 | 0 | 284.9686 | 0
| 284.73 | 0 | 285.1781 | 0 | 282.8554 | 0 | 284.24 | 0 | 285.1781 | 0 | 285.1781 | 0 | 285.1781 | 0 | 293.3288 | 0.00013178 | 285.1781 | 0 | 763 | 0.079143 | 284.73 | 0 | 285.1781 | 0 | 285.1781 | 0.0037622 | 284.243 | 0 | 285.1781 | 0 | 284.73 | 0 | 283.44 | 0 | 285.1781 | 0 | 285.1781 | 0
| 284.9389 | 0 | 285.3876 | 0 | 283.0678 | 0 | 284.45 | 0 | 285.3876 | 0 | 285.3876 | 0 | 285.3876 | 0 | 293.5407 | 0.00063659 | 285.3876 | 7.3274e-05 | 764 | 0.07657 | 284.9389 | 0 | 285.3876 | 0 | 285.3876 | 0.0054657 | 284.4504 | 0 | 285.3876 | 0.0088465 | 284.9389 | 0 | 283.6521 | 0 | 285.3876 | 0 | 285.3876 | 0
| 285.1478 | 0 | 285.5971 | 0 | 283.2801 | 0 | 284.66 | 0 | 285.5971 | 0 | 285.5971 | 0 | 285.5971 | 0 | 293.7527 | 0.00016515 | 285.5971 | 0 | 765 | 0.073998 | 285.1478 | 0 | 285.5971 | 0 | 285.5971 | 0.0061136 | 284.6579 | 0 | 285.5971 | 0 | 285.1478 | 0 | 283.8642 | 0 | 285.5971 | 0 | 285.5971 | 0
| 285.3567 | 0 | 285.8067 | 0 | 283.4924 | 0 | 284.87 | 0 | 285.8067 | 0 | 285.8067 | 0 | 285.8067 | 0 | 293.9647 | 0.00068077 | 285.8067 | 0.0001194 | 766 | 0.071425 | 285.3567 | 0 | 285.8067 | 0 | 285.8067 | 0.006038 | 284.8653 | 0 | 285.8067 | 0.0093849 | 285.3567 | 0 | 284.0764 | 0 | 285.8067 | 0 | 285.8067 | 0
| 285.5656 | 0 | 286.0163 | 0 | 283.7048 | 0 | 285.07 | 0 | 286.0163 | 0 | 286.0163 | 0 | 286.0163 | 0 | 294.1767 | 0.00022034 | 286.0163 | 0 | 767 | 0.06802 | 285.5656 | 0 | 286.0163 | 0 | 286.0163 | 0.0048373 | 285.0728 | 0 | 286.0163 | 0 | 285.5656 | 0 | 284.2885 | 0 | 286.0163 | 0 | 286.0163 | 0
| 285.7746 | 0 | 286.2258 | 0 | 283.9172 | 0 | 285.28 | 0 | 286.2258 | 0 | 286.2258 | 0 | 286.2258 | 0 | 294.3887 | 0.00068695 | 286.2258 | 5.521e-05 | 768 | 0.063286 | 285.7746 | 0 | 286.2258 | 0 | 286.2258 | 0.0052878 | 285.2802 | 0 | 286.2258 | 0.0053146 | 285.7746 | 0 | 284.5006 | 0 | 286.2258 | 0 | 286.2258 | 0
| 285.9835 | 0 | 286.4354 | 0 | 284.1295 | 0 | 285.49 | 0 | 286.4354 | 0 | 286.4354 | 0 | 286.4354 | 0 | 294.6007 | 0.00018354 | 286.4354 | 0 | 769 | 0.058551 | 285.9835 | 0 | 286.4354 | 0 | 286.4354 | 0.00017883 | 285.4877 | 0 | 286.4354 | 0 | 285.9835 | 0 | 284.7128 | 0 | 286.4354 | 0 | 286.4354 | 0
| 286.1925 | 0 | 286.6451 | 0 | 284.3419 | 0 | 285.7 | 0 | 286.645 | 0 | 286.645 | 0 | 286.645 | 0 | 294.8127 | 0.00072097 | 286.6451 | 6.0968e-05 | 770 | 0.053817 | 286.1925 | 0 | 286.645 | 0 | 286.6451 | 0.0065723 | 285.6952 | 0 | 286.6451 | 0.0098741 | 286.1925 | 0 | 284.925 | 0 | 286.645 | 0 | 286.645 | 0
| 286.4015 | 0 | 286.8547 | 0 | 284.5543 | 0 | 285.9 | 0 | 286.8547 | 0 | 286.8547 | 0 | 286.8547 | 0 | 295.0247 | 0.00012283 | 286.8547 | 0 | 771 | 0.052295 | 286.4015 | 0 | 286.8547 | 0 | 286.8547 | 0.0060319 | 285.9027 | 0 | 286.8547 | 0 | 286.4015 | 0 | 285.1371 | 0 | 286.8547 | 0 | 286.8547 | 0
| 286.6105 | 0 | 287.0643 | 0 | 284.7667 | 0 | 286.11 | 0 | 287.0643 | 0 | 287.0643 | 0 | 287.0643 | 0 | 295.2368 | 0.00064684 | 287.0643 | 5.4574e-05 | 772 | 0.052317 | 286.6105 | 0 | 287.0643 | 0 | 287.0643 | 0.0056727 | 286.1102 | 0 | 287.0643 | 0.0052296 | 286.6105 | 0 | 285.3493 | 0 | 287.0643 | 0 | 287.0643 | 0
| 286.8196 | 0 | 287.274 | 0 | 284.9792 | 0 | 286.32 | 0 | 287.274 | 0 | 287.274 | 0 | 287.274 | 0 | 295.4489 | 0.00020729 | 287.274 | 0 | 773 | 0.052339 | 286.8196 | 0 | 287.274 | 0 | 287.274 | 0.00033996 | 286.3177 | 0 | 287.274 | 0 | 286.8196 | 0 | 285.5615 | 0 | 287.274 | 0 | 287.274 | 0
| 287.0286 | 0 | 287.4837 | 0 | 285.1916 | 0 | 286.53 | 0 | 287.4837 | 0 | 287.4837 | 0 | 287.4837 | 0 | 295.6609 | 0.0007049 | 287.4836 | 3.4463e-05 | 774 | 0.052361 | 287.0286 | 0 | 287.4837 | 0 | 287.4836 | 0.0084111 | 286.5253 | 0 | 287.4836 | 0.01155 | 287.0286 | 0 | 285.7737 | 0 | 287.4837 | 0 | 287.4837 | 0
| 287.2377 | 0 | 287.6934 | 0 | 285.404 | 0 | 286.73 | 0 | 287.6934 | 0 | 287.6934 | 0 | 287.6934 | 0 | 295.873 | 0.00011768 | 287.6934 | 0 | 775 | 0.052383 | 287.2377 | 0 | 287.6934 | 0 | 287.6934 | -0.0015703 | 286.7329 | 0 | 287.6934 | 0 | 287.2377 | 0 | 285.9859 | 0 | 287.6934 | 0 | 287.6934 | 0
| 287.4468 | 0 | 287.9031 | 0 | 285.6165 | 0 | 286.94 | 0 | 287.9031 | 0 | 287.9031 | 0 | 287.9031 | 0 | 296.0851 | 0.00073077 | 287.9031 | 9.8641e-05 | 776 | 0.051104 | 287.4468 | 0 | 287.9031 | 0 | 287.903 | 0.0097143 | 286.9404 | 0 | 287.9031 | 0.0040211 | 287.4468 | 0 | 286.1982 | 0 | 287.9031 | 0 | 287.9031 | 0
| 287.6559 | 0 | 288.1128 | 0 | 285.8289 | 0 | 287.15 | 0 | 288.1128 | 0 | 288.1128 | 0 | 288.1128 | 0 | 296.2972 | 0.00020004 | 288.1128 | 0 | 777 | 0.049342 | 287.6559 | 0 | 288.1128 | 0 | 288.1128 | -0.00087995 | 287.148 | 0 | 288.1128 | 0 | 287.6559 | 0 | 286.4104 | 0 | 288.1128 | 0 | 288.1128 | 0
| 287.865 | 0 | 288.3225 | 0 | 286.0414 | 0 | 287.36 | 0 | 288.3225 | 0 | 288.3225 | 0 | 288.3225 | 0 | 296.5093 | 0.00067962 | 288.3225 | 0.00012268 | 778 | 0.04758 | 287.865 | 0 | 288.3225 | 0 | 288.3225 | 0.002041 | 287.3556 | 0 | 288.3225 | 0.0068369 | 287.865 | 0 | 286.6227 | 0 | 288.3225 | 0 | 288.3225 | 0
| 288.0741 | 0 | 288.5323 | 0 | 286.2539 | 0 | 287.56 | 0 | 288.5323 | 0 | 288.5323 | 0 | 288.5323 | 0 | 296.7215 | 0.00016797 | 288.5323 | 0 | 779 | 0.045818 | 288.0741 | 0 | 288.5323 | 0 | 288.5323 | -0.00099977 | 287.5632 | 0 | 288.5323 | 0 | 288.0741 | 0 | 286.8349 | 0 | 288.5323 | 0 | 288.5323 | 0
| 288.2833 | 0 | 288.7421 | 0 | 286.4664 | 0 | 287.77 | 0 | 288.742 | 0 | 288.742 | 0 | 288.742 | 0 | 296.9336 | 0.00071974 | 288.742 | 0.00014408 | 780 | 0.044057 | 288.2833 | 0 | 288.742 | 0 | 288.742 | 0.00161 | 287.7709 | 0 | 288.742 | 0.01749 | 288.2833 | 0 | 287.0471 | 0 | 288.742 | 0 | 288.742 | 0
| 288.4925 | 0 | 288.9518 | 0 | 286.6789 | 0 | 287.98 | 0 | 288.9518 | 0 | 288.9518 | 0 | 288.9518 | 0 | 297.1458 | 0.00015862 | 288.9518 | 0 | 781 | 0.042295 | 288.4925 | 0 | 288.9518 | 0 | 288.9518 | 0.0064784 | 287.9785 | 0 | 288.9518 | 0 | 288.4925 | 0 | 287.2594 | 0 | 288.9518 | 0 | 288.9518 | 0
| 288.7017 | 0 | 289.1616 | 0 | 286.8914 | 0 | 288.19 | 0 | 289.1616 | 0 | 289.1616 | 0 | 289.1616 | 0 | 297.3579 | 0.00064168 | 289.1617 | 8.3939e-05 | 782 | 0.040533 | 288.7017 | 0 | 289.1616 | 0 | 289.1617 | 0.0061221 | 288.1862 | 0 | 289.1617 | 0.01356 | 288.7017 | 0 | 287.4717 | 0 | 289.1616 | 0 | 289.1616 | 0
| 288.9109 | 0 | 289.3715 | 0 | 287.104 | 0 | 288.39 | 0 | 289.3715 | 0 | 289.3715 | 0 | 289.3715 | 0 | 297.5701 | 0.00010432 | 289.3715 | 0 | 783 | 0.038772 | 288.9109 | 0 | 289.3715 | 0 | 289.3715 | -0.009217 | 288.3938 | 0 | 289.3715 | 0 | 288.9109 | 0 | 287.684 | 0 | 289.3715 | 0 | 289.3715 | 0
| 289.1201 | 0 | 289.5813 | 0 | 287.3165 | 0 | 288.6 | 0 | 289.5813 | 0 | 289.5813 | 0 | 289.5813 | 0 | 297.7823 | 0.00068793 | 289.5813 | 8.1897e-05 | 784 | 0.03701 | 289.1201 | 0 | 289.5813 | 0 | 289.5813 | 0.0052777 | 288.6015 | 0 | 289.5813 | 0.0061509 | 289.1201 | 0 | 287.8963 | 0 | 289.5813 | 0 | 289.5813 | 0
| 289.3293 | 0 | 289.7911 | 0 | 287.529 | 0 | 288.81 | 0 | 289.7911 | 0 | 289.7911 | 0 | 289.7911 | 0 | 297.9945 | 0.00020303 | 289.7911 | 4.9387e-06 | 785 | 0.035248 | 289.3293 | 0 | 289.7911 | 0 | 289.7911 | -0.0017647 | 288.8092 | 0 | 289.7911 | 0 | 289.3293 | 0 | 288.1087 | 0 | 289.7911 | 0 | 289.7911 | 0
| 289.5386 | 0 | 290.001 | 0 | 287.7416 | 0 | 289.02 | 0 | 290.001 | 0 | 290.001 | 0 | 290.001 | 0 | 298.2067 | 0.00064979 | 290.001 | 7.3302e-05 | 786 | 0.030996 | 289.5386 | 0 | 290.001 | 0 | 290.001 | 0.00533 | 289.0169 | 0 | 290.001 | 0.0088516 | 289.5386 | 0 | 288.321 | 0 | 290.001 | 0 | 290.001 | 0
| 289.7479 | 0 | 290.2109 | 0 | 287.9542 | 0 | 289.22 | 0 | 290.2109 | 0 | 290.2109 | 0 | 290.2109 | 0 | 298.419 | 0.00020691 | 290.2109 | 0 | 787 | 0.026261 | 289.7479 | 0 | 290.2109 | 0 | 290.2109 | -0.0055736 | 289.2246 | 0 | 290.2109 | 0 | 289.7479 | 0 | 288.5333 | 0 | 290.2109 | 0 | 290.2109 | 0
| 289.9572 | 0 | 290.4208 | 0 | 288.1668 | 0 | 289.43 | 0 | 290.4208 | 0 | 290.4208 | 0 | 290.4208 | 0 | 298.6312 | 0.00068681 | 290.4208 | 4.3334e-05 | 788 | 0.025033 | 289.9572 | 0 | 290.4208 | 0 | 290.4208 | 0.0009151 | 289.4324 | 0 | 290.4208 | 0.016215 | 289.9572 | 0 | 288.7457 | 0 | 290.4208 | 0 | 290.4208 | 0
| 290.1665 | 0 | 290.6307 | 0 | 288.3794 | 0 | 289.64 | 0 | 290.6307 | 0 | 290.6307 | 0 | 290.6307 | 0 | 298.8435 | 0.00016876 | 290.6307 | 0 | 789 | 0.023866 | 290.1665 | 0 | 290.6307 | 0 | 290.6307 | -0.00095492 | 289.6401 | 0 | 290.6307 | 0 | 290.1665 | 0 | 288.958 | 0 | 290.6307 | 0 | 290.6307 | 0
| 290.3758 | 0 | 290.8406 | 0 | 288.592 | 0 | 289.85 | 0 | 290.8406 | 0 | 290.8406 | 0 | 290.8406 | 0 | 299.0557 | 0.00067851 | 290.8406 | 0.00016972 | 790 | 0.022699 | 290.3758 | 0 | 290.8406 | 0 | 290.8406 | 0.013089 | 289.8479 | 0 | 290.8406 | 0.013404 | 290.3758 | 0 | 289.1704 | 0 | 290.8406 | 0 | 290.8406 | 0
| 290.5851 | 0 | 291.0506 | 0 | 288.8046 | 0 | 290.06 | 0 | 291.0506 | 0 | 291.0506 | 0 | 291.0506 | 0 | 299.268 | 0.00018083 | 291.0506 | 3.0821e-05 | 791 | 0.021532 | 290.5851 | 0 | 291.0506 | 0 | 291.0506 | 0.0081434 | 290.0557 | 0 | 291.0506 | 0 | 290.5851 | 0 | 289.3828 | 0 | 291.0506 | 0 | 291.0506 | 0
| 290.7945 | 0 | 291.2605 | 0 | 289.0172 | 0 | 290.26 | 0 | 291.2605 | 0 | 291.2605 | 0 | 291.2605 | 0 | 299.4803 | 0.00071705 | 291.2605 | 3.9478e-05 | 792 | 0.020365 | 290.7945 | 0 | 291.2605 | 0 | 291.2605 | 0.0016306 | 290.2635 | 0 | 291.2605 | 0.012518 | 290.7945 | 0 | 289.5952 | 0 | 291.2605 | 0 | 291.2605 | 0
| 291.0039 | 0 | 291.4705 | 0 | 289.2298 | 0 | 290.47 | 0 | 291.4705 | 0 | 291.4705 | 0 | 291.4705 | 0 | 299.6926 | 0.00017698 | 291.4705 | 0 | 793 | 0.019198 | 291.0039 | 0 | 291.4705 | 0 | 291.4705 | 0.0036073 | 290.4713 | 0 | 291.4705 | 0 | 291.0039 | 0 | 289.8076 | 0 | 291.4705 | 0 | 291.4705 | 0
| 291.2133 | 0 | 291.6805 | 0 | 289.4425 | 0 | 290.68 | 0 | 291.6805 | 0 | 291.6805 | 0 | 291.6805 | 0 | 299.9049 | 0.00069102 | 291.6805 | 0.00011376 | 794 | 0.018031 | 291.2133 | 0 | 291.6805 | 0 | 291.6805 | -0.00017774 | 290.679 | 0 | 291.6805 | 0.0049814 | 291.2133 | 0 | 290.02 | 0 | 291.6805 | 0 | 291.6805 | 0
| 291.4227 | 0 | 291.8905 | 0 | 289.6551 | 0 | 290.89 | 0 | 291.8905 | 0 | 291.8905 | 0 | 291.8905 | 0 | 300.1172 | 0.00018639 | 291.8905 | 0 | 795 | 0.017534 | 291.4227 | 0 | 291.8905 | 0 | 291.8905 | 0.007297 | 290.8869 | 0 | 291.8905 | 0 | 291.4227 | 0 | 290.2325 | 0 | 291.8905 | 0 | 291.8905 | 0
| 291.6321 | 0 | 292.1005 | 0 | 289.8678 | 0 | 291.09 | 0 | 292.1005 | 0 | 292.1005 | 0 | 292.1005 | 0 | 300.3296 | 0.00060759 | 292.1005 | 6.2988e-05 | 796 | 0.017557 | 291.6321 | 0 | 292.1005 | 0 | 292.1005 | 0.0064844 | 291.0947 | 0 | 292.1005 | 0.0096994 | 291.6321 | 0 | 290.4449 | 0 | 292.1005 | 0 | 292.1005 | 0
| 291.8416 | 0 | 292.3106 | 0 | 290.0805 | 0 | 291.3 | 0 | 292.3106 | 0 | 292.3106 | 0 | 292.3106 | 0 | 300.5419 | 0.00017007 | 292.3106 | 0 | 797 | 0.017579 | 291.8416 | 0 | 292.3106 | 0 | 292.3106 | -0.0037668 | 291.3026 | 0 | 292.3106 | 0 | 291.8416 | 0 | 290.6573 | 0 | 292.3106 | 0 | 292.3106 | 0
| 292.051 | 0 | 292.5206 | 0 | 290.2932 | 0 | 291.51 | 0 | 292.5206 | 0 | 292.5206 | 0 | 292.5206 | 0 | 300.7543 | 0.00076308 | 292.5206 | 0.00010188 | 798 | 0.017601 | 292.051 | 0 | 292.5206 | 0 | 292.5206 | 0.0025654 | 291.5104 | 0 | 292.5206 | 0.0080332 | 292.051 | 0 | 290.8698 | 0 | 292.5206 | 0 | 292.5206 | 0
| 292.2605 | 0 | 292.7307 | 0 | 290.5059 | 0 | 291.72 | 0 | 292.7307 | 0 | 292.7307 | 0 | 292.7307 | 0 | 300.9666 | 0.00017749 | 292.7307 | 0 | 799 | 0.017623 | 292.2605 | 0 | 292.7307 | 0 | 292.7307 | 0.0029387 | 291.7183 | 0 | 292.7307 | 0 | 292.2605 | 0 | 291.0822 | 0 | 292.7307 | 0 | 292.7307 | 0
| 292.47 | 0 | 292.9408 | 0 | 290.7186 | 0 | 291.93 | 0 | 292.9408 | 0 | 292.9408 | 0 | 292.9408 | 0 | 301.179 | 0.00071303 | 292.9408 | 0.00011096 | 800 | 0.017645 | 292.47 | 0 | 292.9408 | 0 | 292.9408 | 0.0073996 | 291.9262 | 0 | 292.9408 | 0.0058886 | 292.47 | 0 | 291.2947 | 0 | 292.9408 | 0 | 292.9408 | 0
| 292.6795 | 0 | 293.1509 | 0 | 290.9313 | 0 | 292.13 | 0 | 293.1509 | 0 | 293.1509 | 0 | 293.1509 | 0 | 301.3914 | 0.00015317 | 293.1509 | 0 |  |  | 292.6795 | 0 | 293.1509 | 0 | 293.1509 | 0.0053615 | 292.1341 | 0 | 293.1509 | 0 | 292.6795 | 0 | 291.5072 | 0 | 293.1509 | 0 | 293.1509 | 0
| 292.889 | 0 | 293.361 | 0 | 291.144 | 0 | 292.34 | 0 | 293.361 | 0 | 293.361 | 0 | 293.361 | 0 | 301.6039 | 0.00063688 | 293.361 | 5.8049e-05 |  |  | 292.889 | 0 | 293.361 | 0 | 293.361 | -0.00038317 | 292.3421 | 0 | 293.361 | 0.001328 | 292.889 | 0 | 291.7197 | 0 | 293.361 | 0 | 293.361 | 0
| 293.0986 | 0 | 293.5711 | 0 | 291.3568 | 0 | 292.55 | 0 | 293.5711 | 0 | 293.5711 | 0 | 293.5711 | 0 | 301.8163 | 0.00011911 | 293.5711 | 0 |  |  | 293.0986 | 0 | 293.5711 | 0 | 293.5711 | 0.0034022 | 292.55 | 0 | 293.5711 | 0 | 293.0986 | 0 | 291.9322 | 0 | 293.5711 | 0 | 293.5711 | 0
| 293.3082 | 0 | 293.7813 | 0 | 291.5695 | 0 | 292.76 | 0 | 293.7813 | 0 | 293.7813 | 0 | 293.7813 | 0 | 302.0287 | 0.00065306 | 293.7813 | 0.00013934 |  |  | 293.3082 | 0 | 293.7813 | 0 | 293.7813 | 0.010019 | 292.7579 | 0 | 293.7813 | 0.0093011 | 293.3082 | 0 | 292.1447 | 0 | 293.7813 | 0 | 293.7813 | 0
| 293.5177 | 0 | 293.9915 | 0 | 291.7823 | 0 | 292.97 | 0 | 293.9915 | 0 | 293.9915 | 0 | 293.9915 | 0 | 302.2411 | 0.00012095 | 293.9915 | 1.1706e-06 |  |  | 293.5177 | 0 | 293.9915 | 0 | 293.9915 | 0.0024861 | 292.9659 | 0 | 293.9915 | 0 | 293.5177 | 0 | 292.3573 | 0 | 293.9915 | 0 | 293.9915 | 0
| 293.7273 | 0 | 294.2016 | 0 | 291.9951 | 0 | 293.17 | 0 | 294.2016 | 0 | 294.2016 | 0 | 294.2016 | 0 | 302.4536 | 0.00070954 | 294.2016 | 8.7608e-05 |  |  | 293.7273 | 0 | 294.2016 | 0 | 294.2016 | 0.0025184 | 293.1739 | 0 | 294.2016 | 0.0067872 | 293.7273 | 0 | 292.5698 | 0 | 294.2016 | 0 | 294.2016 | 0
| 293.937 | 0 | 294.4118 | 0 | 292.2079 | 0 | 293.38 | 0 | 294.4118 | 0 | 294.4118 | 0 | 294.4118 | 0 | 302.6661 | 0.00014882 | 294.4118 | 0 |  |  | 293.9369 | 0 | 294.4118 | 0 | 294.4118 | 0.00037701 | 293.3819 | 0 | 294.4118 | 0 | 293.937 | 0 | 292.7823 | 0 | 294.4118 | 0 | 294.4118 | 0
| 294.1466 | 0 | 294.6221 | 0 | 292.4207 | 0 | 293.59 | 0 | 294.622 | 0 | 294.622 | 0 | 294.622 | 0 | 302.8785 | 0.00065621 | 294.622 | 9.0349e-05 |  |  | 294.1466 | 0 | 294.622 | 0 | 294.622 | 0.0084358 | 293.5899 | 0 | 294.622 | 0.012319 | 294.1466 | 0 | 292.9949 | 0 | 294.622 | 0 | 294.622 | 0
| 294.3562 | 0 | 294.8323 | 0 | 292.6335 | 0 | 293.8 | 0 | 294.8323 | 0 | 294.8323 | 0 | 294.8323 | 0 | 303.091 | 0.00013373 | 294.8323 | 0 |  |  | 294.3562 | 0 | 294.8323 | 0 | 294.8323 | 0.00026913 | 293.7979 | 0 | 294.8323 | 0 | 294.3562 | 0 | 293.2075 | 0 | 294.8323 | 0 | 294.8323 | 0
| 294.5659 | 0 | 295.0425 | 0 | 292.8463 | 0 | 294.01 | 0 | 295.0425 | 0 | 295.0425 | 0 | 295.0425 | 0 | 303.3036 | 0.00066427 | 295.0425 | 9.6953e-05 |  |  | 294.5659 | 0 | 295.0425 | 0 | 295.0425 | 0.0072784 | 294.0059 | 0 | 295.0425 | 0.0070026 | 294.5659 | 0 | 293.4201 | 0 | 295.0425 | 0 | 295.0425 | 0
| 294.7756 | 0 | 295.2528 | 0 | 293.0591 | 0 | 294.21 | 0 | 295.2528 | 0 | 295.2528 | 0 | 295.2528 | 0 | 303.5161 | 0.00016598 | 295.2528 | 0 |  |  | 294.7756 | 0 | 295.2528 | 0 | 295.2528 | 0.0053656 | 294.214 | 0 | 295.2528 | 0 | 294.7756 | 0 | 293.6327 | 0 | 295.2528 | 0 | 295.2528 | 0
| 294.9853 | 0 | 295.4631 | 0 | 293.272 | 0 | 294.42 | 0 | 295.4631 | 0 | 295.4631 | 0 | 295.4631 | 0 | 303.7286 | 0.00070176 | 295.463 | 0.00011807 |  |  | 294.9853 | 0 | 295.4631 | 0 | 295.463 | 0.013665 | 294.422 | 0 | 295.463 | 0.010361 | 294.9853 | 0 | 293.8452 | 0 | 295.4631 | 0 | 295.4631 | 0
| 295.195 | 0 | 295.6733 | 0 | 293.4848 | 0 | 294.63 | 0 | 295.6733 | 0 | 295.6733 | 0 | 295.6733 | 0 | 303.9411 | 0.0001844 | 295.6733 | 0 |  |  | 295.195 | 0 | 295.6733 | 0 | 295.6733 | 0.0027442 | 294.6301 | 0 | 295.6733 | 0 | 295.195 | 0 | 294.0579 | 0 | 295.6733 | 0 | 295.6733 | 0
| 295.4047 | 0 | 295.8836 | 0 | 293.6977 | 0 | 294.84 | 0 | 295.8837 | 0 | 295.8837 | 0 | 295.8837 | 0 | 304.1537 | 0.00064377 | 295.8836 | 5.7341e-05 |  |  | 295.4047 | 0 | 295.8837 | 0 | 295.8836 | 0.0086551 | 294.8382 | 0 | 295.8836 | 0.0080525 | 295.4047 | 0 | 294.2705 | 0 | 295.8837 | 0 | 295.8837 | 0
| 295.6145 | 0 | 296.094 | 0 | 293.9106 | 0 | 295.05 | 0 | 296.094 | 0 | 296.094 | 0 | 296.094 | 0 | 304.3663 | 0.00014716 | 296.094 | 0 |  |  | 295.6145 | 0 | 296.094 | 0 | 296.094 | -0.00119 | 295.0463 | 0 | 296.094 | 0 | 295.6145 | 0 | 294.4831 | 0 | 296.094 | 0 | 296.094 | 0
| 295.8243 | 0 | 296.3043 | 0 | 294.1235 | 0 | 295.25 | 0 | 296.3043 | 0 | 296.3043 | 0 | 296.3043 | 0 | 304.5788 | 0.00068405 | 296.3043 | 0.00011524 |  |  | 295.8242 | 0 | 296.3043 | 0 | 296.3043 | 0.0080723 | 295.2544 | 0 | 296.3043 | 0.0088135 | 295.8243 | 0 | 294.6958 | 0 | 296.3043 | 0 | 296.3043 | 0
| 296.034 | 0 | 296.5147 | 0 | 294.3363 | 0 | 295.46 | 0 | 296.5147 | 0 | 296.5147 | 0 | 296.5147 | 0 | 304.7914 | 0.0001491 | 296.5147 | 0 |  |  | 296.034 | 0 | 296.5147 | 0 | 296.5146 | -0.0033631 | 295.4625 | 0 | 296.5147 | 0 | 296.034 | 0 | 294.9084 | 0 | 296.5147 | 0 | 296.5147 | 0
| 296.2438 | 0 | 296.725 | 0 | 294.5493 | 0 | 295.67 | 0 | 296.725 | 0 | 296.725 | 0 | 296.725 | 0 | 305.004 | 0.00065852 | 296.725 | 4.4011e-05 |  |  | 296.2438 | 0 | 296.725 | 0 | 296.725 | 0.0038032 | 295.6706 | 0 | 296.725 | 0.0093945 | 296.2438 | 0 | 295.1211 | 0 | 296.725 | 0 | 296.725 | 0
| 296.4537 | 0 | 296.9354 | 0 | 294.7622 | 0 | 295.88 | 0 | 296.9354 | 0 | 296.9354 | 0 | 296.9354 | 0 | 305.2166 | 0.00020545 | 296.9354 | 0 |  |  | 296.4537 | 0 | 296.9354 | 0 | 296.9354 | -0.00028094 | 295.8788 | 0 | 296.9354 | 0 | 296.4537 | 0 | 295.3338 | 0 | 296.9354 | 0 | 296.9354 | 0
| 296.6635 | 0 | 297.1458 | 0 | 294.9751 | 0 | 296.09 | 0 | 297.1458 | 0 | 297.1458 | 0 | 297.1458 | 0 | 305.4293 | 0.00067091 | 297.1458 | 7.2669e-05 |  |  | 296.6635 | 0 | 297.1458 | 0 | 297.1458 | 0.0020325 | 296.0869 | 0 | 297.1458 | 0.0084313 | 296.6635 | 0 | 295.5464 | 0 | 297.1458 | 0 | 297.1458 | 0
| 296.8733 | 0 | 297.3562 | 0 | 295.188 | 0 | 296.3 | 0 | 297.3562 | 0 | 297.3562 | 0 | 297.3562 | 0 | 305.6419 | 9.9586e-05 | 297.3562 | 0 |  |  | 296.8733 | 0 | 297.3562 | 0 | 297.3562 | 0.0027538 | 296.2951 | 0 | 297.3562 | 0 | 296.8733 | 0 | 295.7592 | 0 | 297.3562 | 0 | 297.3562 | 0
| 297.0832 | 0 | 297.5667 | 0 | 295.401 | 0 | 296.5 | 0 | 297.5667 | 0 | 297.5667 | 0 | 297.5667 | 0 | 305.8546 | 0.00069266 | 297.5666 | 5.0568e-05 |  |  | 297.0832 | 0 | 297.5667 | 0 | 297.5667 | 0.0092375 | 296.5033 | 0 | 297.5666 | 0.0070695 | 297.0832 | 0 | 295.9719 | 0 | 297.5667 | 0 | 297.5667 | 0
| 297.2931 | 0 | 297.7771 | 0 | 295.6139 | 0 | 296.71 | 0 | 297.7771 | 0 | 297.7771 | 0 | 297.7771 | 0 | 306.0672 | 8.9492e-05 | 297.7771 | 0 |  |  | 297.2931 | 0 | 297.7771 | 0 | 297.7771 | 0.0019072 | 296.7115 | 0 | 297.7771 | 0 | 297.2931 | 0 | 296.1846 | 0 | 297.7771 | 0 | 297.7771 | 0
| 297.503 | 0 | 297.9876 | 0 | 295.8269 | 0 | 296.92 | 0 | 297.9876 | 0 | 297.9876 | 0 | 297.9876 | 0 | 306.2799 | 0.00062173 | 297.9876 | 0.00012896 |  |  | 297.503 | 0 | 297.9876 | 0 | 297.9876 | 0.011551 | 296.9197 | 0 | 297.9876 | 0.0087031 | 297.503 | 0 | 296.3973 | 0 | 297.9876 | 0 | 297.9876 | 0
| 297.7129 | 0 | 298.1981 | 0 | 296.0399 | 0 | 297.13 | 0 | 298.1981 | 0 | 298.1981 | 0 | 298.1981 | 0 | 306.4926 | 0.00017568 | 298.1981 | 0 |  |  | 297.7129 | 0 | 298.1981 | 0 | 298.1981 | -0.00082071 | 297.1279 | 0 | 298.1981 | 0 | 297.7129 | 0 | 296.61 | 0 | 298.1981 | 0 | 298.1981 | 0
| 297.9229 | 0 | 298.4085 | 0 | 296.2529 | 0 | 297.34 | 0 | 298.4085 | 0 | 298.4085 | 0 | 298.4085 | 0 | 306.7053 | 0.00077554 | 298.4085 | 0.00013042 |  |  | 297.9229 | 0 | 298.4085 | 0 | 298.4085 | 0.0080813 | 297.3362 | 0 | 298.4085 | 0.010446 | 297.9229 | 0 | 296.8228 | 0 | 298.4085 | 0 | 298.4085 | 0
| 298.1328 | 0 | 298.6191 | 0 | 296.4659 | 0 | 297.54 | 0 | 298.6191 | 0 | 298.6191 | 0 | 298.6191 | 0 | 306.918 | 0.00016185 | 298.6191 | 0 |  |  | 298.1328 | 0 | 298.6191 | 0 | 298.619 | -0.00012306 | 297.5444 | 0 | 298.6191 | 0 | 298.1328 | 0 | 297.0355 | 0 | 298.6191 | 0 | 298.6191 | 0
| 298.3428 | 0 | 298.8296 | 0 | 296.6789 | 0 | 297.75 | 0 | 298.8296 | 0 | 298.8296 | 0 | 298.8296 | 0 | 307.1307 | 0.00071087 | 298.8296 | 8.0408e-05 |  |  | 298.3428 | 0 | 298.8296 | 0 | 298.8296 | 0.0070521 | 297.7527 | 0 | 298.8296 | 0.0061239 | 298.3428 | 0 | 297.2483 | 0 | 298.8296 | 0 | 298.8296 | 0
| 298.5528 | 0 | 299.0401 | 0 | 296.8919 | 0 | 297.96 | 0 | 299.0401 | 0 | 299.0401 | 0 | 299.0401 | 0 | 307.3434 | 6.5458e-05 | 299.0401 | 0 |  |  | 298.5528 | 0 | 299.0401 | 0 | 299.0401 | 0.00014203 | 297.961 | 0 | 299.0401 | 0 | 298.5528 | 0 | 297.4611 | 0 | 299.0401 | 0 | 299.0401 | 0
| 298.7628 | 0 | 299.2507 | 0 | 297.105 | 0 | 298.17 | 0 | 299.2507 | 0 | 299.2507 | 0 | 299.2507 | 0 | 307.5562 | 0.00069891 | 299.2507 | 8.5661e-05 |  |  | 298.7628 | 0 | 299.2507 | 0 | 299.2507 | 0.0025984 | 298.1693 | 0 | 299.2507 | 0.0081706 | 298.7628 | 0 | 297.6739 | 0 | 299.2507 | 0 | 299.2507 | 0
| 298.9728 | 0 | 299.4613 | 0 | 297.318 | 0 | 298.38 | 0 | 299.4613 | 0 | 299.4613 | 0 | 299.4613 | 0 | 307.7689 | 0.00020503 | 299.4612 | 0 |  |  | 298.9728 | 0 | 299.4613 | 0 | 299.4612 | -0.0059904 | 298.3776 | 0 | 299.4612 | 0 | 298.9728 | 0 | 297.8867 | 0 | 299.4613 | 0 | 299.4613 | 0
| 299.1828 | 0 | 299.6718 | 0 | 297.5311 | 0 | 298.59 | 0 | 299.6718 | 0 | 299.6718 | 0 | 299.6718 | 0 | 307.9817 | 0.00068675 | 299.6718 | 7.342e-05 |  |  | 299.1828 | 0 | 299.6718 | 0 | 299.6718 | 0.0018789 | 298.5859 | 0 | 299.6718 | 0.0067323 | 299.1828 | 0 | 298.0995 | 0 | 299.6718 | 0 | 299.6718 | 0
| 299.3929 | 0 | 299.8825 | 0 | 297.7441 | 0 | 298.79 | 0 | 299.8824 | 0 | 299.8824 | 0 | 299.8824 | 0 | 308.1945 | 0.00020471 | 299.8825 | 0 |  |  | 299.3929 | 0 | 299.8824 | 0 | 299.8824 | -0.0021739 | 298.7942 | 0 | 299.8825 | 0 | 299.3929 | 0 | 298.3123 | 0 | 299.8824 | 0 | 299.8824 | 0
| 299.603 | 0 | 300.0931 | 0 | 297.9572 | 0 | 299 | 0 | 300.0931 | 0 | 300.0931 | 0 | 300.0931 | 0 | 308.4073 | 0.00069835 | 300.0931 | 0.00012958 |  |  | 299.603 | 0 | 300.0931 | 0 | 300.0931 | 0.0037074 | 299.0026 | 0 | 300.0931 | 0.0079572 | 299.603 | 0 | 298.5251 | 0 | 300.0931 | 0 | 300.0931 | 0
| 299.8131 | 0 | 300.3037 | 0 | 298.1703 | 0 | 299.21 | 0 | 300.3037 | 0 | 300.3037 | 0 | 300.3037 | 0 | 308.6201 | 0.0001683 | 300.3037 | 0 |  |  | 299.8131 | 0 | 300.3037 | 0 | 300.3037 | -0.0017496 | 299.2109 | 0 | 300.3037 | 0 | 299.8131 | 0 | 298.738 | 0 | 300.3037 | 0 | 300.3037 | 0
| 300.0232 | 0 | 300.5143 | 0 | 298.3834 | 0 | 299.42 | 0 | 300.5144 | 0 | 300.5144 | 0 | 300.5144 | 0 | 308.8329 | 0.00063949 | 300.5143 | 0.00014327 |  |  | 300.0232 | 0 | 300.5144 | 0 | 300.5143 | 0.0077881 | 299.4193 | 0 | 300.5143 | 0.0091949 | 300.0232 | 0 | 298.9508 | 0 | 300.5144 | 0 | 300.5144 | 0
| 300.2333 | 0 | 300.725 | 0 | 298.5965 | 0 | 299.63 | 0 | 300.725 | 0 | 300.725 | 0 | 300.725 | 0 | 309.0457 | 0.00015856 | 300.725 | 0 |  |  | 300.2333 | 0 | 300.725 | 0 | 300.725 | 0.0013282 | 299.6277 | 0 | 300.725 | 0 | 300.2333 | 0 | 299.1637 | 0 | 300.725 | 0 | 300.725 | 0
| 300.4434 | 0 | 300.9357 | 0 | 298.8096 | 0 | 299.84 | 0 | 300.9357 | 0 | 300.9357 | 0 | 300.9357 | 0 | 309.2586 | 0.0006855 | 300.9357 | 8.4718e-05 |  |  | 300.4434 | 0 | 300.9357 | 0 | 300.9357 | 0.0068271 | 299.8361 | 0 | 300.9357 | 0.010005 | 300.4434 | 0 | 299.3766 | 0 | 300.9357 | 0 | 300.9357 | 0
| 300.6536 | 0 | 301.1464 | 0 | 299.0228 | 0 | 300.04 | 0 | 301.1464 | 0 | 301.1464 | 0 | 301.1464 | 0 | 309.4714 | 0.00022799 | 301.1464 | 0 |  |  | 300.6536 | 0 | 301.1464 | 0 | 301.1464 | -1.761e-05 | 300.0445 | 0 | 301.1464 | 0 | 300.6536 | 0 | 299.5894 | 0 | 301.1464 | 0 | 301.1464 | 0
| 300.8638 | 0 | 301.3571 | 0 | 299.2359 | 0 | 300.25 | 0 | 301.3571 | 0 | 301.3571 | 0 | 301.3571 | 0 | 309.6843 | 0.00068718 | 301.3571 | 7.3096e-05 |  |  | 300.8638 | 0 | 301.3571 | 0 | 301.3571 | 0.0055786 | 300.253 | 0 | 301.3571 | 0.0044244 | 300.8638 | 0 | 299.8023 | 0 | 301.3571 | 0 | 301.3571 | 0
| 301.074 | 0 | 301.5678 | 0 | 299.4491 | 0 | 300.46 | 0 | 301.5678 | 0 | 301.5678 | 0 | 301.5678 | 0 | 309.8972 | 0.00020006 | 301.5678 | 2.1172e-05 |  |  | 301.0739 | 0 | 301.5678 | 0 | 301.5678 | -0.0029114 | 300.4614 | 0 | 301.5678 | 0 | 301.074 | 0 | 300.0153 | 0 | 301.5678 | 0 | 301.5678 | 0
| 301.2842 | 0 | 301.7786 | 0 | 299.6622 | 0 | 300.67 | 0 | 301.7786 | 0 | 301.7786 | 0 | 301.7786 | 0 | 310.11 | 0.00065717 | 301.7786 | 8.6312e-05 |  |  | 301.2842 | 0 | 301.7786 | 0 | 301.7786 | 0.0053814 | 300.6698 | 0 | 301.7786 | 0.0043934 | 301.2842 | 0 | 300.2281 | 0 | 301.7786 | 0 | 301.7786 | 0
| 301.4944 | 0 | 301.9893 | 0 | 299.8754 | 0 | 300.88 | 0 | 301.9893 | 0 | 301.9893 | 0 | 301.9893 | 0 | 310.323 | 0.00017454 | 301.9894 | 0 |  |  | 301.4944 | 0 | 301.9893 | 0 | 301.9893 | -0.0025983 | 300.8783 | 0 | 301.9894 | 0 | 301.4944 | 0 | 300.4411 | 0 | 301.9893 | 0 | 301.9893 | 0
| 301.7046 | 0 | 302.2001 | 0 | 300.0886 | 0 | 301.09 | 0 | 302.2001 | 0 | 302.2001 | 0 | 302.2001 | 0 | 310.5359 | 0.00071629 | 302.2001 | 4.7072e-05 |  |  | 301.7046 | 0 | 302.2001 | 0 | 302.2001 | 0.00777 | 301.0868 | 0 | 302.2001 | 0.0037709 | 301.7046 | 0 | 300.654 | 0 | 302.2001 | 0 | 302.2001 | 0
| 301.9149 | 0 | 302.4109 | 0 | 300.3018 | 0 | 301.3 | 0 | 302.4109 | 0 | 302.4109 | 0 | 302.4109 | 0 | 310.7488 | 0.00016437 | 302.4109 | 0 |  |  | 301.9149 | 0 | 302.4109 | 0 | 302.4109 | 0.0025232 | 301.2953 | 0 | 302.4109 | 0 | 301.9149 | 0 | 300.867 | 0 | 302.4109 | 0 | 302.4109 | 0
| 302.1252 | 0 | 302.6217 | 0 | 300.515 | 0 | 301.5 | 0 | 302.6217 | 0 | 302.6217 | 0 | 302.6217 | 0 | 310.9617 | 0.0006308 | 302.6217 | 6.8512e-05 |  |  | 302.1252 | 0 | 302.6217 | 0 | 302.6217 | 0.011361 | 301.5038 | 0 | 302.6217 | 0.0081198 | 302.1252 | 0 | 301.0799 | 0 | 302.6217 | 0 | 302.6217 | 0
| 302.3354 | 0 | 302.8325 | 0 | 300.7282 | 0 | 301.71 | 0 | 302.8325 | 0 | 302.8325 | 0 | 302.8325 | 0 | 311.1747 | 0.00020451 | 302.8326 | 0 |  |  | 302.3354 | 0 | 302.8325 | 0 | 302.8326 | -0.0047564 | 301.7123 | 0 | 302.8326 | 0 | 302.3354 | 0 | 301.2929 | 0 | 302.8325 | 0 | 302.8325 | 0
| 302.5457 | 0 | 303.0434 | 0 | 300.9414 | 0 | 301.92 | 0 | 303.0434 | 0 | 303.0434 | 0 | 303.0434 | 0 | 311.3876 | 0.0006912 | 303.0434 | 9.767e-05 |  |  | 302.5458 | 0 | 303.0434 | 0 | 303.0434 | 0.0043795 | 301.9208 | 0 | 303.0434 | 0.0086006 | 302.5457 | 0 | 301.5059 | 0 | 303.0434 | 0 | 303.0434 | 0
| 302.7561 | 0 | 303.2542 | 0 | 301.1547 | 0 | 302.13 | 0 | 303.2542 | 0 | 303.2542 | 0 | 303.2542 | 0 | 311.6006 | 0.00015084 | 303.2542 | 0 |  |  | 302.7561 | 0 | 303.2542 | 0 | 303.2542 | 0.0046774 | 302.1294 | 0 | 303.2542 | 0 | 302.7561 | 0 | 301.7188 | 0 | 303.2542 | 0 | 303.2542 | 0
| 302.9664 | 0 | 303.4651 | 0 | 301.3679 | 0 | 302.34 | 0 | 303.4651 | 0 | 303.4651 | 0 | 303.4651 | 0 | 311.8136 | 0.00069409 | 303.4651 | 1.7298e-05 |  |  | 302.9664 | 0 | 303.4651 | 0 | 303.4651 | 0.0084133 | 302.338 | 0 | 303.4651 | 0.0079124 | 302.9664 | 0 | 301.9319 | 0 | 303.4651 | 0 | 303.4651 | 0
| 303.1768 | 0 | 303.676 | 0 | 301.5812 | 0 | 302.55 | 0 | 303.676 | 0 | 303.676 | 0 | 303.676 | 0 | 312.0266 | 0.00021112 | 303.676 | 0 |  |  | 303.1768 | 0 | 303.676 | 0 | 303.676 | 0.00021005 | 302.5465 | 0 | 303.676 | 0 | 303.1768 | 0 | 302.1449 | 0 | 303.676 | 0 | 303.676 | 0
| 303.3872 | 0 | 303.8869 | 0 | 301.7945 | 0 | 302.76 | 0 | 303.8869 | 0 | 303.8869 | 0 | 303.8869 | 0 | 312.2396 | 0.00064037 | 303.8869 | 8.2029e-05 |  |  | 303.3872 | 0 | 303.8869 | 0 | 303.8869 | 0.0076997 | 302.7551 | 0 | 303.8869 | 0.011656 | 303.3872 | 0 | 302.3579 | 0 | 303.8869 | 0 | 303.8869 | 0
| 303.5976 | 0 | 304.0978 | 0 | 302.0077 | 0 | 302.96 | 0 | 304.0978 | 0 | 304.0978 | 0 | 304.0978 | 0 | 312.4526 | 0.00018724 | 304.0978 | 0 |  |  | 303.5975 | 0 | 304.0978 | 0 | 304.0978 | -0.0008877 | 302.9637 | 0 | 304.0978 | 0 | 303.5976 | 0 | 302.5709 | 0 | 304.0978 | 0 | 304.0978 | 0
| 303.808 | 0 | 304.3087 | 0 | 302.221 | 0 | 303.17 | 0 | 304.3087 | 0 | 304.3087 | 0 | 304.3087 | 0 | 312.6656 | 0.0006114 | 304.3087 | 0.00010207 |  |  | 303.808 | 0 | 304.3087 | 0 | 304.3087 | 0.010107 | 303.1723 | 0 | 304.3087 | 0.0069931 | 303.808 | 0 | 302.7839 | 0 | 304.3087 | 0 | 304.3087 | 0
| 304.0184 | 0 | 304.5197 | 0 | 302.4343 | 0 | 303.38 | 0 | 304.5197 | 0 | 304.5197 | 0 | 304.5197 | 0 | 312.8787 | 0.00014949 | 304.5197 | 0 |  |  | 304.0184 | 0 | 304.5197 | 0 | 304.5197 | 0.00173 | 303.381 | 0 | 304.5197 | 0 | 304.0184 | 0 | 302.997 | 0 | 304.5197 | 0 | 304.5197 | 0
| 304.2288 | 0 | 304.7306 | 0 | 302.6476 | 0 | 303.59 | 0.23501 | 304.7306 | 0 | 304.7306 | 0 | 304.7306 | 0 | 313.0917 | 0.00072912 | 304.7307 | 0.00021958 |  |  | 304.2288 | 0 | 304.7306 | 0 | 304.7307 | 0.0075088 | 303.5896 | 0 | 304.7307 | 0.011566 | 304.2288 | 0 | 303.2101 | 0 | 304.7306 | 0 | 304.7306 | 0
| 304.4393 | 0 | 304.9416 | 0 | 302.861 | 0 | 303.8 | 0 | 304.9416 | 0 | 304.9416 | 0 | 304.9416 | 0 | 313.3048 | 0.00011589 | 304.9416 | 0 |  |  | 304.4393 | 0 | 304.9416 | 0 | 304.9416 | -0.00035919 | 303.7982 | 0 | 304.9416 | 0 | 304.4393 | 0 | 303.4231 | 0 | 304.9416 | 0 | 304.9416 | 0
| 304.6498 | 0 | 305.1526 | 0 | 303.0743 | 0 | 304.01 | 0 | 305.1526 | 0 | 305.1526 | 0 | 305.1526 | 0 | 313.5179 | 0.00063674 | 305.1526 | 7.999e-05 |  |  | 304.6498 | 0 | 305.1526 | 0 | 305.1526 | 0.00093985 | 304.0069 | 0 | 305.1526 | 0.013442 | 304.6498 | 0 | 303.6362 | 0 | 305.1526 | 0 | 305.1526 | 0
| 304.8603 | 0 | 305.3636 | 0 | 303.2877 | 0 | 304.22 | 0 | 305.3636 | 0 | 305.3636 | 0 | 305.3636 | 0 | 313.731 | 0.00016476 | 305.3636 | 0 |  |  | 304.8603 | 0 | 305.3636 | 0 | 305.3636 | 0.0017714 | 304.2156 | 0 | 305.3636 | 0 | 304.8603 | 0 | 303.8493 | 0 | 305.3636 | 0 | 305.3636 | 0
| 305.0708 | 0 | 305.5746 | 0 | 303.501 | 0 | 304.42 | 0 | 305.5746 | 0 | 305.5746 | 0 | 305.5746 | 0 | 313.9441 | 0.00065887 | 305.5747 | 0.00011594 |  |  | 305.0708 | 0 | 305.5746 | 0 | 305.5746 | 0.0098183 | 304.4243 | 0 | 305.5747 | 0.0070076 | 305.0708 | 0 | 304.0624 | 0 | 305.5746 | 0 | 305.5746 | 0
| 305.2813 | 0 | 305.7857 | 0 | 303.7144 | 0 | 304.63 | 0 | 305.7857 | 0 | 305.7857 | 0 | 305.7857 | 0 | 314.1572 | 0.00019194 | 305.7857 | 0 |  |  | 305.2813 | 0 | 305.7857 | 0 | 305.7857 | -0.0044266 | 304.633 | 0 | 305.7857 | 0 | 305.2813 | 0 | 304.2755 | 0 | 305.7857 | 0 | 305.7857 | 0
| 305.4918 | 0 | 305.9967 | 0 | 303.9278 | 0 | 304.84 | 0 | 305.9967 | 0 | 305.9967 | 0 | 305.9967 | 0 | 314.3703 | 0.00065144 | 305.9967 | 8.6965e-05 |  |  | 305.4918 | 0 | 305.9967 | 0 | 305.9967 | 0.0072462 | 304.8417 | 0 | 305.9967 | 0.0083184 | 305.4918 | 0 | 304.4886 | 0 | 305.9967 | 0 | 305.9967 | 0
| 305.7024 | 0 | 306.2078 | 0 | 304.1411 | 0 | 305.05 | 0 | 306.2078 | 0 | 306.2078 | 0 | 306.2078 | 0 | 314.5835 | 0.00010508 | 306.2078 | 0 |  |  | 305.7024 | 0 | 306.2078 | 0 | 306.2078 | 0.00018331 | 305.0504 | 0 | 306.2078 | 0 | 305.7024 | 0 | 304.7018 | 0 | 306.2078 | 0 | 306.2078 | 0
| 305.913 | 0 | 306.4189 | 0 | 304.3545 | 0 | 305.26 | 0 | 306.4189 | 0 | 306.4189 | 0 | 306.4189 | 0 | 314.7966 | 0.00068295 | 306.4189 | 7.2587e-05 |  |  | 305.913 | 0 | 306.4189 | 0 | 306.4189 | 0.0039785 | 305.2592 | 0 | 306.4189 | 0.0075729 | 305.913 | 0 | 304.9149 | 0 | 306.4189 | 0 | 306.4189 | 0
| 306.1236 | 0 | 306.63 | 0 | 304.568 | 0 | 305.47 | 0 | 306.63 | 0 | 306.63 | 0 | 306.63 | 0 | 315.0098 | 0.00021388 | 306.63 | 0 |  |  | 306.1236 | 0 | 306.63 | 0 | 306.63 | -0.0023189 | 305.4679 | 0 | 306.63 | 0 | 306.1236 | 0 | 305.1281 | 0 | 306.63 | 0 | 306.63 | 0
| 306.3342 | 0 | 306.8411 | 0 | 304.7814 | 0 | 305.68 | 0 | 306.8411 | 0 | 306.8411 | 0 | 306.8411 | 0 | 315.223 | 0.00071329 | 306.8411 | 7.7293e-05 |  |  | 306.3342 | 0 | 306.8411 | 0 | 306.8411 | 0.0029263 | 305.6767 | 0 | 306.8411 | 0.013658 | 306.3342 | 0 | 305.3412 | 0 | 306.8411 | 0 | 306.8411 | 0
| 306.5448 | 0 | 307.0523 | 0 | 304.9948 | 0 | 305.89 | 0 | 307.0522 | 0 | 307.0522 | 0 | 307.0522 | 0 | 315.4362 | 0.00010534 | 307.0523 | 0 |  |  | 306.5448 | 0 | 307.0522 | 0 | 307.0522 | 0.0022309 | 305.8855 | 0 | 307.0523 | 0 | 306.5448 | 0 | 305.5544 | 0 | 307.0522 | 0 | 307.0522 | 0
| 306.7554 | 0 | 307.2634 | 0 | 305.2083 | 0 | 306.09 | 0 | 307.2634 | 0 | 307.2634 | 0 | 307.2634 | 0 | 315.6494 | 0.00070365 | 307.2634 | 9.7666e-05 |  |  | 306.7554 | 0 | 307.2634 | 0 | 307.2634 | 0.0062491 | 306.0943 | 0 | 307.2634 | 0.013117 | 306.7554 | 0 | 305.7676 | 0 | 307.2634 | 0 | 307.2634 | 0
| 306.9661 | 0 | 307.4746 | 0 | 305.4217 | 0 | 306.3 | 0 | 307.4746 | 0 | 307.4746 | 0 | 307.4746 | 0 | 315.8626 | 0.00020132 | 307.4746 | 0 |  |  | 306.9661 | 0 | 307.4746 | 0 | 307.4745 | 0.002409 | 306.3031 | 0 | 307.4746 | 0 | 306.9661 | 0 | 305.9808 | 0 | 307.4746 | 0 | 307.4746 | 0
| 307.1768 | 0 | 307.6857 | 0 | 305.6352 | 0 | 306.51 | 0 | 307.6857 | 0 | 307.6857 | 0 | 307.6857 | 0 | 316.0758 | 0.00065587 | 307.6857 | 4.6341e-05 |  |  | 307.1768 | 0 | 307.6857 | 0 | 307.6857 | 0.0080201 | 306.5119 | 0 | 307.6857 | 0.010027 | 307.1768 | 0 | 306.194 | 0 | 307.6857 | 0 | 307.6857 | 0
| 307.3875 | 0 | 307.8969 | 0 | 305.8487 | 0 | 306.72 | 0 | 307.8969 | 0 | 307.8969 | 0 | 307.8969 | 0 | 316.289 | 0.00012199 | 307.8969 | 0 |  |  | 307.3875 | 0 | 307.8969 | 0 | 307.8969 | 0.00010812 | 306.7207 | 0 | 307.8969 | 0 | 307.3875 | 0 | 306.4072 | 0 | 307.8969 | 0 | 307.8969 | 0
| 307.5982 | 0 | 308.1082 | 0 | 306.0621 | 0 | 306.93 | 0 | 308.1081 | 0 | 308.1081 | 0 | 308.1081 | 0 | 316.5023 | 0.00063715 | 308.1082 | 6.9815e-05 |  |  | 307.5982 | 0 | 308.1081 | 0 | 308.1082 | 0.0033735 | 306.9296 | 0 | 308.1082 | 0.0088368 | 307.5982 | 0 | 306.6204 | 0 | 308.1081 | 0 | 308.1081 | 0
| 307.8089 | 0 | 308.3194 | 0 | 306.2756 | 0 | 307.14 | 0 | 308.3194 | 0 | 308.3194 | 0 | 308.3194 | 0 | 316.7155 | 0.00011908 | 308.3194 | 0 |  |  | 307.8089 | 0 | 308.3194 | 0 | 308.3194 | 0.0020116 | 307.1385 | 0 | 308.3194 | 0 | 307.8089 | 0 | 306.8337 | 0 | 308.3194 | 0 | 308.3194 | 0
| 308.0197 | 0 | 308.5306 | 0 | 306.4891 | 0 | 307.35 | 0 | 308.5306 | 0 | 308.5306 | 0 | 308.5306 | 0 | 316.9288 | 0.00075342 | 308.5306 | 7.3018e-05 |  |  | 308.0197 | 0 | 308.5306 | 0 | 308.5306 | 0.009233 | 307.3473 | 0 | 308.5306 | 0.0058223 | 308.0197 | 0 | 307.0469 | 0 | 308.5306 | 0 | 308.5306 | 0
| 308.2304 | 0 | 308.7419 | 0 | 306.7027 | 0 | 307.56 | 0 | 308.7419 | 0 | 308.7419 | 0 | 308.7419 | 0 | 317.1421 | 0.00025456 | 308.7419 | 0 |  |  | 308.2304 | 0 | 308.7419 | 0 | 308.7419 | 0.0020326 | 307.5562 | 0 | 308.7419 | 0 | 308.2304 | 0 | 307.2602 | 0 | 308.7419 | 0 | 308.7419 | 0
| 308.4412 | 0 | 308.9531 | 0 | 306.9162 | 0 | 307.77 | 0 | 308.9531 | 0 | 308.9531 | 0 | 308.9531 | 0 | 317.3554 | 0.00069871 | 308.9532 | 5.741e-05 |  |  | 308.4412 | 0 | 308.9531 | 0 | 308.9532 | 0.0039835 | 307.7651 | 0 | 308.9532 | 0.0078623 | 308.4412 | 0 | 307.4734 | 0 | 308.9531 | 0 | 308.9531 | 0
| 308.652 | 0 | 309.1644 | 0 | 307.1297 | 0 | 307.97 | 0 | 309.1644 | 0 | 309.1644 | 0 | 309.1644 | 0 | 317.5687 | 0.00018611 | 309.1644 | 0 |  |  | 308.652 | 0 | 309.1644 | 0 | 309.1644 | 0.006074 | 307.974 | 0 | 309.1644 | 0 | 308.652 | 0 | 307.6867 | 0 | 309.1644 | 0 | 309.1644 | 0
| 308.8628 | 0 | 309.3757 | 0 | 307.3433 | 0 | 308.18 | 0 | 309.3757 | 0 | 309.3757 | 0 | 309.3757 | 0 | 317.782 | 0.00064402 | 309.3757 | 8.1778e-05 |  |  | 308.8628 | 0 | 309.3757 | 0 | 309.3757 | 0.010661 | 308.183 | 0 | 309.3757 | 0.0067755 | 308.8628 | 0 | 307.9 | 0 | 309.3757 | 0 | 309.3757 | 0
| 309.0736 | 0 | 309.587 | 0 | 307.5568 | 0 | 308.39 | 0 | 309.5871 | 0 | 309.5871 | 0 | 309.5871 | 0 | 317.9953 | 0.00013118 | 309.5871 | 0 |  |  | 309.0736 | 0 | 309.5871 | 0 | 309.5871 | 0.0013263 | 308.3919 | 0 | 309.5871 | 0 | 309.0736 | 0 | 308.1133 | 0 | 309.5871 | 0 | 309.5871 | 0
| 309.2845 | 0 | 309.7984 | 0 | 307.7704 | 0 | 308.6 | 0 | 309.7984 | 0 | 309.7984 | 0 | 309.7984 | 0 | 318.2087 | 0.00075165 | 309.7984 | 2.3845e-05 |  |  | 309.2845 | 0 | 309.7984 | 0 | 309.7984 | 0.010072 | 308.6009 | 0 | 309.7984 | 0.0032984 | 309.2845 | 0 | 308.3266 | 0 | 309.7984 | 0 | 309.7984 | 0
| 309.4953 | 0 | 310.0097 | 0 | 307.984 | 0 | 308.81 | 0 | 310.0097 | 0 | 310.0097 | 0 | 310.0097 | 0 | 318.422 | 0.00016686 | 310.0097 | 0 |  |  | 309.4953 | 0 | 310.0097 | 0 | 310.0097 | -0.006578 | 308.8098 | 0 | 310.0097 | 0 | 309.4953 | 0 | 308.5399 | 0 | 310.0097 | 0 | 310.0097 | 0
| 309.7062 | 0 | 310.2211 | 0 | 308.1976 | 0 | 309.02 | 0 | 310.2211 | 0 | 310.2211 | 0 | 310.2211 | 0 | 318.6354 | 0.00077979 | 310.2211 | 5.4457e-05 |  |  | 309.7062 | 0 | 310.2211 | 0 | 310.2211 | 0.0074425 | 309.0188 | 0 | 310.2211 | 0.011851 | 309.7062 | 0 | 308.7533 | 0 | 310.2211 | 0 | 310.2211 | 0
| 309.9171 | 0 | 310.4325 | 0 | 308.4112 | 0 | 309.23 | 0 | 310.4325 | 0 | 310.4325 | 0 | 310.4325 | 0 | 318.8488 | 0.00018697 | 310.4325 | 0 |  |  | 309.9171 | 0 | 310.4325 | 0 | 310.4325 | -0.0014653 | 309.2278 | 0 | 310.4325 | 0 | 309.9171 | 0 | 308.9666 | 0 | 310.4325 | 0 | 310.4325 | 0
| 310.128 | 0 | 310.6439 | 0 | 308.6248 | 0 | 309.44 | 0 | 310.6439 | 0 | 310.6439 | 0 | 310.6439 | 0 | 319.0622 | 0.00069588 | 310.6439 | 9.7749e-05 |  |  | 310.128 | 0 | 310.6439 | 0 | 310.6439 | 0.00495 | 309.4368 | 0 | 310.6439 | 0.0093483 | 310.128 | 0 | 309.18 | 0 | 310.6439 | 0 | 310.6439 | 0
| 310.339 | 0 | 310.8553 | 0 | 308.8384 | 0 | 309.65 | 0 | 310.8553 | 0 | 310.8553 | 0 | 310.8553 | 0 | 319.2756 | 0.00017494 | 310.8553 | 0 |  |  | 310.3389 | 0 | 310.8553 | 0 | 310.8553 | 0.00019171 | 309.6458 | 0 | 310.8553 | 0 | 310.339 | 0 | 309.3933 | 0 | 310.8553 | 0 | 310.8553 | 0
| 310.5499 | 0 | 311.0667 | 0 | 309.0521 | 0 | 309.85 | 0 | 311.0667 | 0 | 311.0667 | 0 | 311.0667 | 0 | 319.489 | 0.00071906 | 311.0667 | 1.0127e-05 |  |  | 310.5499 | 0 | 311.0667 | 0 | 311.0667 | 0.011321 | 309.8549 | 0 | 311.0667 | 0.0023624 | 310.5499 | 0 | 309.6067 | 0 | 311.0667 | 0 | 311.0667 | 0
| 310.7609 | 0 | 311.2782 | 0 | 309.2657 | 0 | 310.06 | 0 | 311.2782 | 0 | 311.2782 | 0 | 311.2782 | 0 | 319.7024 | 0.00014416 | 311.2782 | 0 |  |  | 310.7609 | 0 | 311.2782 | 0 | 311.2782 | 0.0039766 | 310.0639 | 0 | 311.2782 | 0 | 310.7609 | 0 | 309.8201 | 0 | 311.2782 | 0 | 311.2782 | 0
| 310.9718 | 0 | 311.4896 | 0 | 309.4794 | 0 | 310.27 | 0 | 311.4896 | 0 | 311.4896 | 0 | 311.4896 | 0 | 319.9158 | 0.00069138 | 311.4896 | 4.7875e-05 |  |  | 310.9718 | 0 | 311.4896 | 0 | 311.4896 | 0.0090376 | 310.273 | 0 | 311.4896 | 0.000282 | 310.9718 | 0 | 310.0335 | 0 | 311.4896 | 0 | 311.4896 | 0
| 311.1828 | 0 | 311.7011 | 0 | 309.693 | 0 | 310.48 | 0 | 311.7011 | 0 | 311.7011 | 0 | 311.7011 | 0 | 320.1293 | 0.00013975 | 311.7011 | 0 |  |  | 311.1828 | 0 | 311.7011 | 0 | 311.7011 | -0.0022503 | 310.4821 | 0 | 311.7011 | 0 | 311.1828 | 0 | 310.2469 | 0 | 311.7011 | 0 | 311.7011 | 0
| 311.3938 | 0 | 311.9126 | 0 | 309.9067 | 0 | 310.69 | 0 | 311.9126 | 0 | 311.9126 | 0 | 311.9126 | 0 | 320.3427 | 0.00068206 | 311.9126 | 9.8513e-05 |  |  | 311.3938 | 0 | 311.9126 | 0 | 311.9126 | 0.0076429 | 310.6911 | 0 | 311.9126 | 0.010442 | 311.3938 | 0 | 310.4603 | 0 | 311.9126 | 0 | 311.9126 | 0
| 311.6049 | 0 | 312.1241 | 0 | 310.1204 | 0 | 310.9 | 0 | 312.1241 | 0 | 312.1241 | 0 | 312.1241 | 0 | 320.5562 | 0.00016407 | 312.1241 | 0 |  |  | 311.6049 | 0 | 312.1241 | 0 | 312.1241 | -0.0088613 | 310.9002 | 0 | 312.1241 | 0 | 311.6049 | 0 | 310.6737 | 0 | 312.1241 | 0 | 312.1241 | 0
| 311.8159 | 0 | 312.3356 | 0 | 310.3341 | 0 | 311.11 | 0 | 312.3356 | 0 | 312.3356 | 0 | 312.3356 | 0 | 320.7697 | 0.0007271 | 312.3356 | 8.3415e-05 |  |  | 311.8159 | 0 | 312.3356 | 0 | 312.3356 | 0.0066112 | 311.1093 | 0 | 312.3356 | 0.0077462 | 311.8159 | 0 | 310.8871 | 0 | 312.3356 | 0 | 312.3356 | 0
| 312.027 | 0 | 312.5471 | 0 | 310.5478 | 0 | 311.32 | 0 | 312.5471 | 0 | 312.5471 | 0 | 312.5471 | 0 | 320.9832 | 0.00019249 | 312.5471 | 0 |  |  | 312.027 | 0 | 312.5471 | 0 | 312.5471 | 0.0070567 | 311.3185 | 0 | 312.5471 | 0 | 312.027 | 0 | 311.1006 | 0 | 312.5471 | 0 | 312.5471 | 0
| 312.238 | 0 | 312.7587 | 0 | 310.7615 | 0 | 311.53 | 0 | 312.7587 | 0 | 312.7587 | 0 | 312.7587 | 0 | 321.1967 | 0.00075046 | 312.7587 | 9.403e-05 |  |  | 312.238 | 0 | 312.7587 | 0 | 312.7587 | 0.0035549 | 311.5276 | 0 | 312.7587 | 0.0097879 | 312.238 | 0 | 311.3141 | 0 | 312.7587 | 0 | 312.7587 | 0
| 312.4491 | 0 | 312.9703 | 0 | 310.9753 | 0 | 311.74 | 0 | 312.9703 | 0 | 312.9703 | 0 | 312.9703 | 0 | 321.4102 | 0.00020427 | 312.9703 | 0 |  |  | 312.4491 | 0 | 312.9703 | 0 | 312.9703 | -0.00047579 | 311.7368 | 0 | 312.9703 | 0 | 312.4491 | 0 | 311.5275 | 0 | 312.9703 | 0 | 312.9703 | 0
| 312.6603 | 0 | 313.1818 | 0 | 311.189 | 0 | 311.95 | 0 | 313.1818 | 0 | 313.1818 | 0 | 313.1818 | 0 | 321.6238 | 0.00074509 | 313.1818 | 8.285e-05 |  |  | 312.6603 | 0 | 313.1818 | 0 | 313.1819 | 0.004426 | 311.9459 | 0 | 313.1818 | 0.0076687 | 312.6603 | 0 | 311.741 | 0 | 313.1818 | 0 | 313.1818 | 0
| 312.8714 | 0 | 313.3934 | 0 | 311.4028 | 0 | 312.16 | 0 | 313.3934 | 0 | 313.3934 | 0 | 313.3934 | 0 | 321.8373 | 0.00014264 | 313.3934 | 0 |  |  | 312.8714 | 0 | 313.3934 | 0 | 313.3934 | -0.0015097 | 312.1551 | 0 | 313.3934 | 0 | 312.8714 | 0 | 311.9545 | 0 | 313.3934 | 0 | 313.3934 | 0
| 313.0825 | 0 | 313.6051 | 0 | 311.6165 | 0 | 312.36 | 0 | 313.6051 | 0 | 313.6051 | 0 | 313.6051 | 0 | 322.0509 | 0.00064808 | 313.605 | 8.6738e-05 |  |  | 313.0825 | 0 | 313.6051 | 0 | 313.605 | 0.0075496 | 312.3643 | 0 | 313.605 | 0.012182 | 313.0825 | 0 | 312.168 | 0 | 313.6051 | 0 | 313.6051 | 0
| 313.2937 | 0 | 313.8167 | 0 | 311.8303 | 0 | 312.57 | 0 | 313.8167 | 0 | 313.8167 | 0 | 313.8167 | 0 | 322.2644 | 0.00014537 | 313.8167 | 0 |  |  | 313.2937 | 0 | 313.8167 | 0 | 313.8167 | 0.0032161 | 312.5735 | 0 | 313.8167 | 0 | 313.2937 | 0 | 312.3815 | 0 | 313.8167 | 0 | 313.8167 | 0
| 313.5049 | 0 | 314.0283 | 0 | 312.0441 | 0 | 312.78 | 0 | 314.0283 | 0 | 314.0283 | 0 | 314.0283 | 0 | 322.478 | 0.00073013 | 314.0283 | 7.9044e-05 |  |  | 313.5049 | 0 | 314.0283 | 0 | 314.0283 | 0.0019509 | 312.7827 | 0 | 314.0283 | 0.012498 | 313.5049 | 0 | 312.595 | 0 | 314.0283 | 0 | 314.0283 | 0
| 313.7161 | 0 | 314.24 | 0 | 312.2579 | 0 | 312.99 | 0 | 314.24 | 0 | 314.24 | 0 | 314.24 | 0 | 322.6916 | 0.00012081 | 314.24 | 0 |  |  | 313.7161 | 0 | 314.24 | 0 | 314.24 | -0.0014648 | 312.9919 | 0 | 314.24 | 0 | 313.7161 | 0 | 312.8085 | 0 | 314.24 | 0 | 314.24 | 0
| 313.9273 | 0 | 314.4517 | 0 | 312.4717 | 0 | 313.2 | 0 | 314.4517 | 0 | 314.4517 | 0 | 314.4517 | 0 | 322.9052 | 0.00070793 | 314.4517 | 5.4682e-05 |  |  | 313.9273 | 0 | 314.4517 | 0 | 314.4517 | 0.0081468 | 313.2012 | 0 | 314.4517 | 0.0096409 | 313.9273 | 0 | 313.0221 | 0 | 314.4517 | 0 | 314.4517 | 0
| 314.1385 | 0 | 314.6633 | 0 | 312.6855 | 0 | 313.41 | 0 | 314.6633 | 0 | 314.6633 | 0 | 314.6633 | 0 | 323.1188 | 0.00014291 | 314.6634 | 0 |  |  | 314.1385 | 0 | 314.6633 | 0 | 314.6634 | -0.00028663 | 313.4105 | 0 | 314.6634 | 0 | 314.1385 | 0 | 313.2356 | 0 | 314.6633 | 0 | 314.6633 | 0
| 314.3497 | 0 | 314.875 | 0 | 312.8993 | 0 | 313.62 | 0 | 314.8751 | 0 | 314.8751 | 0 | 314.8751 | 0 | 323.3325 | 0.00067871 | 314.8751 | 0 |  |  | 314.3497 | 0 | 314.8751 | 0 | 314.8751 | 0.0083006 | 313.6197 | 0 | 314.8751 | 0.004785 | 314.3497 | 0 | 313.4492 | 0 | 314.8751 | 0 | 314.8751 | 0
| 314.561 | 0 | 315.0868 | 0 | 313.1132 | 0 | 313.83 | 0 | 315.0868 | 0 | 315.0868 | 0 | 315.0868 | 0 | 323.5461 | 0.0001822 | 315.0868 | 0 |  |  | 314.561 | 0 | 315.0868 | 0 | 315.0868 | 0.00081943 | 313.829 | 0 | 315.0868 | 0 | 314.561 | 0 | 313.6627 | 0 | 315.0868 | 0 | 315.0868 | 0
| 314.7723 | 0 | 315.2985 | 0 | 313.327 | 0 | 314.04 | 0 | 315.2985 | 0 | 315.2985 | 0 | 315.2985 | 0 | 323.7598 | 0.00072503 | 315.2985 | 9.7677e-05 |  |  | 314.7723 | 0 | 315.2985 | 0 | 315.2985 | 0.009254 | 314.0383 | 0 | 315.2985 | 0.01151 | 314.7723 | 0 | 313.8763 | 0 | 315.2985 | 0 | 315.2985 | 0
| 314.9836 | 0 | 315.5103 | 0 | 313.5409 | 0 | 314.25 | 0 | 315.5103 | 0 | 315.5103 | 0 | 315.5103 | 0 | 323.9734 | 0.00014366 | 315.5102 | 0 |  |  | 314.9836 | 0 | 315.5103 | 0 | 315.5103 | 0.0029652 | 314.2476 | 0 | 315.5102 | 0 | 314.9836 | 0 | 314.0899 | 0 | 315.5103 | 0 | 315.5103 | 0
| 315.1949 | 0 | 315.722 | 0 | 313.7548 | 0 | 314.46 | 0 | 315.722 | 0 | 315.722 | 0 | 315.722 | 0 | 324.1871 | 0.0006648 | 315.722 | 4.9598e-05 |  |  | 315.1949 | 0 | 315.722 | 0 | 315.722 | 0.0027053 | 314.4569 | 0 | 315.722 | 0.0067445 | 315.1949 | 0 | 314.3035 | 0 | 315.722 | 0 | 315.722 | 0
| 315.4062 | 0 | 315.9338 | 0 | 313.9687 | 0 | 314.67 | 0 | 315.9338 | 0 | 315.9338 | 0 | 315.9338 | 0 | 324.4008 | 0.00016815 | 315.9338 | 0 |  |  | 315.4062 | 0 | 315.9338 | 0 | 315.9338 | 0.0070673 | 314.6663 | 0 | 315.9338 | 0 | 315.4062 | 0 | 314.5171 | 0 | 315.9338 | 0 | 315.9338 | 0
| 315.6175 | 0 | 316.1456 | 0 | 314.1825 | 0 | 314.88 | 0 | 316.1456 | 0 | 316.1456 | 0 | 316.1456 | 0 | 324.6145 | 0.00063359 | 316.1456 | 9.8269e-05 |  |  | 315.6176 | 0 | 316.1456 | 0 | 316.1456 | 0.0065996 | 314.8756 | 0 | 316.1456 | 0.0086129 | 315.6175 | 0 | 314.7307 | 0 | 316.1456 | 0 | 316.1456 | 0
| 315.8289 | 0 | 316.3574 | 0 | 314.3964 | 0 | 315.08 | 0 | 316.3574 | 0 | 316.3574 | 0 | 316.3574 | 0 | 324.8282 | 0.00016205 | 316.3574 | 0 |  |  | 315.8289 | 0 | 316.3574 | 0 | 316.3574 | -0.0051433 | 315.085 | 0 | 316.3574 | 0 | 315.8289 | 0 | 314.9444 | 0 | 316.3574 | 0 | 316.3574 | 0
| 316.0403 | 0 | 316.5693 | 0 | 314.6104 | 0 | 315.29 | 0 | 316.5692 | 0 | 316.5692 | 0 | 316.5692 | 0 | 325.0419 | 0.00060435 | 316.5692 | 9.8487e-05 |  |  | 316.0403 | 0 | 316.5692 | 0 | 316.5692 | 0.0045036 | 315.2944 | 0 | 316.5692 | 0.0086768 | 316.0403 | 0 | 315.158 | 0 | 316.5692 | 0 | 316.5692 | 0
| 316.2517 | 0 | 316.7811 | 0 | 314.8243 | 0 | 315.5 | 0 | 316.7811 | 0 | 316.7811 | 0 | 316.7811 | 0 | 325.2556 | 0.00014146 | 316.7811 | 0 |  |  | 316.2517 | 0 | 316.7811 | 0 | 316.7811 | -0.0044135 | 315.5038 | 0 | 316.7811 | 0 | 316.2517 | 0 | 315.3717 | 0 | 316.7811 | 0 | 316.7811 | 0
| 316.4631 | 0 | 316.993 | 0 | 315.0382 | 0 | 315.71 | 0 | 316.9929 | 0 | 316.9929 | 0 | 316.9929 | 0 | 325.4694 | 0.00065925 | 316.993 | 4.1741e-05 |  |  | 316.4631 | 0 | 316.9929 | 0 | 316.993 | 0.0087958 | 315.7131 | 0 | 316.993 | 0.0091975 | 316.4631 | 0 | 315.5853 | 0 | 316.9929 | 0 | 316.9929 | 0
| 316.6745 | 0 | 317.2048 | 0 | 315.2522 | 0 | 315.92 | 0 | 317.2048 | 0 | 317.2048 | 0 | 317.2048 | 0 | 325.6831 | 0.00014062 | 317.2048 | 0 |  |  | 316.6745 | 0 | 317.2048 | 0 | 317.2048 | -0.00037044 | 315.9225 | 0 | 317.2048 | 0 | 316.6745 | 0 | 315.799 | 0 | 317.2048 | 0 | 317.2048 | 0
| 316.886 | 0 | 317.4167 | 0 | 315.4661 | 0 | 316.13 | 0 | 317.4167 | 0 | 317.4167 | 0 | 317.4167 | 0 | 325.8969 | 0.00066426 | 317.4167 | 7.8716e-05 |  |  | 316.886 | 0 | 317.4167 | 0 | 317.4167 | 0.0056318 | 316.132 | 0 | 317.4167 | 0.010091 | 316.886 | 0 | 316.0127 | 0 | 317.4167 | 0 | 317.4167 | 0
| 317.0974 | 0 | 317.6286 | 0 | 315.6801 | 0 | 316.34 | 0 | 317.6286 | 0 | 317.6286 | 0 | 317.6286 | 0 | 326.1107 | 0.00014487 | 317.6286 | 0 |  |  | 317.0974 | 0 | 317.6286 | 0 | 317.6286 | 0.0034705 | 316.3414 | 0 | 317.6286 | 0 | 317.0974 | 0 | 316.2264 | 0 | 317.6286 | 0 | 317.6286 | 0
| 317.3089 | 0 | 317.8405 | 0 | 315.8941 | 0 | 316.55 | 0 | 317.8405 | 0 | 317.8405 | 0 | 317.8405 | 0 | 326.3245 | 0.00068649 | 317.8406 | 4.9507e-05 |  |  | 317.3089 | 0 | 317.8405 | 0 | 317.8405 | 0.0032313 | 316.5509 | 0 | 317.8406 | 0.014218 | 317.3089 | 0 | 316.4401 | 0 | 317.8405 | 0 | 317.8405 | 0
| 317.5204 | 0 | 318.0525 | 0 | 316.1081 | 0 | 316.76 | 0 | 318.0525 | 0 | 318.0525 | 0 | 318.0525 | 0 | 326.5383 | 0.00018236 | 318.0525 | 0 |  |  | 317.5204 | 0 | 318.0525 | 0 | 318.0525 | -0.0028642 | 316.7603 | 0 | 318.0525 | 0 | 317.5204 | 0 | 316.6538 | 0 | 318.0525 | 0 | 318.0525 | 0
| 317.7319 | 0 | 318.2644 | 0 | 316.3221 | 0 | 316.97 | 0 | 318.2644 | 0 | 318.2644 | 0 | 318.2644 | 0 | 326.7521 | 0.00061176 | 318.2644 | 5.5797e-05 |  |  | 317.7319 | 0 | 318.2644 | 0 | 318.2644 | 0.0053114 | 316.9698 | 0 | 318.2644 | 0.015727 | 317.7319 | 0 | 316.8675 | 0 | 318.2644 | 0 | 318.2644 | 0
| 317.9434 | 0 | 318.4764 | 0 | 316.5361 | 0 | 317.18 | 0 | 318.4764 | 0 | 318.4764 | 0 | 318.4764 | 0 | 326.9659 | 0.00019369 | 318.4764 | 0 |  |  | 317.9434 | 0 | 318.4764 | 0 | 318.4764 | 0.0015672 | 317.1793 | 0 | 318.4764 | 0 | 317.9434 | 0 | 317.0813 | 0 | 318.4764 | 0 | 318.4764 | 0
| 318.155 | 0 | 318.6884 | 0 | 316.7501 | 0 | 317.39 | 0 | 318.6884 | 0 | 318.6884 | 0 | 318.6884 | 0 | 327.1798 | 0.00066928 | 318.6884 | 3.7561e-05 |  |  | 318.155 | 0 | 318.6884 | 0 | 318.6884 | 0.012389 | 317.3888 | 0 | 318.6884 | 0.0053386 | 318.155 | 0 | 317.295 | 0 | 318.6884 | 0 | 318.6884 | 0
| 318.3665 | 0 | 318.9004 | 0 | 316.9641 | 0 | 317.6 | 0 | 318.9004 | 0 | 318.9004 | 0 | 318.9004 | 0 | 327.3936 | 0.00013932 | 318.9004 | 0 |  |  | 318.3665 | 0 | 318.9004 | 0 | 318.9004 | -0.0029912 | 317.5983 | 0 | 318.9004 | 0 | 318.3665 | 0 | 317.5088 | 0 | 318.9004 | 0 | 318.9004 | 0
| 318.5781 | 0 | 319.1124 | 0 | 317.1782 | 0 | 317.81 | 0 | 319.1124 | 0 | 319.1124 | 0 | 319.1124 | 0 | 327.6075 | 0.0006641 | 319.1124 | 8.4283e-05 |  |  | 318.5781 | 0 | 319.1124 | 0 | 319.1124 | 0.0092078 | 317.8079 | 0 | 319.1124 | 0.0043495 | 318.5781 | 0 | 317.7225 | 0 | 319.1124 | 0 | 319.1124 | 0
| 318.7897 | 0 | 319.3244 | 0 | 317.3922 | 0 | 318.02 | 0 | 319.3244 | 0 | 319.3244 | 0 | 319.3244 | 0 | 327.8214 | 0.00013494 | 319.3244 | 0 |  |  | 318.7897 | 0 | 319.3244 | 0 | 319.3244 | 0.00098006 | 318.0174 | 0 | 319.3244 | 0 | 318.7897 | 0 | 317.9363 | 0 | 319.3244 | 0 | 319.3244 | 0
| 319.0013 | 0 | 319.5365 | 0 | 317.6063 | 0 | 318.23 | 0 | 319.5365 | 0 | 319.5365 | 0 | 319.5365 | 0 | 328.0353 | 0.00071438 | 319.5364 | 4.0145e-05 |  |  | 319.0013 | 0 | 319.5365 | 0 | 319.5364 | 0.0062011 | 318.227 | 0 | 319.5364 | 0.010841 | 319.0013 | 0 | 318.1501 | 0 | 319.5365 | 0 | 319.5365 | 0
| 319.2129 | 0 | 319.7485 | 0 | 317.8204 | 0 | 318.44 | 0 | 319.7485 | 0 | 319.7485 | 0 | 319.7485 | 0 | 328.2492 | 0.00018329 | 319.7485 | 0 |  |  | 319.2129 | 0 | 319.7485 | 0 | 319.7485 | 0.0036108 | 318.4366 | 0 | 319.7485 | 0 | 319.2129 | 0 | 318.3639 | 0 | 319.7485 | 0 | 319.7485 | 0
| 319.4246 | 0 | 319.9606 | 0 | 318.0344 | 0 | 318.65 | 0 | 319.9606 | 0 | 319.9606 | 0 | 319.9606 | 0 | 328.4631 | 0.00071188 | 319.9606 | 0.00011374 |  |  | 319.4246 | 0 | 319.9606 | 0 | 319.9606 | 0.0014131 | 318.6461 | 0 | 319.9606 | 0.01227 | 319.4246 | 0 | 318.5777 | 0 | 319.9606 | 0 | 319.9606 | 0
| 319.6362 | 0 | 320.1727 | 0 | 318.2485 | 0 | 318.86 | 0 | 320.1727 | 0 | 320.1727 | 0 | 320.1727 | 0 | 328.677 | 0.00012865 | 320.1727 | 0 |  |  | 319.6362 | 0 | 320.1727 | 0 | 320.1727 | 0.00070376 | 318.8557 | 0 | 320.1727 | 0 | 319.6362 | 0 | 318.7915 | 0 | 320.1727 | 0 | 320.1727 | 0
| 319.8479 | 0 | 320.3848 | 0 | 318.4626 | 0 | 319.07 | 0 | 320.3848 | 0 | 320.3848 | 0 | 320.3848 | 0 | 328.891 | 0.0007167 | 320.3848 | 7.7501e-05 |  |  | 319.8479 | 0 | 320.3848 | 0 | 320.3848 | 0.003218 | 319.0653 | 0 | 320.3848 | 0.0075947 | 319.8479 | 0 | 319.0053 | 0 | 320.3848 | 0 | 320.3848 | 0
| 320.0596 | 0 | 320.5969 | 0 | 318.6768 | 0 | 319.27 | 0 | 320.5969 | 0 | 320.5969 | 0 | 320.5969 | 0 | 329.1049 | 0.0001956 | 320.5969 | 0 |  |  | 320.0596 | 0 | 320.5969 | 0 | 320.5969 | 0.0032106 | 319.275 | 0 | 320.5969 | 0 | 320.0596 | 0 | 319.2192 | 0 | 320.5969 | 0 | 320.5969 | 0
| 320.2713 | 0 | 320.809 | 0 | 318.8909 | 0 | 319.48 | 0 | 320.809 | 0 | 320.809 | 0 | 320.809 | 0 | 329.3188 | 0.0007216 | 320.809 | 3.5126e-05 |  |  | 320.2713 | 0 | 320.809 | 0 | 320.809 | 0.0075234 | 319.4846 | 0 | 320.809 | 0.0081753 | 320.2713 | 0 | 319.433 | 0 | 320.809 | 0 | 320.809 | 0
| 320.483 | 0 | 321.0212 | 0 | 319.105 | 0 | 319.69 | 0 | 321.0212 | 0 | 321.0212 | 0 | 321.0212 | 0 | 329.5328 | 0.00015222 | 321.0212 | 0 |  |  | 320.483 | 0 | 321.0212 | 0 | 321.0212 | 0.00056604 | 319.6942 | 0 | 321.0212 | 0 | 320.483 | 0 | 319.6469 | 0 | 321.0212 | 0 | 321.0212 | 0
| 320.6948 | 0 | 321.2333 | 0 | 319.3192 | 0 | 319.9 | 0 | 321.2333 | 0 | 321.2333 | 0 | 321.2333 | 0 | 329.7468 | 0.00070562 | 321.2333 | 7.2193e-05 |  |  | 320.6948 | 0 | 321.2333 | 0 | 321.2333 | 0.0029428 | 319.9039 | 0 | 321.2333 | 0.009055 | 320.6948 | 0 | 319.8607 | 0 | 321.2333 | 0 | 321.2333 | 0
| 320.9065 | 0 | 321.4455 | 0 | 319.5333 | 0 | 320.11 | 0 | 321.4455 | 0 | 321.4455 | 0 | 321.4455 | 0 | 329.9608 | 0.0001678 | 321.4455 | 0 |  |  | 320.9065 | 0 | 321.4455 | 0 | 321.4455 | 0.00065274 | 320.1136 | 0 | 321.4455 | 0 | 320.9065 | 0 | 320.0746 | 0 | 321.4455 | 0 | 321.4455 | 0
| 321.1183 | 0 | 321.6577 | 0 | 319.7475 | 0 | 320.32 | 0 | 321.6577 | 0 | 321.6577 | 0 | 321.6577 | 0 | 330.1748 | 0.00068109 | 321.6577 | 8.8716e-05 |  |  | 321.1183 | 0 | 321.6577 | 0 | 321.6577 | 0.0059236 | 320.3233 | 0 | 321.6577 | 0.0086661 | 321.1183 | 0 | 320.2885 | 0 | 321.6577 | 0 | 321.6577 | 0
| 321.3301 | 0 | 321.8699 | 0 | 319.9617 | 0 | 320.53 | 0 | 321.8699 | 0 | 321.8699 | 0 | 321.8699 | 0 | 330.3888 | 0.00019276 | 321.8699 | 0 |  |  | 321.3301 | 0 | 321.8699 | 0 | 321.8699 | 0.00055799 | 320.533 | 0 | 321.8699 | 0 | 321.3301 | 0 | 320.5024 | 0 | 321.8699 | 0 | 321.8699 | 0
| 321.5419 | 0 | 322.0822 | 0 | 320.1759 | 0 | 320.74 | 0 | 322.0822 | 0 | 322.0822 | 0 | 322.0822 | 0 | 330.6029 | 0.00069386 | 322.0822 | 8.6698e-05 |  |  | 321.5419 | 0 | 322.0822 | 0 | 322.0822 | 0.0014493 | 320.7427 | 0 | 322.0822 | 0.0075419 | 321.5419 | 0 | 320.7163 | 0 | 322.0822 | 0 | 322.0822 | 0
| 321.7537 | 0 | 322.2944 | 0 | 320.3901 | 0 | 320.95 | 0 | 322.2944 | 0 | 322.2944 | 0 | 322.2944 | 0 | 330.8169 | 0.00024336 | 322.2944 | 0 |  |  | 321.7537 | 0 | 322.2944 | 0 | 322.2944 | 0.0011819 | 320.9524 | 0 | 322.2944 | 0 | 321.7537 | 0 | 320.9303 | 0 | 322.2944 | 0 | 322.2944 | 0
| 321.9655 | 0 | 322.5067 | 0 | 320.6043 | 0 | 321.16 | 0 | 322.5067 | 0 | 322.5067 | 0 | 322.5067 | 0 | 331.031 | 0.00066624 | 322.5066 | 3.6722e-05 |  |  | 321.9655 | 0 | 322.5067 | 0 | 322.5067 | 0.010572 | 321.1621 | 0 | 322.5066 | 0.0066567 | 321.9655 | 0 | 321.1442 | 0 | 322.5067 | 0 | 322.5067 | 0
| 322.1774 | 0 | 322.7189 | 0 | 320.8185 | 0 | 321.37 | 0 | 322.7189 | 0 | 322.7189 | 0 | 322.7189 | 0 | 331.245 | 0.00017474 | 322.7189 | 0 |  |  | 322.1774 | 0 | 322.7189 | 0 | 322.7189 | 0.0021543 | 321.3719 | 0 | 322.7189 | 0 | 322.1774 | 0 | 321.3581 | 0 | 322.7189 | 0 | 322.7189 | 0
| 322.3893 | 0 | 322.9312 | 0 | 321.0328 | 0 | 321.58 | 0 | 322.9312 | 0 | 322.9312 | 0 | 322.9312 | 0 | 331.4591 | 0.00063615 | 322.9312 | 6.8292e-05 |  |  | 322.3893 | 0 | 322.9312 | 0 | 322.9312 | 0.012004 | 321.5817 | 0 | 322.9312 | 0.0062644 | 322.3893 | 0 | 321.5721 | 0 | 322.9312 | 0 | 322.9312 | 0
| 322.6012 | 0 | 323.1435 | 0 | 321.247 | 0 | 321.79 | 0 | 323.1435 | 0 | 323.1435 | 0 | 323.1435 | 0 | 331.6732 | 0.00017795 | 323.1435 | 0 |  |  | 322.6012 | 0 | 323.1435 | 0 | 323.1435 | 0.0036389 | 321.7914 | 0 | 323.1435 | 0 | 322.6012 | 0 | 321.786 | 0 | 323.1435 | 0 | 323.1435 | 0
| 322.8131 | 0 | 323.3558 | 0 | 321.4613 | 0 | 322 | 0 | 323.3558 | 0 | 323.3558 | 0 | 323.3558 | 0 | 331.8873 | 0.00068878 | 323.3558 | 5.6515e-05 |  |  | 322.8131 | 0 | 323.3558 | 0 | 323.3558 | 0.004994 | 322.0012 | 0 | 323.3558 | 0.0070884 | 322.8131 | 0 | 322 | 0 | 323.3558 | 0 | 323.3558 | 0
| 323.025 | 0 | 323.5682 | 0 | 321.6755 | 0 | 322.21 | 0 | 323.5682 | 0 | 323.5682 | 0 | 323.5682 | 0 | 332.1014 | 0.0001702 | 323.5682 | 0 |  |  | 323.025 | 0 | 323.5682 | 0 | 323.5682 | -0.0033686 | 322.211 | 0 | 323.5682 | 0 | 323.025 | 0 | 322.214 | 0 | 323.5682 | 0 | 323.5682 | 0
| 323.2369 | 0 | 323.7805 | 0 | 321.8898 | 0 | 322.42 | 0 | 323.7805 | 0 | 323.7805 | 0 | 323.7805 | 0 | 332.3156 | 0.00069964 | 323.7805 | 7.7821e-05 |  |  | 323.2369 | 0 | 323.7805 | 0 | 323.7805 | 0.007321 | 322.4209 | 0 | 323.7805 | 0.0056218 | 323.2369 | 0 | 322.428 | 0 | 323.7805 | 0 | 323.7805 | 0
| 323.4489 | 0 | 323.9929 | 0 | 322.1041 | 0 | 322.63 | 0 | 323.9929 | 0 | 323.9929 | 0 | 323.9929 | 0 | 332.5297 | 0.00015622 | 323.9929 | 0 |  |  | 323.4489 | 0 | 323.9929 | 0 | 323.9929 | -0.00086945 | 322.6307 | 0 | 323.9929 | 0 | 323.4489 | 0 | 322.642 | 0 | 323.9929 | 0 | 323.9929 | 0
| 323.6608 | 0 | 324.2053 | 0 | 322.3184 | 0 | 322.84 | 0 | 324.2053 | 0 | 324.2053 | 0 | 324.2053 | 0 | 332.7438 | 0.00074562 | 324.2053 | 4.7991e-05 |  |  | 323.6608 | 0 | 324.2053 | 0 | 324.2053 | 0.013753 | 322.8405 | 0 | 324.2053 | 0.012039 | 323.6608 | 0 | 322.856 | 0 | 324.2053 | 0 | 324.2053 | 0
| 323.8728 | 0 | 324.4177 | 0 | 322.5327 | 0 | 323.05 | 0 | 324.4177 | 0 | 324.4177 | 0 | 324.4177 | 0 | 332.958 | 0.00017671 | 324.4177 | 0 |  |  | 323.8728 | 0 | 324.4177 | 0 | 324.4177 | -0.0012619 | 323.0504 | 0 | 324.4177 | 0 | 323.8728 | 0 | 323.07 | 0 | 324.4177 | 0 | 324.4177 | 0
| 324.0848 | 0 | 324.6301 | 0 | 322.747 | 0 | 323.26 | 0 | 324.6301 | 0 | 324.6301 | 0 | 324.6301 | 0 | 333.1721 | 0.00069443 | 324.6301 | 1.9954e-05 |  |  | 324.0848 | 0 | 324.6301 | 0 | 324.6301 | 0.009674 | 323.2603 | 0 | 324.6301 | 0.0039771 | 324.0848 | 0 | 323.2841 | 0 | 324.6301 | 0 | 324.6301 | 0
| 324.2969 | 0 | 324.8425 | 0 | 322.9614 | 0 | 323.47 | 0 | 324.8425 | 0 | 324.8425 | 0 | 324.8425 | 0 | 333.3864 | 0.00019092 | 324.8425 | 0 |  |  | 324.2969 | 0 | 324.8425 | 0 | 324.8425 | -0.0042956 | 323.4702 | 0 | 324.8425 | 0 | 324.2969 | 0 | 323.4981 | 0 | 324.8425 | 0 | 324.8425 | 0
| 324.5089 | 0 | 325.0549 | 0 | 323.1757 | 0 | 323.68 | 0 | 325.0549 | 0 | 325.0549 | 0 | 325.0549 | 0 | 333.6005 | 0.00080117 | 325.0549 | 7.1363e-05 |  |  | 324.5089 | 0 | 325.0549 | 0 | 325.0549 | 0.0090308 | 323.68 | 0 | 325.0549 | 0.0015156 | 324.5089 | 0 | 323.7122 | 0 | 325.0549 | 0 | 325.0549 | 0
| 324.7209 | 0 | 325.2674 | 0 | 323.39 | 0 | 323.89 | 0 | 325.2674 | 0 | 325.2674 | 0 | 325.2674 | 0 | 333.8148 | 0.00019045 | 325.2674 | 0 |  |  | 324.7209 | 0 | 325.2674 | 0 | 325.2674 | 0.0039144 | 323.89 | 0 | 325.2674 | 0 | 324.7209 | 0 | 323.9263 | 0 | 325.2674 | 0 | 325.2674 | 0
| 324.933 | 0 | 325.4799 | 0 | 323.6044 | 0 | 324.1 | 0 | 325.4799 | 0 | 325.4799 | 0 | 325.4799 | 0 | 334.029 | 0.00070421 | 325.4799 | 5.0534e-05 |  |  | 324.933 | 0 | 325.4799 | 0 | 325.4799 | 0.0059457 | 324.0999 | 0 | 325.4799 | 0.0091826 | 324.933 | 0 | 324.1404 | 0 | 325.4799 | 0 | 325.4799 | 0
| 325.1451 | 0 | 325.6923 | 0 | 323.8188 | 0 | 324.31 | 0 | 325.6924 | 0 | 325.6924 | 0 | 325.6924 | 0 | 334.2432 | 0.00011229 | 325.6923 | 0 |  |  | 325.1451 | 0 | 325.6924 | 0 | 325.6924 | 0.0002401 | 324.3098 | 0 | 325.6923 | 0 | 325.1451 | 0 | 324.3544 | 0 | 325.6924 | 0 | 325.6924 | 0
| 325.3572 | 0 | 325.9049 | 0 | 324.0332 | 0 | 324.52 | 0 | 325.9049 | 0 | 325.9049 | 0 | 325.9049 | 0 | 334.4574 | 0.00072087 | 325.9049 | 0.00015336 |  |  | 325.3572 | 0 | 325.9049 | 0 | 325.9048 | 0.0033877 | 324.5197 | 0 | 325.9049 | 0.0099437 | 325.3572 | 0 | 324.5685 | 0 | 325.9049 | 0 | 325.9049 | 0
| 325.5693 | 0 | 326.1174 | 0 | 324.2476 | 0 | 324.73 | 0 | 326.1174 | 0 | 326.1174 | 0 | 326.1174 | 0 | 334.6717 | 0.00020257 | 326.1174 | 0 |  |  | 325.5693 | 0 | 326.1174 | 0 | 326.1174 | 0.0012337 | 324.7297 | 0 | 326.1174 | 0 | 325.5693 | 0 | 324.7826 | 0 | 326.1174 | 0 | 326.1174 | 0
| 325.7815 | 0 | 326.3299 | 0 | 324.462 | 0 | 324.94 | 0 | 326.3299 | 0 | 326.3299 | 0 | 326.3299 | 0 | 334.886 | 0.0006803 | 326.3299 | 5.9032e-05 |  |  | 325.7814 | 0 | 326.3299 | 0 | 326.3299 | 0.0026181 | 324.9397 | 0 | 326.3299 | 0.0082642 | 325.7815 | 0 | 324.9967 | 0 | 326.3299 | 0 | 326.3299 | 0
| 325.9936 | 0 | 326.5424 | 0 | 324.6764 | 0 | 325.15 | 0 | 326.5425 | 0 | 326.5425 | 0 | 326.5425 | 0 | 335.1003 | 0.00018137 | 326.5424 | 0 |  |  | 325.9936 | 0 | 326.5425 | 0 | 326.5424 | -0.0013072 | 325.1497 | 0 | 326.5424 | 0 | 325.9936 | 0 | 325.2109 | 0 | 326.5425 | 0 | 326.5425 | 0
| 326.2058 | 0 | 326.755 | 0 | 324.8908 | 0 | 325.36 | 0 | 326.755 | 0 | 326.755 | 0 | 326.755 | 0 | 335.3145 | 0.00067895 | 326.755 | 6.3894e-05 |  |  | 326.2058 | 0 | 326.755 | 0 | 326.755 | -0.00047966 | 325.3597 | 0 | 326.755 | 0.0051687 | 326.2058 | 0 | 325.425 | 0 | 326.755 | 0 | 326.755 | 0
| 326.418 | 0 | 326.9676 | 0 | 325.1052 | 0 | 325.57 | 0 | 326.9676 | 0 | 326.9676 | 0 | 326.9676 | 0 | 335.5288 | 0.00012937 | 326.9676 | 0 |  |  | 326.4179 | 0 | 326.9676 | 0 | 326.9676 | 0.00028546 | 325.5697 | 0 | 326.9676 | 0 | 326.418 | 0 | 325.6392 | 0 | 326.9676 | 0 | 326.9676 | 0
| 326.6302 | 0 | 327.1802 | 0 | 325.3197 | 0 | 325.78 | 0 | 327.1802 | 0 | 327.1802 | 0 | 327.1802 | 0 | 335.7432 | 0.00068491 | 327.1802 | 0.00012912 |  |  | 326.6301 | 0 | 327.1802 | 0 | 327.1802 | 0.0034565 | 325.7797 | 0 | 327.1802 | 0.0066141 | 326.6302 | 0 | 325.8533 | 0 | 327.1802 | 0 | 327.1802 | 0
| 326.8424 | 0 | 327.3928 | 0 | 325.5341 | 0 | 325.99 | 0 | 327.3928 | 0 | 327.3928 | 0 | 327.3928 | 0 | 335.9575 | 0.00024212 | 327.3928 | 0 |  |  | 326.8424 | 0 | 327.3928 | 0 | 327.3928 | -0.0047465 | 325.9897 | 0 | 327.3928 | 0 | 326.8424 | 0 | 326.0675 | 0 | 327.3928 | 0 | 327.3928 | 0
| 327.0546 | 0 | 327.6054 | 0 | 325.7486 | 0 | 326.2 | 0 | 327.6054 | 0 | 327.6054 | 0 | 327.6054 | 0 | 336.1718 | 0.00064375 | 327.6054 | 5.9412e-05 |  |  | 327.0546 | 0 | 327.6054 | 0 | 327.6054 | 0.010768 | 326.1998 | 0 | 327.6054 | 0.0052974 | 327.0546 | 0 | 326.2817 | 0 | 327.6054 | 0 | 327.6054 | 0
| 327.2668 | 0 | 327.8181 | 0 | 325.9631 | 0 | 326.41 | 0 | 327.8181 | 0 | 327.8181 | 0 | 327.8181 | 0 | 336.3862 | 0.00017647 | 327.8181 | 0 |  |  | 327.2668 | 0 | 327.8181 | 0 | 327.8181 | 0.0023544 | 326.4099 | 0 | 327.8181 | 0 | 327.2668 | 0 | 326.4959 | 0 | 327.8181 | 0 | 327.8181 | 0
| 327.4791 | 0 | 328.0307 | 0 | 326.1776 | 0 | 326.62 | 0 | 328.0307 | 0 | 328.0307 | 0 | 328.0307 | 0 | 336.6005 | 0.00067752 | 328.0307 | 5.9947e-05 |  |  | 327.4791 | 0 | 328.0307 | 0 | 328.0307 | 0.0074515 | 326.6199 | 0 | 328.0307 | 0.0071006 | 327.4791 | 0 | 326.7101 | 0 | 328.0307 | 0 | 328.0307 | 0
| 327.6914 | 0 | 328.2434 | 0 | 326.3921 | 0 | 326.83 | 0 | 328.2434 | 0 | 328.2434 | 0 | 328.2434 | 0 | 336.8149 | 0.00018598 | 328.2434 | 0 |  |  | 327.6914 | 0 | 328.2434 | 0 | 328.2434 | 0.0015472 | 326.83 | 0 | 328.2434 | 0 | 327.6914 | 0 | 326.9243 | 0 | 328.2434 | 0 | 328.2434 | 0
| 327.9037 | 0 | 328.4561 | 0 | 326.6066 | 0 | 327.04 | 0 | 328.4561 | 0 | 328.4561 | 0 | 328.4561 | 0 | 337.0293 | 0.00067021 | 328.4561 | 5.706e-05 |  |  | 327.9037 | 0 | 328.4561 | 0 | 328.4561 | 0.0058333 | 327.0401 | 0 | 328.4561 | 0.0061021 | 327.9037 | 0 | 327.1385 | 0 | 328.4561 | 0 | 328.4561 | 0
| 328.116 | 0 | 328.6688 | 0 | 326.8211 | 0 | 327.25 | 0 | 328.6688 | 0 | 328.6688 | 0 | 328.6688 | 0 | 337.2437 | 0.00018383 | 328.6688 | 0 |  |  | 328.116 | 0 | 328.6688 | 0 | 328.6688 | 0.0055923 | 327.2502 | 0 | 328.6688 | 0 | 328.116 | 0 | 327.3528 | 0 | 328.6688 | 0 | 328.6688 | 0
| 328.3283 | 0 | 328.8815 | 0 | 327.0357 | 0 | 327.46 | 0 | 328.8815 | 0 | 328.8815 | 0 | 328.8815 | 0 | 337.4581 | 0.00066841 | 328.8815 | 0.00010786 |  |  | 328.3283 | 0 | 328.8815 | 0 | 328.8815 | 0.005765 | 327.4604 | 0 | 328.8815 | 0.0099541 | 328.3283 | 0 | 327.567 | 0 | 328.8815 | 0 | 328.8815 | 0
| 328.5407 | 0 | 329.0942 | 0 | 327.2502 | 0 | 327.67 | 0 | 329.0942 | 0 | 329.0942 | 0 | 329.0942 | 0 | 337.6725 | 0.00014549 | 329.0942 | 0 |  |  | 328.5407 | 0 | 329.0942 | 0 | 329.0942 | 0.0046261 | 327.6705 | 0 | 329.0942 | 0 | 328.5407 | 0 | 327.7812 | 0 | 329.0942 | 0 | 329.0942 | 0
| 328.753 | 0 | 329.3069 | 0 | 327.4648 | 0 | 327.88 | 0 | 329.307 | 0 | 329.307 | 0 | 329.307 | 0 | 337.887 | 0.0006277 | 329.3069 | 5.4406e-05 |  |  | 328.753 | 0 | 329.307 | 0 | 329.3069 | 0.013068 | 327.8807 | 0 | 329.3069 | 0.0070359 | 328.753 | 0 | 327.9955 | 0 | 329.307 | 0 | 329.307 | 0
| 328.9654 | 0 | 329.5197 | 0 | 327.6793 | 0 | 328.09 | 0 | 329.5197 | 0 | 329.5197 | 0 | 329.5197 | 0 | 338.1014 | 0.00017355 | 329.5197 | 0 |  |  | 328.9654 | 0 | 329.5197 | 0 | 329.5197 | 0.0011753 | 328.0909 | 0 | 329.5197 | 0 | 328.9654 | 0 | 328.2098 | 0 | 329.5197 | 0 | 329.5197 | 0
| 329.1778 | 0 | 329.7325 | 0 | 327.8939 | 0 | 328.3 | 0 | 329.7325 | 0 | 329.7325 | 0 | 329.7325 | 0 | 338.3159 | 0.00065053 | 329.7325 | 9.933e-05 |  |  | 329.1778 | 0 | 329.7325 | 0 | 329.7325 | 0.010253 | 328.301 | 0 | 329.7325 | 0.0048107 | 329.1778 | 0 | 328.424 | 0 | 329.7325 | 0 | 329.7325 | 0
| 329.3902 | 0 | 329.9453 | 0 | 328.1085 | 0 | 328.51 | 0 | 329.9453 | 0 | 329.9453 | 0 | 329.9453 | 0 | 338.5303 | 0.00011474 | 329.9453 | 0 |  |  | 329.3902 | 0 | 329.9453 | 0 | 329.9453 | 0.0035522 | 328.5112 | 0 | 329.9453 | 0 | 329.3902 | 0 | 328.6383 | 0 | 329.9453 | 0 | 329.9453 | 0
| 329.6027 | 0 | 330.1581 | 0 | 328.3231 | 0 | 328.72 | 0 | 330.1581 | 0 | 330.1581 | 0 | 330.1581 | 0 | 338.7448 | 0.00069178 | 330.1581 | 5.5544e-05 |  |  | 329.6027 | 0 | 330.1581 | 0 | 330.1581 | 0.0073779 | 328.7214 | 0 | 330.1581 | 0.0082829 | 329.6027 | 0 | 328.8527 | 0 | 330.1581 | 0 | 330.1581 | 0
| 329.8151 | 0 | 330.3709 | 0 | 328.5377 | 0 | 328.93 | 0 | 330.3709 | 0 | 330.3709 | 0 | 330.3709 | 0 | 338.9593 | 0.00014447 | 330.3709 | 0 |  |  | 329.8151 | 0 | 330.3709 | 0 | 330.3709 | 0.0014525 | 328.9316 | 0 | 330.3709 | 0 | 329.8151 | 0 | 329.067 | 0 | 330.3709 | 0 | 330.3709 | 0
| 330.0276 | 0 | 330.5837 | 0 | 328.7523 | 0 | 329.14 | 0 | 330.5837 | 0 | 330.5837 | 0 | 330.5837 | 0 | 339.1738 | 0.00071546 | 330.5837 | 8.0481e-05 |  |  | 330.0276 | 0 | 330.5837 | 0 | 330.5837 | 0.011701 | 329.1419 | 0 | 330.5837 | 0.0042826 | 330.0276 | 0 | 329.2813 | 0 | 330.5837 | 0 | 330.5837 | 0
| 330.24 | 0 | 330.7966 | 0 | 328.9669 | 0 | 329.35 | 0 | 330.7966 | 0 | 330.7966 | 0 | 330.7966 | 0 | 339.3883 | 0.00015499 | 330.7966 | 0 |  |  | 330.24 | 0 | 330.7966 | 0 | 330.7966 | 0.0038571 | 329.3521 | 0 | 330.7966 | 0 | 330.24 | 0 | 329.4956 | 0 | 330.7966 | 0 | 330.7966 | 0
| 330.4525 | 0 | 331.0095 | 0 | 329.1816 | 0 | 329.56 | 0 | 331.0095 | 0 | 331.0095 | 0 | 331.0095 | 0 | 339.6028 | 0.00066332 | 331.0095 | 5.5775e-05 |  |  | 330.4525 | 0 | 331.0095 | 0 | 331.0095 | 0.0041183 | 329.5624 | 0 | 331.0095 | 0.0074975 | 330.4525 | 0 | 329.71 | 0 | 331.0095 | 0 | 331.0095 | 0
| 330.665 | 0 | 331.2223 | 0 | 329.3962 | 0 | 329.77 | 0 | 331.2223 | 0 | 331.2223 | 0 | 331.2223 | 0 | 339.8174 | 0.0001455 | 331.2224 | 0 |  |  | 330.665 | 0 | 331.2223 | 0 | 331.2224 | -0.0018671 | 329.7726 | 0 | 331.2224 | 0 | 330.665 | 0 | 329.9243 | 0 | 331.2223 | 0 | 331.2223 | 0
| 330.8776 | 0 | 331.4352 | 0 | 329.6109 | 0 | 329.98 | 0 | 331.4352 | 0 | 331.4352 | 0 | 331.4352 | 0 | 340.0319 | 0.00066667 | 331.4352 | 5.8146e-05 |  |  | 330.8776 | 0 | 331.4352 | 0 | 331.4352 | 0.0080512 | 329.9829 | 0 | 331.4352 | 0.010392 | 330.8776 | 0 | 330.1387 | 0 | 331.4352 | 0 | 331.4352 | 0
| 331.0901 | 0 | 331.6481 | 0 | 329.8256 | 0 | 330.19 | 0 | 331.6481 | 0 | 331.6481 | 0 | 331.6481 | 0 | 340.2465 | 0.0001862 | 331.6482 | 0 |  |  | 331.0901 | 0 | 331.6481 | 0 | 331.6482 | 0.0028518 | 330.1932 | 0 | 331.6482 | 0 | 331.0901 | 0 | 330.3531 | 0 | 331.6481 | 0 | 331.6481 | 0
| 331.3027 | 0 | 331.8611 | 0 | 330.0402 | 0 | 330.4 | 0 | 331.8611 | 0 | 331.8611 | 0 | 331.8611 | 0 | 340.4611 | 0.0007203 | 331.8611 | 0.00011067 |  |  | 331.3027 | 0 | 331.8611 | 0 | 331.8611 | 0.0091193 | 330.4035 | 0 | 331.8611 | 0.0058913 | 331.3027 | 0 | 330.5675 | 0 | 331.8611 | 0 | 331.8611 | 0
| 331.5152 | 0 | 332.074 | 0 | 330.2549 | 0 | 330.61 | 0 | 332.074 | 0 | 332.074 | 0 | 332.074 | 0 | 340.6757 | 0.00011758 | 332.074 | 0 |  |  | 331.5152 | 0 | 332.074 | 0 | 332.074 | -0.0028647 | 330.6139 | 0 | 332.074 | 0 | 331.5152 | 0 | 330.7819 | 0 | 332.074 | 0 | 332.074 | 0
| 331.7278 | 0 | 332.287 | 0 | 330.4696 | 0 | 330.82 | 0 | 332.287 | 0 | 332.287 | 0 | 332.287 | 0 | 340.8903 | 0.00060931 | 332.287 | 6.7339e-05 |  |  | 331.7278 | 0 | 332.287 | 0 | 332.287 | 0.0074122 | 330.8242 | 0 | 332.287 | 0.0038231 | 331.7278 | 0 | 330.9963 | 0 | 332.287 | 0 | 332.287 | 0
| 331.9404 | 0 | 332.5 | 0 | 330.6843 | 0 | 331.03 | 0 | 332.4999 | 0 | 332.4999 | 0 | 332.4999 | 0 | 341.1049 | 0.00014292 | 332.4999 | 0 |  |  | 331.9404 | 0 | 332.4999 | 0 | 332.4999 | 0.0038596 | 331.0345 | 0 | 332.4999 | 0 | 331.9404 | 0 | 331.2107 | 0 | 332.4999 | 0 | 332.4999 | 0
| 332.1531 | 0 | 332.7129 | 0 | 330.8991 | 0 | 331.24 | 0 | 332.7129 | 0 | 332.7129 | 0 | 332.7129 | 0 | 341.3195 | 0.00066695 | 332.7129 | 5.567e-05 |  |  | 332.1531 | 0 | 332.7129 | 0 | 332.7129 | 0.0028238 | 331.2449 | 0 | 332.7129 | 0.0092725 | 332.1531 | 0 | 331.4251 | 0 | 332.7129 | 0 | 332.7129 | 0
| 332.3657 | 0 | 332.9259 | 0 | 331.1138 | 0 | 331.46 | 0 | 332.9259 | 0 | 332.9259 | 0 | 332.9259 | 0 | 341.5341 | 0.00015905 | 332.9259 | 0 |  |  | 332.3657 | 0 | 332.9259 | 0 | 332.9259 | 0.0055675 | 331.4553 | 0 | 332.9259 | 0 | 332.3657 | 0 | 331.6396 | 0 | 332.9259 | 0 | 332.9259 | 0
| 332.5784 | 0 | 333.139 | 0 | 331.3286 | 0 | 331.67 | 0 | 333.139 | 0 | 333.139 | 0 | 333.139 | 0 | 341.7487 | 0.00067707 | 333.139 | 7.6373e-05 |  |  | 332.5784 | 0 | 333.139 | 0 | 333.1389 | 0.01059 | 331.6656 | 0 | 333.139 | 0.011813 | 332.5784 | 0 | 331.854 | 0 | 333.139 | 0 | 333.139 | 0
| 332.791 | 0 | 333.352 | 0 | 331.5433 | 0 | 331.88 | 0 | 333.352 | 0 | 333.352 | 0 | 333.352 | 0 | 341.9634 | 0.00012098 | 333.352 | 0 |  |  | 332.791 | 0 | 333.352 | 0 | 333.352 | -0.0040811 | 331.8761 | 0 | 333.352 | 0 | 332.791 | 0 | 332.0685 | 0 | 333.352 | 0 | 333.352 | 0
| 333.0037 | 0 | 333.565 | 0 | 331.7581 | 0 | 332.09 | 0 | 333.565 | 0 | 333.565 | 0 | 333.565 | 0 | 342.1781 | 0.00071009 | 333.565 | 8.1088e-05 |  |  | 333.0037 | 0 | 333.565 | 0 | 333.565 | 0.0025791 | 332.0865 | 0 | 333.565 | 0.0055809 | 333.0037 | 0 | 332.283 | 0 | 333.565 | 0 | 333.565 | 0
| 333.2164 | 0 | 333.7781 | 0 | 331.9729 | 0 | 332.3 | 0 | 333.7781 | 0 | 333.7781 | 0 | 333.7781 | 0 | 342.3928 | 0.00015127 | 333.7781 | 0 |  |  | 333.2164 | 0 | 333.7781 | 0 | 333.7781 | -0.0052011 | 332.2969 | 0 | 333.7781 | 0 | 333.2164 | 0 | 332.4974 | 0 | 333.7781 | 0 | 333.7781 | 0
| 333.4291 | 0 | 333.9912 | 0 | 332.1876 | 0 | 332.51 | 0 | 333.9912 | 0 | 333.9912 | 0 | 333.9912 | 0 | 342.6075 | 0.00074045 | 333.9912 | 7.3368e-05 |  |  | 333.4292 | 0 | 333.9912 | 0 | 333.9912 | 0.0071964 | 332.5073 | 0 | 333.9912 | 0.0038025 | 333.4291 | 0 | 332.7119 | 0 | 333.9912 | 0 | 333.9912 | 0
| 333.6419 | 0 | 334.2043 | 0 | 332.4024 | 0 | 332.72 | 0 | 334.2043 | 0 | 334.2043 | 0 | 334.2043 | 0 | 342.8221 | 0.00021095 | 334.2043 | 0 |  |  | 333.6419 | 0 | 334.2043 | 0 | 334.2043 | 0.0035748 | 332.7178 | 0 | 334.2043 | 0 | 333.6419 | 0 | 332.9264 | 0 | 334.2043 | 0 | 334.2043 | 0
| 333.8546 | 0 | 334.4174 | 0 | 332.6172 | 0 | 332.93 | 0 | 334.4174 | 0 | 334.4174 | 0 | 334.4174 | 0 | 343.0369 | 0.00069975 | 334.4174 | 8.877e-05 |  |  | 333.8546 | 0 | 334.4174 | 0 | 334.4174 | 0.0026586 | 332.9283 | 0 | 334.4174 | 0.012997 | 333.8546 | 0 | 333.1409 | 0 | 334.4174 | 0 | 334.4174 | 0
| 334.0674 | 0 | 334.6305 | 0 | 332.8321 | 0 | 333.14 | 0 | 334.6305 | 0 | 334.6305 | 0 | 334.6305 | 0 | 343.2516 | 0.00018464 | 334.6305 | 0 |  |  | 334.0674 | 0 | 334.6305 | 0 | 334.6305 | -0.0039885 | 333.1387 | 0 | 334.6305 | 0 | 334.0674 | 0 | 333.3554 | 0 | 334.6305 | 0 | 334.6305 | 0
| 334.2802 | 0 | 334.8436 | 0 | 333.0469 | 0 | 333.35 | 0 | 334.8436 | 0 | 334.8436 | 0 | 334.8436 | 0 | 343.4663 | 0.00072372 | 334.8436 | 1.9442e-05 |  |  | 334.2802 | 0 | 334.8436 | 0 | 334.8436 | 0.010461 | 333.3492 | 0 | 334.8436 | 0.0093528 | 334.2802 | 0 | 333.57 | 0 | 334.8436 | 0 | 334.8436 | 0
| 334.493 | 0 | 335.0568 | 0 | 333.2617 | 0 | 333.56 | 0 | 335.0568 | 0 | 335.0568 | 0 | 335.0568 | 0 | 343.6811 | 0.00017016 | 335.0568 | 0 |  |  | 334.493 | 0 | 335.0568 | 0 | 335.0568 | -0.0026905 | 333.5597 | 0 | 335.0568 | 0 | 334.493 | 0 | 333.7845 | 0 | 335.0568 | 0 | 335.0568 | 0
| 334.7058 | 0 | 335.27 | 0 | 333.4766 | 0 | 333.77 | 0 | 335.27 | 0 | 335.27 | 0 | 335.27 | 0 | 343.8958 | 0.00072335 | 335.27 | 0.00010144 |  |  | 334.7058 | 0 | 335.27 | 0 | 335.27 | 0.0054981 | 333.7702 | 0 | 335.27 | 0.0083403 | 334.7058 | 0 | 333.9991 | 0 | 335.27 | 0 | 335.27 | 0
| 334.9187 | 0 | 335.4832 | 0 | 333.6915 | 0 | 333.98 | 0 | 335.4831 | 0 | 335.4831 | 0 | 335.4831 | 0 | 344.1106 | 0.0001735 | 335.4832 | 0 |  |  | 334.9187 | 0 | 335.4831 | 0 | 335.4832 | 0.0072664 | 333.9808 | 0 | 335.4832 | 0 | 334.9187 | 0 | 334.2137 | 0 | 335.4831 | 0 | 335.4831 | 0
| 335.1315 | 0 | 335.6963 | 0 | 333.9063 | 0 | 334.19 | 0 | 335.6963 | 0 | 335.6963 | 0 | 335.6963 | 0 | 344.3254 | 0.00066283 | 335.6963 | 0.00024185 |  |  | 335.1315 | 0 | 335.6963 | 0 | 335.6964 | 0.0095254 | 334.1913 | 0 | 335.6963 | 0.015646 | 335.1315 | 0 | 334.4282 | 0 | 335.6963 | 0 | 335.6963 | 0
| 335.3444 | 0 | 335.9096 | 0 | 334.1212 | 0 | 334.4 | 0 | 335.9096 | 0 | 335.9096 | 0 | 335.9096 | 0 | 344.5402 | 0.00015265 | 335.9096 | 0 |  |  | 335.3444 | 0 | 335.9096 | 0 | 335.9096 | 0.0023389 | 334.4019 | 0 | 335.9096 | 0 | 335.3444 | 0 | 334.6428 | 0 | 335.9096 | 0 | 335.9096 | 0
| 335.5573 | 0 | 336.1228 | 0 | 334.3361 | 0 | 334.61 | 0 | 336.1228 | 0 | 336.1228 | 0 | 336.1228 | 0 | 344.755 | 0.00063227 | 336.1228 | 6.2079e-05 |  |  | 335.5573 | 0 | 336.1228 | 0 | 336.1228 | 0.0057102 | 334.6124 | 0 | 336.1228 | 0.0083021 | 335.5573 | 0 | 334.8574 | 0 | 336.1228 | 0 | 336.1228 | 0
| 335.7702 | 0 | 336.336 | 0 | 334.551 | 0 | 334.82 | 0 | 336.336 | 0 | 336.336 | 0 | 336.336 | 0 | 344.9698 | 0.00020666 | 336.336 | 0 |  |  | 335.7702 | 0 | 336.336 | 0 | 336.336 | 0.0043892 | 334.823 | 0 | 336.336 | 0 | 335.7702 | 0 | 335.072 | 0 | 336.336 | 0 | 336.336 | 0
| 335.9831 | 0 | 336.5493 | 0 | 334.7659 | 0 | 335.03 | 0 | 336.5493 | 0 | 336.5493 | 0 | 336.5493 | 0 | 345.1847 | 0.00068416 | 336.5493 | 6.3497e-05 |  |  | 335.9831 | 0 | 336.5493 | 0 | 336.5493 | 0.0032885 | 335.0336 | 0 | 336.5493 | 0.010167 | 335.9831 | 0 | 335.2866 | 0 | 336.5493 | 0 | 336.5493 | 0
| 336.196 | 0 | 336.7626 | 0 | 334.9809 | 0 | 335.24 | 0 | 336.7626 | 0 | 336.7626 | 0 | 336.7626 | 0 | 345.3995 | 0.18073 | 336.7626 | 0 |  |  | 336.196 | 0 | 336.7626 | 0 | 336.7626 | -0.0036737 | 335.2442 | 0 | 336.7626 | 0 | 336.196 | 0 | 335.5013 | 0 | 336.7626 | 0 | 336.7626 | 0
| 336.409 | 0 | 336.9759 | 0 | 335.1958 | 0 | 335.45 | 0 | 336.9759 | 0 | 336.9759 | 0 | 336.9759 | 0 | 345.6144 | 0.68058 | 336.9759 | 8.4095e-05 |  |  | 336.409 | 0 | 336.9759 | 0 | 336.9759 | 0.0072108 | 335.4548 | 0 | 336.9759 | 0.010481 | 336.409 | 0 | 335.7159 | 0 | 336.9759 | 0 | 336.9759 | 0
| 336.6219 | 0 | 337.1892 | 0 | 335.4107 | 0 | 335.67 | 0 | 337.1892 | 0 | 337.1892 | 0 | 337.1892 | 0 | 345.8292 | 0.20515 | 337.1892 | 0 |  |  | 336.6219 | 0 | 337.1892 | 0 | 337.1892 | 0.00021036 | 335.6654 | 0 | 337.1892 | 0 | 336.6219 | 0 | 335.9305 | 0 | 337.1892 | 0 | 337.1892 | 0
| 336.8349 | 0 | 337.4025 | 0 | 335.6257 | 0 | 335.88 | 0 | 337.4025 | 0 | 337.4025 | 0 | 337.4025 | 0 | 346.0441 | 0.6553 | 337.4025 | 7.8145e-05 |  |  | 336.8349 | 0 | 337.4025 | 0 | 337.4025 | 0.0011488 | 335.8761 | 0 | 337.4025 | 0.012866 | 336.8349 | 0 | 336.1452 | 0 | 337.4025 | 0 | 337.4025 | 0
| 337.0479 | 0 | 337.6158 | 0 | 335.8407 | 0 | 336.09 | 0 | 337.6158 | 0 | 337.6158 | 0 | 337.6158 | 0 | 346.259 | 0.19465 | 337.6158 | 0 |  |  | 337.0479 | 0 | 337.6158 | 0 | 337.6158 | 0.0066478 | 336.0868 | 0 | 337.6158 | 0 | 337.0479 | 0 | 336.3599 | 0 | 337.6158 | 0 | 337.6158 | 0
| 337.2609 | 0 | 337.8292 | 0 | 336.0556 | 0 | 336.3 | 0 | 337.8292 | 0 | 337.8292 | 0 | 337.8292 | 0 | 346.4739 | 0.6665 | 337.8292 | 8.9825e-05 |  |  | 337.2609 | 0 | 337.8292 | 0 | 337.8292 | 0.004297 | 336.2974 | 0 | 337.8292 | 0.013761 | 337.2609 | 0 | 336.5745 | 0 | 337.8292 | 0 | 337.8292 | 0
| 337.4739 | 0 | 338.0425 | 0 | 336.2706 | 0 | 336.51 | 0 | 338.0425 | 0 | 338.0425 | 0 | 338.0425 | 0 | 346.6888 | 0.16717 | 338.0425 | 0 |  |  | 337.4739 | 0 | 338.0425 | 0 | 338.0425 | -7.2694e-05 | 336.5081 | 0 | 338.0425 | 0 | 337.4739 | 0 | 336.7892 | 0 | 338.0425 | 0 | 338.0425 | 0
| 337.687 | 0 | 338.2559 | 0 | 336.4856 | 0 | 336.72 | 0 | 338.2559 | 0 | 338.2559 | 0 | 338.2559 | 0 | 346.9037 | 0.57151 | 338.2559 | 9.2464e-05 |  |  | 337.687 | 0 | 338.2559 | 0 | 338.2559 | 0.0094523 | 336.7188 | 0 | 338.2559 | 0.012882 | 337.687 | 0 | 337.0039 | 0 | 338.2559 | 0 | 338.2559 | 0
| 337.9 | 0 | 338.4693 | 0 | 336.7006 | 0 | 336.93 | 0 | 338.4693 | 0 | 338.4693 | 0 | 338.4693 | 0 | 347.1187 | 0.11794 | 338.4693 | 0 |  |  | 337.9 | 0 | 338.4693 | 0 | 338.4693 | 0.00093068 | 336.9295 | 0 | 338.4693 | 0 | 337.9 | 0 | 337.2186 | 0 | 338.4693 | 0 | 338.4693 | 0
| 338.1131 | 0 | 338.6827 | 0 | 336.9157 | 0 | 337.14 | 0 | 338.6827 | 0 | 338.6827 | 0 | 338.6827 | 0 | 347.3336 | 0.49815 | 338.6827 | 3.5088e-05 |  |  | 338.1131 | 0 | 338.6827 | 0 | 338.6827 | 0.0091761 | 337.1402 | 0 | 338.6827 | 0.0098801 | 338.1131 | 0 | 337.4333 | 0 | 338.6827 | 0 | 338.6827 | 0
| 338.3262 | 0 | 338.8961 | 0 | 337.1307 | 0 | 337.35 | 0 | 338.8961 | 0 | 338.8961 | 0 | 338.8961 | 0 | 347.5486 | 0.13382 | 338.8961 | 0 |  |  | 338.3262 | 0 | 338.8961 | 0 | 338.8961 | 0.0010616 | 337.351 | 0 | 338.8961 | 0 | 338.3262 | 0 | 337.6481 | 0 | 338.8961 | 0 | 338.8961 | 0
| 338.5393 | 0 | 339.1096 | 0 | 337.3457 | 0 | 337.56 | 0 | 339.1096 | 0 | 339.1096 | 0 | 339.1096 | 0 | 347.7636 | 0.49747 | 339.1096 | 0.00012492 |  |  | 338.5393 | 0 | 339.1096 | 0 | 339.1096 | 0.0090687 | 337.5617 | 0 | 339.1096 | 0.011471 | 338.5393 | 0 | 337.8628 | 0 | 339.1096 | 0 | 339.1096 | 0
| 338.7525 | 0 | 339.323 | 0 | 337.5608 | 0 | 337.77 | 0 | 339.323 | 0 | 339.323 | 0 | 339.323 | 0 | 347.9786 | 0.10597 | 339.323 | 0 |  |  | 338.7524 | 0 | 339.323 | 0 | 339.323 | 0.0013122 | 337.7725 | 0 | 339.323 | 0 | 338.7525 | 0 | 338.0775 | 0 | 339.323 | 0 | 339.323 | 0
| 338.9656 | 0 | 339.5365 | 0 | 337.7759 | 0 | 337.98 | 0 | 339.5365 | 0 | 339.5365 | 0 | 339.5365 | 0 | 348.1936 | 0.49191 | 339.5365 | 4.1596e-05 |  |  | 338.9656 | 0 | 339.5365 | 0 | 339.5365 | 0.0083067 | 337.9832 | 0 | 339.5365 | 0.0091248 | 338.9656 | 0 | 338.2923 | 0 | 339.5365 | 0 | 339.5365 | 0
| 339.1787 | 0 | 339.75 | 0 | 337.9909 | 0 | 338.19 | 0 | 339.75 | 0 | 339.75 | 0 | 339.75 | 0 | 348.4086 | 0.097707 | 339.75 | 0 |  |  | 339.1787 | 0 | 339.75 | 0 | 339.75 | 0.003294 | 338.194 | 0 | 339.75 | 0 | 339.1787 | 0 | 338.5071 | 0 | 339.75 | 0 | 339.75 | 0
| 339.3919 | 0 | 339.9635 | 0 | 338.206 | 0 | 338.4 | 0 | 339.9635 | 0 | 339.9635 | 0 | 339.9635 | 0 | 348.6236 | 0.43204 | 339.9635 | 1.4776e-05 |  |  | 339.3919 | 0 | 339.9635 | 0 | 339.9635 | 0.0049354 | 338.4048 | 0 | 339.9635 | 0.0042127 | 339.3919 | 0 | 338.7219 | 0 | 339.9635 | 0 | 339.9635 | 0
| 339.6051 | 0 | 340.177 | 0 | 338.4211 | 0 | 338.62 | 0 | 340.177 | 0 | 340.177 | 0 | 340.177 | 0 | 348.8386 | 0.13272 | 340.177 | 0 |  |  | 339.6051 | 0 | 340.177 | 0 | 340.177 | 0.0021317 | 338.6156 | 0 | 340.177 | 0 | 339.6051 | 0 | 338.9366 | 0 | 340.177 | 0 | 340.177 | 0
| 339.8183 | 0 | 340.3905 | 0 | 338.6362 | 0 | 338.83 | 0 | 340.3905 | 0 | 340.3905 | 0 | 340.3905 | 0 | 349.0537 | 0.47676 | 340.3905 | 5.1865e-05 |  |  | 339.8183 | 0 | 340.3905 | 0 | 340.3905 | 0.0038891 | 338.8264 | 0 | 340.3905 | 0.01063 | 339.8183 | 0 | 339.1515 | 0 | 340.3905 | 0 | 340.3905 | 0
| 340.0315 | 0 | 340.6041 | 0 | 338.8513 | 0 | 339.04 | 0 | 340.6041 | 0 | 340.6041 | 0 | 340.6041 | 0 | 349.2687 | 0.11468 | 340.6041 | 0 |  |  | 340.0315 | 0 | 340.6041 | 0 | 340.6041 | 0.0031346 | 339.0373 | 0 | 340.6041 | 0 | 340.0315 | 0 | 339.3663 | 0 | 340.6041 | 0 | 340.6041 | 0
| 340.2448 | 0 | 340.8177 | 0 | 339.0665 | 0 | 339.25 | 0 | 340.8176 | 0 | 340.8176 | 0 | 340.8176 | 0 | 349.4838 | 0.45765 | 340.8177 | 5.632e-05 |  |  | 340.2448 | 0 | 340.8176 | 0 | 340.8177 | 0.0057347 | 339.2481 | 0 | 340.8177 | 0.010306 | 340.2448 | 0 | 339.5811 | 0 | 340.8176 | 0 | 340.8176 | 0
| 340.458 | 0 | 341.0312 | 0 | 339.2816 | 0 | 339.46 | 0 | 341.0312 | 0 | 341.0312 | 0 | 341.0312 | 0 | 349.6989 | 0.10641 | 341.0312 | 0 |  |  | 340.458 | 0 | 341.0312 | 0 | 341.0312 | 0.0056001 | 339.459 | 0 | 341.0312 | 0 | 340.458 | 0 | 339.7959 | 0 | 341.0312 | 0 | 341.0312 | 0
| 340.6713 | 0 | 341.2448 | 0 | 339.4968 | 0 | 339.67 | 0 | 341.2448 | 0 | 341.2448 | 0 | 341.2448 | 0 | 349.914 | 0.43185 | 341.2448 | 8.041e-05 |  |  | 340.6713 | 0 | 341.2448 | 0 | 341.2448 | 0.0049469 | 339.6699 | 0 | 341.2448 | 0.0050411 | 340.6713 | 0 | 340.0108 | 0 | 341.2448 | 0 | 341.2448 | 0
| 340.8846 | 0 | 341.4584 | 0 | 339.7119 | 0 | 339.88 | 0 | 341.4584 | 0 | 341.4584 | 0 | 341.4584 | 0 | 350.1291 | 0.11038 | 341.4584 | 0 |  |  | 340.8846 | 0 | 341.4584 | 0 | 341.4584 | -0.0026935 | 339.8808 | 0 | 341.4584 | 0 | 340.8846 | 0 | 340.2256 | 0 | 341.4584 | 0 | 341.4584 | 0
| 341.0979 | 0 | 341.672 | 0 | 339.9271 | 0 | 340.09 | 0 | 341.672 | 0 | 341.672 | 0 | 341.672 | 0 | 350.3442 | 0.41864 | 341.672 | 4.9745e-05 |  |  | 341.0979 | 0 | 341.672 | 0 | 341.672 | 0.011048 | 340.0917 | 0 | 341.672 | 0.0083061 | 341.0979 | 0 | 340.4405 | 0 | 341.672 | 0 | 341.672 | 0
| 341.3112 | 0 | 341.8857 | 0 | 340.1423 | 0 | 340.3 | 0 | 341.8857 | 0 | 341.8857 | 0 | 341.8857 | 0 | 350.5593 | 0.12063 | 341.8857 | 0 |  |  | 341.3112 | 0 | 341.8857 | 0 | 341.8857 | -0.00032357 | 340.3026 | 0 | 341.8857 | 0 | 341.3112 | 0 | 340.6554 | 0 | 341.8857 | 0 | 341.8857 | 0
| 341.5245 | 0 | 342.0993 | 0 | 340.3575 | 0 | 340.51 | 0 | 342.0993 | 0 | 342.0993 | 0 | 342.0993 | 0 | 350.7744 | 0.39321 | 342.0993 | 9.0539e-05 |  |  | 341.5246 | 0 | 342.0993 | 0 | 342.0993 | 0.0060705 | 340.5135 | 0 | 342.0993 | 0.0089498 | 341.5245 | 0 | 340.8702 | 0 | 342.0993 | 0 | 342.0993 | 0
| 341.7379 | 0 | 342.313 | 0 | 340.5727 | 0 | 340.72 | 0 | 342.313 | 0 | 342.313 | 0 | 342.313 | 0 | 350.9896 | 0.10648 | 342.313 | 0 |  |  | 341.7379 | 0 | 342.313 | 0 | 342.313 | -0.004698 | 340.7244 | 0 | 342.313 | 0 | 341.7379 | 0 | 341.0851 | 0 | 342.313 | 0 | 342.313 | 0
| 341.9513 | 0 | 342.5267 | 0 | 340.7879 | 0 | 340.94 | 0 | 342.5267 | 0 | 342.5267 | 0 | 342.5267 | 0 | 351.2047 | 0.39195 | 342.5267 | 4.656e-05 |  |  | 341.9513 | 0 | 342.5267 | 0 | 342.5267 | 0.010913 | 340.9354 | 0 | 342.5267 | 0.009176 | 341.9513 | 0 | 341.3 | 0 | 342.5267 | 0 | 342.5267 | 0
| 342.1646 | 0 | 342.7404 | 0 | 341.0031 | 0 | 341.15 | 0 | 342.7404 | 0 | 342.7404 | 0 | 342.7404 | 0 | 351.4199 | 0.060852 | 342.7404 | 0 |  |  | 342.1647 | 0 | 342.7404 | 0 | 342.7404 | 0.0030502 | 341.1464 | 0 | 342.7404 | 0 | 342.1646 | 0 | 341.515 | 0 | 342.7404 | 0 | 342.7404 | 0
| 342.378 | 0 | 342.9541 | 0 | 341.2183 | 0 | 341.36 | 0 | 342.9541 | 0 | 342.9541 | 0 | 342.9541 | 0 | 351.6351 | 0.40464 | 342.9541 | 8.2827e-05 |  |  | 342.3781 | 0 | 342.9541 | 0 | 342.9541 | 0.0055506 | 341.3573 | 0 | 342.9541 | 0.0082903 | 342.378 | 0 | 341.7299 | 0 | 342.9541 | 0 | 342.9541 | 0
| 342.5915 | 0 | 343.1678 | 0 | 341.4336 | 0 | 341.57 | 0 | 343.1678 | 0 | 343.1678 | 0 | 343.1678 | 0 | 351.8503 | 0.071614 | 343.1678 | 0 |  |  | 342.5915 | 0 | 343.1678 | 0 | 343.1678 | -0.0018671 | 341.5683 | 0 | 343.1678 | 0 | 342.5915 | 0 | 341.9448 | 0 | 343.1678 | 0 | 343.1678 | 0
| 342.8049 | 0 | 343.3816 | 0 | 341.6488 | 0 | 341.78 | 0 | 343.3815 | 0 | 343.3815 | 0 | 343.3815 | 0 | 352.0655 | 0.39196 | 343.3816 | 3.9824e-05 |  |  | 342.8049 | 0 | 343.3815 | 0 | 343.3816 | 0.010071 | 341.7793 | 0 | 343.3816 | 0.011509 | 342.8049 | 0 | 342.1598 | 0 | 343.3815 | 0 | 343.3815 | 0
| 343.0183 | 0 | 343.5953 | 0 | 341.8641 | 0 | 341.99 | 0 | 343.5953 | 0 | 343.5953 | 0 | 343.5953 | 0 | 352.2807 | 0.11164 | 343.5953 | 0 |  |  | 343.0183 | 0 | 343.5953 | 0 | 343.5953 | 0.0011126 | 341.9903 | 0 | 343.5953 | 0 | 343.0183 | 0 | 342.3747 | 0 | 343.5953 | 0 | 343.5953 | 0
| 343.2318 | 0 | 343.8091 | 0 | 342.0794 | 0 | 342.2 | 0 | 343.8091 | 0 | 343.8091 | 0 | 343.8091 | 0 | 352.496 | 0.32031 | 343.8091 | 9.7198e-05 |  |  | 343.2318 | 0 | 343.8091 | 0 | 343.8091 | 0.0046195 | 342.2014 | 0 | 343.8091 | 0.01092 | 343.2318 | 0 | 342.5897 | 0 | 343.8091 | 0 | 343.8091 | 0
| 343.4453 | 0 | 344.0229 | 0 | 342.2947 | 0 | 342.41 | 0 | 344.0229 | 0 | 344.0229 | 0 | 344.0229 | 0 | 352.7112 | 0.056692 | 344.0229 | 0 |  |  | 343.4453 | 0 | 344.0229 | 0 | 344.0229 | -0.0031106 | 342.4124 | 0 | 344.0229 | 0 | 343.4453 | 0 | 342.8047 | 0 | 344.0229 | 0 | 344.0229 | 0
| 343.6588 | 0 | 344.2367 | 0 | 342.51 | 0 | 342.62 | 0 | 344.2367 | 0 | 344.2367 | 0 | 344.2367 | 0 | 352.9265 | 0.42395 | 344.2367 | 0.00011835 |  |  | 343.6588 | 0 | 344.2367 | 0 | 344.2367 | 0.0033079 | 342.6234 | 0 | 344.2367 | 0.01362 | 343.6588 | 0 | 343.0197 | 0 | 344.2367 | 0 | 344.2367 | 0
| 343.8723 | 0 | 344.4505 | 0 | 342.7253 | 0 | 342.83 | 0 | 344.4505 | 0 | 344.4505 | 0 | 344.4505 | 0 | 353.1417 | 0.054564 | 344.4505 | 0 |  |  | 343.8723 | 0 | 344.4505 | 0 | 344.4505 | 0.0029703 | 342.8345 | 0 | 344.4505 | 0 | 343.8723 | 0 | 343.2346 | 0 | 344.4505 | 0 | 344.4505 | 0
| 344.0858 | 0 | 344.6643 | 0 | 342.9406 | 0 | 343.05 | 0 | 344.6643 | 0 | 344.6643 | 0 | 344.6643 | 0 | 353.357 | 0.37504 | 344.6643 | 7.4765e-05 |  |  | 344.0858 | 0 | 344.6643 | 0 | 344.6643 | 0.0074885 | 343.0456 | 0 | 344.6643 | 0.0035643 | 344.0858 | 0 | 343.4496 | 0 | 344.6643 | 0 | 344.6643 | 0
| 344.2994 | 0 | 344.8782 | 0 | 343.1559 | 0 | 343.26 | 0 | 344.8782 | 0 | 344.8782 | 0 | 344.8782 | 0 | 353.5723 | 0.13753 | 344.8781 | 0 |  |  | 344.2994 | 0 | 344.8782 | 0 | 344.8781 | -0.0019277 | 343.2567 | 0 | 344.8781 | 0 | 344.2994 | 0 | 343.6647 | 0 | 344.8782 | 0 | 344.8782 | 0
| 344.5129 | 0 | 345.092 | 0 | 343.3713 | 0 | 343.47 | 0 | 345.092 | 0 | 345.092 | 0 | 345.092 | 0 | 353.7876 | 0.3539 | 345.092 | 4.9747e-05 |  |  | 344.5129 | 0 | 345.092 | 0 | 345.092 | 0.0074234 | 343.4678 | 0 | 345.092 | 0.0067741 | 344.5129 | 0 | 343.8797 | 0 | 345.092 | 0 | 345.092 | 0
| 344.7265 | 0 | 345.3059 | 0 | 343.5866 | 0 | 343.68 | 0 | 345.3059 | 0 | 345.3059 | 0 | 345.3059 | 0 | 354.0029 | 0.071996 | 345.3059 | 0 |  |  | 344.7265 | 0 | 345.3059 | 0 | 345.3059 | 0.0020782 | 343.6789 | 0 | 345.3059 | 0 | 344.7265 | 0 | 344.0947 | 0 | 345.3059 | 0 | 345.3059 | 0
| 344.9401 | 0 | 345.5198 | 0 | 343.802 | 0 | 343.89 | 0 | 345.5198 | 0 | 345.5198 | 0 | 345.5198 | 0 | 354.2182 | 0.33514 | 345.5198 | 7.9004e-05 |  |  | 344.9401 | 0 | 345.5198 | 0 | 345.5198 | 0.010582 | 343.89 | 0 | 345.5198 | 0.010322 | 344.9401 | 0 | 344.3098 | 0 | 345.5198 | 0 | 345.5198 | 0
| 345.1537 | 0 | 345.7337 | 0 | 344.0173 | 0 | 344.1 | 0 | 345.7337 | 0 | 345.7337 | 0 | 345.7337 | 0 | 354.4336 | 0.080885 | 345.7337 | 0 |  |  | 345.1537 | 0 | 345.7337 | 0 | 345.7337 | 0.0014349 | 344.1012 | 0 | 345.7337 | 0 | 345.1537 | 0 | 344.5248 | 0 | 345.7337 | 0 | 345.7337 | 0
| 345.3673 | 0 | 345.9476 | 0 | 344.2327 | 0 | 344.31 | 0 | 345.9476 | 0 | 345.9476 | 0 | 345.9476 | 0 | 354.6489 | 0.33311 | 345.9476 | 8.375e-05 |  |  | 345.3673 | 0 | 345.9476 | 0 | 345.9476 | 0.0090518 | 344.3123 | 0 | 345.9476 | 0.0071772 | 345.3673 | 0 | 344.7399 | 0 | 345.9476 | 0 | 345.9476 | 0
| 345.581 | 0 | 346.1615 | 0 | 344.4481 | 0 | 344.52 | 0 | 346.1615 | 0 | 346.1615 | 0 | 346.1615 | 0 | 354.8643 | 0.107 | 346.1615 | 0 |  |  | 345.581 | 0 | 346.1615 | 0 | 346.1615 | -0.00038118 | 344.5235 | 0 | 346.1615 | 0 | 345.581 | 0 | 344.955 | 0 | 346.1615 | 0 | 346.1615 | 0
| 345.7946 | 0 | 346.3755 | 0 | 344.6635 | 0 | 344.73 | 0 | 346.3755 | 0 | 346.3755 | 0 | 346.3755 | 0 | 355.0797 | 0.32366 | 346.3755 | 5.6162e-05 |  |  | 345.7946 | 0 | 346.3755 | 0 | 346.3755 | 0.010318 | 344.7347 | 0 | 346.3755 | 0.0067432 | 345.7946 | 0 | 345.1701 | 0 | 346.3755 | 0 | 346.3755 | 0
| 346.0083 | 0 | 346.5894 | 0 | 344.8789 | 0 | 344.95 | 0 | 346.5895 | 0 | 346.5895 | 0 | 346.5895 | 0 | 355.295 | 0.10219 | 346.5894 | 0 |  |  | 346.0083 | 0 | 346.5895 | 0 | 346.5894 | -0.0011625 | 344.9459 | 0 | 346.5894 | 0 | 346.0083 | 0 | 345.3852 | 0 | 346.5895 | 0 | 346.5895 | 0
| 346.222 | 0 | 346.8034 | 0 | 345.0944 | 0 | 345.16 | 0 | 346.8034 | 0 | 346.8034 | 0 | 346.8034 | 0 | 355.5104 | 0.35 | 346.8034 | 9.8157e-05 |  |  | 346.222 | 0 | 346.8034 | 0 | 346.8034 | 0.0060766 | 345.1571 | 0 | 346.8034 | 0.0059693 | 346.222 | 0 | 345.6003 | 0 | 346.8034 | 0 | 346.8034 | 0
| 346.4357 | 0 | 347.0174 | 0 | 345.3098 | 0 | 345.37 | 0 | 347.0174 | 0 | 347.0174 | 0 | 347.0174 | 0 | 355.7259 | 0.065992 | 347.0174 | 0 |  |  | 346.4357 | 0 | 347.0174 | 0 | 347.0174 | 0.0005277 | 345.3683 | 0 | 347.0174 | 0 | 346.4357 | 0 | 345.8154 | 0 | 347.0174 | 0 | 347.0174 | 0
| 346.6494 | 0 | 347.2314 | 0 | 345.5252 | 0 | 345.58 | 0 | 347.2314 | 0 | 347.2314 | 0 | 347.2314 | 0 | 355.9413 | 0.36875 | 347.2314 | 0.00011908 |  |  | 346.6494 | 0 | 347.2314 | 0 | 347.2314 | 0.0071242 | 345.5795 | 0 | 347.2314 | 0.0099652 | 346.6494 | 0 | 346.0305 | 0 | 347.2314 | 0 | 347.2314 | 0
| 346.8632 | 0 | 347.4455 | 0 | 345.7407 | 0 | 345.79 | 0 | 347.4455 | 0 | 347.4455 | 0 | 347.4455 | 0 | 356.1567 | 0.079505 | 347.4455 | 0 |  |  | 346.8632 | 0 | 347.4455 | 0 | 347.4455 | 0.0016314 | 345.7908 | 0 | 347.4455 | 0 | 346.8632 | 0 | 346.2457 | 0 | 347.4455 | 0 | 347.4455 | 0
| 347.0769 | 0 | 347.6595 | 0 | 345.9562 | 0 | 346 | 0 | 347.6595 | 0 | 347.6595 | 0 | 347.6595 | 0 | 356.3721 | 0.33347 | 347.6595 | 9.6062e-05 |  |  | 347.0769 | 0 | 347.6595 | 0 | 347.6595 | 0.0047768 | 346.002 | 0 | 347.6595 | 0.0046962 | 347.0769 | 0 | 346.4608 | 0 | 347.6595 | 0 | 347.6595 | 0
| 347.2907 | 0 | 347.8736 | 0 | 346.1716 | 0 | 346.21 | 0 | 347.8736 | 0 | 347.8736 | 0 | 347.8736 | 0 | 356.5876 | 0.083953 | 347.8736 | 0 |  |  | 347.2907 | 0 | 347.8736 | 0 | 347.8736 | 0.0042048 | 346.2133 | 0 | 347.8736 | 0 | 347.2907 | 0 | 346.676 | 0 | 347.8736 | 0 | 347.8736 | 0
| 347.5045 | 0 | 348.0876 | 0 | 346.3871 | 0 | 346.42 | 0 | 348.0876 | 0 | 348.0876 | 0 | 348.0876 | 0 | 356.8031 | 0.3686 | 348.0876 | 0.00012603 |  |  | 347.5045 | 0 | 348.0876 | 0 | 348.0876 | 0.01359 | 346.4246 | 0 | 348.0876 | 0.0029582 | 347.5045 | 0 | 346.8912 | 0 | 348.0876 | 0 | 348.0876 | 0
| 347.7183 | 0 | 348.3017 | 0 | 346.6026 | 0 | 346.64 | 0 | 348.3017 | 0 | 348.3017 | 0 | 348.3017 | 0 | 357.0185 | 0.060339 | 348.3017 | 0 |  |  | 347.7183 | 0 | 348.3017 | 0 | 348.3017 | 0.00027589 | 346.6359 | 0 | 348.3017 | 0 | 347.7183 | 0 | 347.1064 | 0 | 348.3017 | 0 | 348.3017 | 0
| 347.9321 | 0 | 348.5158 | 0 | 346.8181 | 0 | 346.85 | 0 | 348.5158 | 0 | 348.5158 | 0 | 348.5158 | 0 | 357.234 | 0.31868 | 348.5158 | 0.00010052 |  |  | 347.9321 | 0 | 348.5158 | 0 | 348.5158 | 0.0067999 | 346.8472 | 0 | 348.5158 | 0.0080868 | 347.9321 | 0 | 347.3216 | 0 | 348.5158 | 0 | 348.5158 | 0
| 348.1459 | 0 | 348.7299 | 0 | 347.0336 | 0 | 347.06 | 0 | 348.7299 | 0 | 348.7299 | 0 | 348.7299 | 0 | 357.4495 | 0.08916 | 348.7299 | 0 |  |  | 348.1459 | 0 | 348.7299 | 0 | 348.7299 | 0.00098073 | 347.0585 | 0 | 348.7299 | 0 | 348.1459 | 0 | 347.5367 | 0 | 348.7299 | 0 | 348.7299 | 0
| 348.3598 | 0 | 348.9441 | 0 | 347.2492 | 0 | 347.27 | 0 | 348.9441 | 0 | 348.9441 | 0 | 348.9441 | 0 | 357.665 | 0.37001 | 348.9441 | 3.1404e-05 |  |  | 348.3598 | 0 | 348.9441 | 0 | 348.9441 | 0.013482 | 347.2698 | 0 | 348.9441 | 0.0067744 | 348.3598 | 0 | 347.752 | 0 | 348.9441 | 0 | 348.9441 | 0
| 348.5736 | 0 | 349.1582 | 0 | 347.4647 | 0 | 347.48 | 0 | 349.1582 | 0 | 349.1582 | 0 | 349.1582 | 0 | 357.8806 | 0.085676 | 349.1582 | 0 |  |  | 348.5736 | 0 | 349.1582 | 0 | 349.1582 | 0.0031596 | 347.4812 | 0 | 349.1582 | 0 | 348.5736 | 0 | 347.9672 | 0 | 349.1582 | 0 | 349.1582 | 0
| 348.7875 | 0 | 349.3723 | 0 | 347.6803 | 0 | 347.69 | 0 | 349.3724 | 0 | 349.3724 | 0 | 349.3724 | 0 | 358.0961 | 0.33557 | 349.3723 | 0.00011415 |  |  | 348.7875 | 0 | 349.3724 | 0 | 349.3723 | 0.0070221 | 347.6925 | 0 | 349.3723 | 0.010829 | 348.7875 | 0 | 348.1824 | 0 | 349.3724 | 0 | 349.3724 | 0
| 349.0014 | 0 | 349.5865 | 0 | 347.8958 | 0 | 347.9 | 0 | 349.5865 | 0 | 349.5865 | 0 | 349.5865 | 0 | 358.3116 | 0.10295 | 349.5865 | 0 |  |  | 349.0014 | 0 | 349.5865 | 0 | 349.5865 | 0.00059296 | 347.9039 | 0 | 349.5865 | 0 | 349.0014 | 0 | 348.3977 | 0 | 349.5865 | 0 | 349.5865 | 0
| 349.2153 | 0 | 349.8007 | 0 | 348.1114 | 0 | 348.12 | 0 | 349.8007 | 0 | 349.8007 | 0 | 349.8007 | 0 | 358.5272 | 0.34772 | 349.8007 | 2.7464e-05 |  |  | 349.2153 | 0 | 349.8007 | 0 | 349.8007 | 0.0087577 | 348.1153 | 0 | 349.8007 | 0.0065595 | 349.2153 | 0 | 348.6129 | 0 | 349.8007 | 0 | 349.8007 | 0
| 349.4292 | 0 | 350.0149 | 0 | 348.327 | 0 | 348.33 | 0 | 350.0149 | 0 | 350.0149 | 0 | 350.0149 | 0 | 358.7428 | 0.090473 | 350.0149 | 0 |  |  | 349.4292 | 0 | 350.0149 | 0 | 350.0149 | -0.0046419 | 348.3267 | 0 | 350.0149 | 0 | 349.4292 | 0 | 348.8282 | 0 | 350.0149 | 0 | 350.0149 | 0
| 349.6432 | 0 | 350.2291 | 0 | 348.5426 | 0 | 348.54 | 0 | 350.2291 | 0 | 350.2291 | 0 | 350.2291 | 0 | 358.9583 | 0.37704 | 350.2291 | 7.4531e-05 |  |  | 349.6432 | 0 | 350.2291 | 0 | 350.2291 | 0.0069632 | 348.5381 | 0 | 350.2291 | 0.014021 | 349.6432 | 0 | 349.0435 | 0 | 350.2291 | 0 | 350.2291 | 0
| 349.8571 | 0 | 350.4434 | 0 | 348.7582 | 0 | 348.75 | 0 | 350.4434 | 0 | 350.4434 | 0 | 350.4434 | 0 | 359.174 | 0.082393 | 350.4434 | 0 |  |  | 349.8571 | 0 | 350.4434 | 0 | 350.4434 | 0.0034858 | 348.7495 | 0 | 350.4434 | 0 | 349.8571 | 0 | 349.2588 | 0 | 350.4434 | 0 | 350.4434 | 0
| 350.0711 | 0 | 350.6576 | 0 | 348.9738 | 0 | 348.96 | 0 | 350.6576 | 0 | 350.6576 | 0 | 350.6576 | 0 | 359.3896 | 0.31236 | 350.6576 | 9.7057e-05 |  |  | 350.0711 | 0 | 350.6576 | 0 | 350.6576 | 0.0073769 | 348.961 | 0 | 350.6576 | 0.0078182 | 350.0711 | 0 | 349.4741 | 0 | 350.6576 | 0 | 350.6576 | 0
| 350.2851 | 0 | 350.8719 | 0 | 349.1894 | 0 | 349.17 | 0 | 350.8719 | 0 | 350.8719 | 0 | 350.8719 | 0 | 359.6052 | 0.099993 | 350.8719 | 0 |  |  | 350.2851 | 0 | 350.8719 | 0 | 350.8719 | -0.00097371 | 349.1724 | 0 | 350.8719 | 0 | 350.2851 | 0 | 349.6894 | 0 | 350.8719 | 0 | 350.8719 | 0
| 350.4991 | 0 | 351.0862 | 0 | 349.4051 | 0 | 349.38 | 0 | 351.0862 | 0 | 351.0862 | 0 | 351.0862 | 0 | 359.8208 | 0.28431 | 351.0861 | 0 |  |  | 350.4991 | 0 | 351.0862 | 0 | 351.0862 | -0.0010987 | 349.3839 | 0 | 351.0861 | 0.010466 | 350.4991 | 0 | 349.9047 | 0 | 351.0862 | 0 | 351.0862 | 0
| 350.7131 | 0 | 351.3005 | 0 | 349.6207 | 0 | 349.6 | 0 | 351.3005 | 0 | 351.3005 | 0 | 351.3005 | 0 | 360.0364 | 0.091843 | 351.3005 | 0 |  |  | 350.7131 | 0 | 351.3005 | 0 | 351.3004 | 0.0018115 | 349.5953 | 0 | 351.3005 | 0 | 350.7131 | 0 | 350.12 | 0 | 351.3005 | 0 | 351.3005 | 0
| 350.9272 | 0 | 351.5148 | 0 | 349.8364 | 0 | 349.81 | 0 | 351.5148 | 0 | 351.5148 | 0 | 351.5148 | 0 | 360.2521 | 0.28463 | 351.5148 | 9.4647e-05 |  |  | 350.9272 | 0 | 351.5148 | 0 | 351.5148 | 0.0080217 | 349.8068 | 0 | 351.5148 | 0.0086545 | 350.9272 | 0 | 350.3353 | 0 | 351.5148 | 0 | 351.5148 | 0
| 351.1412 | 0 | 351.7291 | 0 | 350.052 | 0 | 350.02 | 0 | 351.7291 | 0 | 351.7291 | 0 | 351.7291 | 0 | 360.4677 | 0.084703 | 351.7291 | 0 |  |  | 351.1412 | 0 | 351.7291 | 0 | 351.7291 | 0.004949 | 350.0183 | 0 | 351.7291 | 0 | 351.1412 | 0 | 350.5507 | 0 | 351.7291 | 0 | 351.7291 | 0
| 351.3553 | 0 | 351.9434 | 0 | 350.2677 | 0 | 350.23 | 0 | 351.9434 | 0 | 351.9434 | 0 | 351.9434 | 0 | 360.6834 | 0.27661 | 351.9434 | 0.00010888 |  |  | 351.3553 | 0 | 351.9434 | 0 | 351.9434 | 0.0031274 | 350.2298 | 0 | 351.9434 | 0.0049318 | 351.3553 | 0 | 350.7661 | 0 | 351.9434 | 0 | 351.9434 | 0
| 351.5694 | 0 | 352.1578 | 0 | 350.4834 | 0 | 350.44 | 0 | 352.1578 | 0 | 352.1578 | 0 | 352.1578 | 0 | 360.8991 | 0.083633 | 352.1578 | 0 |  |  | 351.5694 | 0 | 352.1578 | 0 | 352.1578 | -0.0034949 | 350.4413 | 0 | 352.1578 | 0 | 351.5694 | 0 | 350.9814 | 0 | 352.1578 | 0 | 352.1578 | 0
| 351.7835 | 0 | 352.3721 | 0 | 350.6991 | 0 | 350.65 | 0 | 352.3721 | 0 | 352.3721 | 0 | 352.3721 | 0 | 361.1148 | 0.26921 | 352.3721 | 5.5814e-05 |  |  | 351.7835 | 0 | 352.3721 | 0 | 352.3721 | 0.010768 | 350.6529 | 0 | 352.3721 | 0.0091604 | 351.7835 | 0 | 351.1968 | 0 | 352.3721 | 0 | 352.3721 | 0
| 351.9976 | 0 | 352.5865 | 0 | 350.9148 | 0 | 350.86 | 0 | 352.5865 | 0 | 352.5865 | 0 | 352.5865 | 0 | 361.3305 | 0.045786 | 352.5865 | 0 |  |  | 351.9976 | 0 | 352.5865 | 0 | 352.5865 | 0.0014071 | 350.8644 | 0 | 352.5865 | 0 | 351.9976 | 0 | 351.4122 | 0 | 352.5865 | 0 | 352.5865 | 0
| 352.2117 | 0 | 352.8009 | 0 | 351.1305 | 0 | 351.08 | 0 | 352.8009 | 0 | 352.8009 | 0 | 352.8009 | 0 | 361.5463 | 0.27094 | 352.8009 | 0.0001035 |  |  | 352.2117 | 0 | 352.8009 | 0 | 352.8009 | 0.004289 | 351.076 | 0 | 352.8009 | 0.010654 | 352.2117 | 0 | 351.6276 | 0 | 352.8009 | 0 | 352.8009 | 0
| 352.4259 | 0 | 353.0153 | 0 | 351.3463 | 0 | 351.29 | 0 | 353.0153 | 0 | 353.0153 | 0 | 353.0153 | 0 | 361.762 | 0.059422 | 353.0153 | 0 |  |  | 352.4259 | 0 | 353.0153 | 0 | 353.0153 | 0.0022396 | 351.2876 | 0 | 353.0153 | 0 | 352.4259 | 0 | 351.843 | 0 | 353.0153 | 0 | 353.0153 | 0
| 352.64 | 0 | 353.2298 | 0 | 351.562 | 0 | 351.5 | 0 | 353.2298 | 0 | 353.2298 | 0 | 353.2298 | 0 | 361.9777 | 0.25917 | 353.2298 | 0.00012792 |  |  | 352.6401 | 0 | 353.2298 | 0 | 353.2298 | 0.011837 | 351.4992 | 0 | 353.2298 | 0.0098003 | 352.64 | 0 | 352.0584 | 0 | 353.2298 | 0 | 353.2298 | 0
| 352.8542 | 0 | 353.4442 | 0 | 351.7778 | 0 | 351.71 | 0 | 353.4442 | 0 | 353.4442 | 0 | 353.4442 | 0 | 362.1935 | 0.054939 | 353.4442 | 0 |  |  | 352.8542 | 0 | 353.4442 | 0 | 353.4442 | -0.0013033 | 351.7108 | 0 | 353.4442 | 0 | 352.8542 | 0 | 352.2738 | 0 | 353.4442 | 0 | 353.4442 | 0
| 353.0684 | 0 | 353.6587 | 0 | 351.9935 | 0 | 351.92 | 0 | 353.6587 | 0 | 353.6587 | 0 | 353.6587 | 0 | 362.4093 | 0.25886 | 353.6587 | 0.00010708 |  |  | 353.0684 | 0 | 353.6587 | 0 | 353.6587 | 0.0070449 | 351.9224 | 0 | 353.6587 | 0.009961 | 353.0684 | 0 | 352.4893 | 0 | 353.6587 | 0 | 353.6587 | 0
| 353.2826 | 0 | 353.8731 | 0 | 352.2093 | 0 | 352.13 | 0 | 353.8731 | 0 | 353.8731 | 0 | 353.8731 | 0 | 362.625 | 0.075446 | 353.8731 | 0 |  |  | 353.2826 | 0 | 353.8731 | 0 | 353.8731 | 0.00062646 | 352.134 | 0 | 353.8731 | 0 | 353.2826 | 0 | 352.7047 | 0 | 353.8731 | 0 | 353.8731 | 0
| 353.4969 | 0 | 354.0876 | 0 | 352.4251 | 0 | 352.35 | 0 | 354.0876 | 0 | 354.0876 | 0 | 354.0876 | 0 | 362.8408 | 0.24241 | 354.0876 | 6.5932e-05 |  |  | 353.4969 | 0 | 354.0876 | 0 | 354.0876 | 0.008178 | 352.3456 | 0 | 354.0876 | 0.0099414 | 353.4969 | 0 | 352.9202 | 0 | 354.0876 | 0 | 354.0876 | 0
| 353.7111 | 0 | 354.3021 | 0 | 352.6409 | 0 | 352.56 | 0 | 354.3021 | 0 | 354.3021 | 0 | 354.3021 | 0 | 363.0566 | 0.076441 | 354.3021 | 0 |  |  | 353.7111 | 0 | 354.3021 | 0 | 354.3021 | 0.0010533 | 352.5573 | 0 | 354.3021 | 0 | 353.7111 | 0 | 353.1357 | 0 | 354.3021 | 0 | 354.3021 | 0
| 353.9254 | 0 | 354.5166 | 0 | 352.8567 | 0 | 352.77 | 0 | 354.5166 | 0 | 354.5166 | 0 | 354.5166 | 0 | 363.2725 | 0.26796 | 354.5166 | 1.5907e-05 |  |  | 353.9254 | 0 | 354.5166 | 0 | 354.5166 | 0.0063824 | 352.769 | 0 | 354.5166 | 0.0063588 | 353.9254 | 0 | 353.3511 | 0 | 354.5166 | 0 | 354.5166 | 0
| 354.1397 | 0 | 354.7312 | 0 | 353.0725 | 0 | 352.98 | 0 | 354.7312 | 0 | 354.7312 | 0 | 354.7312 | 0 | 363.4883 | 0.070216 | 354.7312 | 0 |  |  | 354.1397 | 0 | 354.7312 | 0 | 354.7312 | -0.00097681 | 352.9806 | 0 | 354.7312 | 0 | 354.1397 | 0 | 353.5667 | 0 | 354.7312 | 0 | 354.7312 | 0
| 354.354 | 0 | 354.9457 | 0 | 353.2883 | 0 | 353.19 | 0 | 354.9457 | 0 | 354.9457 | 0 | 354.9457 | 0 | 363.7041 | 0.23941 | 354.9457 | 5.4379e-05 |  |  | 354.354 | 0 | 354.9457 | 0 | 354.9457 | 0.0050472 | 353.1923 | 0 | 354.9457 | 0.0054135 | 354.354 | 0 | 353.7821 | 0 | 354.9457 | 0 | 354.9457 | 0
| 354.5683 | 0 | 355.1603 | 0 | 353.5041 | 0 | 353.4 | 0 | 355.1603 | 0 | 355.1603 | 0 | 355.1603 | 0 | 363.92 | 0.045018 | 355.1603 | 0 |  |  | 354.5683 | 0 | 355.1603 | 0 | 355.1602 | 0.0027792 | 353.404 | 0 | 355.1603 | 0 | 354.5683 | 0 | 353.9977 | 0 | 355.1603 | 0 | 355.1603 | 0
| 354.7826 | 0 | 355.3748 | 0 | 353.72 | 0 | 353.62 | 0 | 355.3748 | 0 | 355.3748 | 0 | 355.3748 | 0 | 364.1358 | 0.22356 | 355.3748 | 7.4655e-05 |  |  | 354.7826 | 0 | 355.3748 | 0 | 355.3748 | 0.010043 | 353.6157 | 0 | 355.3748 | 0.0056725 | 354.7826 | 0 | 354.2132 | 0 | 355.3748 | 0 | 355.3748 | 0
| 354.9969 | 0 | 355.5894 | 0 | 353.9359 | 0 | 353.83 | 0 | 355.5894 | 0 | 355.5894 | 0 | 355.5894 | 0 | 364.3517 | 0.06695 | 355.5894 | 0 |  |  | 354.9969 | 0 | 355.5894 | 0 | 355.5894 | -0.002285 | 353.8275 | 0 | 355.5894 | 0 | 354.9969 | 0 | 354.4287 | 0 | 355.5894 | 0 | 355.5894 | 0
| 355.2113 | 0 | 355.804 | 0 | 354.1517 | 0 | 354.04 | 0 | 355.804 | 0 | 355.804 | 0 | 355.804 | 0 | 364.5676 | 0.24451 | 355.804 | 4.777e-05 |  |  | 355.2113 | 0 | 355.804 | 0 | 355.804 | 0.0041886 | 354.0392 | 0 | 355.804 | 0.0091831 | 355.2113 | 0 | 354.6443 | 0 | 355.804 | 0 | 355.804 | 0
| 355.4257 | 0 | 356.0186 | 0 | 354.3676 | 0 | 354.25 | 0 | 356.0186 | 0 | 356.0186 | 0 | 356.0186 | 0 | 364.7835 | 0.070724 | 356.0186 | 0 |  |  | 355.4257 | 0 | 356.0186 | 0 | 356.0186 | 0.00063241 | 354.2509 | 0 | 356.0186 | 0 | 355.4257 | 0 | 354.8598 | 0 | 356.0186 | 0 | 356.0186 | 0
| 355.64 | 0 | 356.2333 | 0 | 354.5835 | 0 | 354.46 | 0 | 356.2333 | 0 | 356.2333 | 0 | 356.2333 | 0 | 364.9994 | 0.23529 | 356.2333 | 2.3528e-05 |  |  | 355.64 | 0 | 356.2333 | 0 | 356.2333 | 0.0073774 | 354.4627 | 0 | 356.2333 | 0.0031141 | 355.64 | 0 | 355.0754 | 0 | 356.2333 | 0 | 356.2333 | 0
| 355.8544 | 0 | 356.4479 | 0 | 354.7994 | 0 | 354.67 | 0 | 356.4479 | 0 | 356.4479 | 0 | 356.4479 | 0 | 365.2153 | 0.060246 | 356.4479 | 0 |  |  | 355.8545 | 0 | 356.4479 | 0 | 356.4479 | -0.003168 | 354.6745 | 0 | 356.4479 | 0 | 355.8544 | 0 | 355.291 | 0 | 356.4479 | 0 | 356.4479 | 0
| 356.0689 | 0 | 356.6626 | 0 | 355.0153 | 0 | 354.89 | 0 | 356.6626 | 0 | 356.6626 | 0 | 356.6626 | 0 | 365.4312 | 0.2299 | 356.6626 | 0.00011542 |  |  | 356.0689 | 0 | 356.6626 | 0 | 356.6626 | 0.0046169 | 354.8863 | 0 | 356.6626 | 0.010378 | 356.0689 | 0 | 355.5065 | 0 | 356.6626 | 0 | 356.6626 | 0
| 356.2833 | 0 | 356.8773 | 0 | 355.2312 | 0 | 355.1 | 0 | 356.8773 | 0 | 356.8773 | 0 | 356.8773 | 0 | 365.6472 | 0.049809 | 356.8773 | 0 |  |  | 356.2833 | 0 | 356.8773 | 0 | 356.8773 | -0.0013263 | 355.0981 | 0 | 356.8773 | 0 | 356.2833 | 0 | 355.7221 | 0 | 356.8773 | 0 | 356.8773 | 0
| 356.4978 | 0 | 357.092 | 0 | 355.4472 | 0 | 355.31 | 0 | 357.092 | 0 | 357.092 | 0 | 357.092 | 0 | 365.8631 | 0.23272 | 357.092 | 0.00010706 |  |  | 356.4978 | 0 | 357.092 | 0 | 357.092 | 0.0091838 | 355.3099 | 0 | 357.092 | 0.011861 | 356.4978 | 0 | 355.9377 | 0 | 357.092 | 0 | 357.092 | 0
| 356.7122 | 0 | 357.3067 | 0 | 355.6631 | 0 | 355.52 | 0 | 357.3067 | 0 | 357.3067 | 0 | 357.3067 | 0 | 366.0791 | 0.059359 | 357.3067 | 0 |  |  | 356.7122 | 0 | 357.3067 | 0 | 357.3067 | 0.0027042 | 355.5217 | 0 | 357.3067 | 0 | 356.7122 | 0 | 356.1534 | 0 | 357.3067 | 0 | 357.3067 | 0
| 356.9267 | 0 | 357.5214 | 0 | 355.879 | 0 | 355.73 | 0 | 357.5214 | 0 | 357.5214 | 0 | 357.5214 | 0 | 366.2951 | 0.20923 | 357.5214 | 6.4701e-05 |  |  | 356.9267 | 0 | 357.5214 | 0 | 357.5214 | 0.011342 | 355.7336 | 0 | 357.5214 | 0.0048965 | 356.9267 | 0 | 356.369 | 0 | 357.5214 | 0 | 357.5214 | 0
| 357.1412 | 0 | 357.7361 | 0 | 356.095 | 0 | 355.95 | 0 | 357.7361 | 0 | 357.7361 | 0 | 357.7361 | 0 | 366.5111 | 0.063442 | 357.7362 | 0 |  |  | 357.1412 | 0 | 357.7361 | 0 | 357.7361 | 0.0033294 | 355.9454 | 0 | 357.7362 | 0 | 357.1412 | 0 | 356.5846 | 0 | 357.7361 | 0 | 357.7361 | 0
| 357.3557 | 0 | 357.9509 | 0 | 356.311 | 0 | 356.16 | 0 | 357.9509 | 0 | 357.9509 | 0 | 357.9509 | 0 | 366.7271 | 0.22262 | 357.9509 | 0.00010819 |  |  | 357.3557 | 0 | 357.9509 | 0 | 357.9509 | 0.012562 | 356.1573 | 0 | 357.9509 | 0.00784 | 357.3557 | 0 | 356.8003 | 0 | 357.9509 | 0 | 357.9509 | 0
| 357.5702 | 0 | 358.1657 | 0 | 356.527 | 0 | 356.37 | 0 | 358.1657 | 0 | 358.1657 | 0 | 358.1657 | 0 | 366.9431 | 0.041851 | 358.1657 | 0 |  |  | 357.5703 | 0 | 358.1657 | 0 | 358.1656 | -0.0074332 | 356.3691 | 0 | 358.1657 | 0 | 357.5702 | 0 | 357.0159 | 0 | 358.1657 | 0 | 358.1657 | 0
| 357.7848 | 0 | 358.3804 | 0 | 356.743 | 0 | 356.58 | 0 | 358.3804 | 0 | 358.3804 | 0 | 358.3804 | 0 | 367.1591 | 0.19471 | 358.3804 | 6.8702e-05 |  |  | 357.7848 | 0 | 358.3804 | 0 | 358.3804 | 0.0062834 | 356.581 | 0 | 358.3804 | 0.0097604 | 357.7848 | 0 | 357.2316 | 0 | 358.3804 | 0 | 358.3804 | 0
| 357.9994 | 0 | 358.5952 | 0 | 356.959 | 0 | 356.79 | 0 | 358.5952 | 0 | 358.5952 | 0 | 358.5952 | 0 | 367.3752 | 0.062627 | 358.5953 | 0 |  |  | 357.9994 | 0 | 358.5952 | 0 | 358.5952 | 0.0013951 | 356.7929 | 0 | 358.5953 | 0 | 357.9994 | 0 | 357.4473 | 0 | 358.5952 | 0 | 358.5952 | 0
| 358.2139 | 0 | 358.81 | 0 | 357.175 | 0 | 357 | 0 | 358.81 | 0 | 358.81 | 0 | 358.81 | 0 | 367.5912 | 0.18938 | 358.81 | 3.9501e-05 |  |  | 358.2139 | 0 | 358.81 | 0 | 358.81 | 0.0051502 | 357.0048 | 0 | 358.81 | 0.0073539 | 358.2139 | 0 | 357.6629 | 0 | 358.81 | 0 | 358.81 | 0
| 358.4285 | 0 | 359.0249 | 0 | 357.391 | 0 | 357.22 | 0 | 359.0249 | 0 | 359.0249 | 0 | 359.0249 | 0 | 367.8073 | 0.055201 | 359.0249 | 0 |  |  | 358.4285 | 0 | 359.0249 | 0 | 359.0249 | -0.0013704 | 357.2168 | 0 | 359.0249 | 0 | 358.4285 | 0 | 357.8786 | 0 | 359.0249 | 0 | 359.0249 | 0
| 358.6431 | 0 | 359.2397 | 0 | 357.607 | 0 | 357.43 | 0 | 359.2397 | 0 | 359.2397 | 0 | 359.2397 | 0 | 368.0233 | 0.18855 | 359.2397 | 0.00012224 |  |  | 358.6431 | 0 | 359.2397 | 0 | 359.2397 | 0.0038998 | 357.4287 | 0 | 359.2397 | 0.009872 | 358.6431 | 0 | 358.0944 | 0 | 359.2397 | 0 | 359.2397 | 0
| 358.8578 | 0 | 359.4546 | 0 | 357.8231 | 0 | 357.64 | 0 | 359.4546 | 0 | 359.4546 | 0 | 359.4546 | 0 | 368.2394 | 0.043933 | 359.4546 | 0 |  |  | 358.8578 | 0 | 359.4546 | 0 | 359.4546 | 0.0046368 | 357.6407 | 0 | 359.4546 | 0 | 358.8578 | 0 | 358.3101 | 0 | 359.4546 | 0 | 359.4546 | 0
| 359.0724 | 0 | 359.6694 | 0 | 358.0391 | 0 | 357.85 | 0 | 359.6694 | 0 | 359.6694 | 0 | 359.6694 | 0 | 368.4555 | 0.15367 | 359.6694 | 3.3589e-05 |  |  | 359.0724 | 0 | 359.6694 | 0 | 359.6694 | 0.0057498 | 357.8526 | 0 | 359.6694 | 0.0090463 | 359.0724 | 0 | 358.5258 | 0 | 359.6694 | 0 | 359.6694 | 0
| 359.2871 | 0 | 359.8843 | 0 | 358.2552 | 0 | 358.06 | 0 | 359.8843 | 0 | 359.8843 | 0 | 359.8843 | 0 | 368.6716 | 0.049573 | 359.8843 | 0 |  |  | 359.2871 | 0 | 359.8843 | 0 | 359.8843 | -0.0063614 | 358.0646 | 0 | 359.8843 | 0 | 359.2871 | 0 | 358.7415 | 0 | 359.8843 | 0 | 359.8843 | 0
| 359.5017 | 0 | 360.0992 | 0 | 358.4713 | 0 | 358.28 | 0 | 360.0992 | 0 | 360.0992 | 0 | 360.0992 | 0 | 368.8877 | 0.19355 | 360.0992 | 0.00011918 |  |  | 359.5017 | 0 | 360.0992 | 0 | 360.0992 | 0.0029294 | 358.2766 | 0 | 360.0992 | 0.0057751 | 359.5017 | 0 | 358.9573 | 0 | 360.0992 | 0 | 360.0992 | 0
| 359.7164 | 0 | 360.3141 | 0 | 358.6874 | 0 | 358.49 | 0 | 360.3141 | 0 | 360.3141 | 0 | 360.3141 | 0 | 369.1039 | 0.033165 | 360.3141 | 0 |  |  | 359.7164 | 0 | 360.3141 | 0 | 360.3141 | 0.0031803 | 358.4886 | 0 | 360.3141 | 0 | 359.7164 | 0 | 359.173 | 0 | 360.3141 | 0 | 360.3141 | 0
| 359.9311 | 0 | 360.5291 | 0 | 358.9035 | 0 | 358.7 | 0 | 360.5291 | 0 | 360.5291 | 0 | 360.5291 | 0 | 369.32 | 0.17348 | 360.529 | 0.0001505 |  |  | 359.9311 | 0 | 360.5291 | 0 | 360.5291 | 0.0035385 | 358.7006 | 0 | 360.529 | 0.0089636 | 359.9311 | 0 | 359.3888 | 0 | 360.5291 | 0 | 360.5291 | 0
| 360.1458 | 0 | 360.744 | 0 | 359.1196 | 0 | 358.91 | 0 | 360.744 | 0 | 360.744 | 0 | 360.744 | 0 | 369.5362 | 0.041538 | 360.744 | 0 |  |  | 360.1458 | 0 | 360.744 | 0 | 360.744 | 0.0014508 | 358.9126 | 0 | 360.744 | 0 | 360.1458 | 0 | 359.6046 | 0 | 360.744 | 0 | 360.744 | 0
| 360.3606 | 0 | 360.959 | 0 | 359.3357 | 0 | 359.12 | 0 | 360.959 | 0 | 360.959 | 0 | 360.959 | 0 | 369.7523 | 0.15813 | 360.959 | 6.9723e-05 |  |  | 360.3606 | 0 | 360.959 | 0 | 360.959 | 0.011766 | 359.1247 | 0 | 360.959 | 0.0072149 | 360.3606 | 0 | 359.8204 | 0 | 360.959 | 0 | 360.959 | 0
| 360.5753 | 0 | 361.1739 | 0 | 359.5518 | 0 | 359.34 | 0 | 361.1739 | 0 | 361.1739 | 0 | 361.1739 | 0 | 369.9685 | 0.045109 | 361.1739 | 0 |  |  | 360.5753 | 0 | 361.1739 | 0 | 361.174 | -1.076e-05 | 359.3367 | 0 | 361.1739 | 0 | 360.5753 | 0 | 360.0362 | 0 | 361.1739 | 0 | 361.1739 | 0
| 360.7901 | 0 | 361.3889 | 0 | 359.768 | 0 | 359.55 | 0 | 361.3889 | 0 | 361.3889 | 0 | 361.3889 | 0 | 370.1847 | 0.16998 | 361.3889 | 4.1109e-05 |  |  | 360.7901 | 0 | 361.3889 | 0 | 361.3889 | 0.0029356 | 359.5488 | 0 | 361.3889 | 0.010058 | 360.7901 | 0 | 360.252 | 0 | 361.3889 | 0 | 361.3889 | 0
| 361.0049 | 0 | 361.6039 | 0 | 359.9841 | 0 | 359.76 | 0 | 361.6039 | 0 | 361.6039 | 0 | 361.6039 | 0 | 370.4009 | 0.033092 | 361.6039 | 0 |  |  | 361.0049 | 0 | 361.6039 | 0 | 361.6039 | 0.0017376 | 359.7609 | 0 | 361.6039 | 0 | 361.0049 | 0 | 360.4678 | 0 | 361.6039 | 0 | 361.6039 | 0
| 361.2197 | 0 | 361.8189 | 0 | 360.2003 | 0 | 359.97 | 0 | 361.8189 | 0 | 361.8189 | 0 | 361.8189 | 0 | 370.6171 | 0.15312 | 361.8189 | 0.00010411 |  |  | 361.2197 | 0 | 361.8189 | 0 | 361.8189 | 0.0067388 | 359.973 | 0 | 361.8189 | 0.0085637 | 361.2197 | 0 | 360.6837 | 0 | 361.8189 | 0 | 361.8189 | 0
| 361.4345 | 0 | 362.034 | 0 | 360.4165 | 0 | 360.19 | 0 | 362.034 | 0 | 362.034 | 0 | 362.034 | 0 | 370.8333 | 0.041572 | 362.034 | 0 |  |  | 361.4345 | 0 | 362.034 | 0 | 362.034 | 0.0056649 | 360.1851 | 0 | 362.034 | 0 | 361.4345 | 0 | 360.8995 | 0 | 362.034 | 0 | 362.034 | 0
| 361.6493 | 0 | 362.249 | 0 | 360.6327 | 0 | 360.4 | 0 | 362.249 | 0 | 362.249 | 0 | 362.249 | 0 | 371.0495 | 0.16963 | 362.249 | 8.3279e-05 |  |  | 361.6493 | 0 | 362.249 | 0 | 362.249 | 0.0063623 | 360.3972 | 0 | 362.249 | 0.0099475 | 361.6493 | 0 | 361.1154 | 0 | 362.249 | 0 | 362.249 | 0
| 361.8642 | 0 | 362.4641 | 0 | 360.8489 | 0 | 360.61 | 0 | 362.4641 | 0 | 362.4641 | 0 | 362.4641 | 0 | 371.2658 | 0.054714 | 362.4641 | 0 |  |  | 361.8642 | 0 | 362.4641 | 0 | 362.4641 | 0.0045927 | 360.6093 | 0 | 362.4641 | 0 | 361.8642 | 0 | 361.3312 | 0 | 362.4641 | 0 | 362.4641 | 0
| 362.079 | 0 | 362.6792 | 0 | 361.0651 | 0 | 360.82 | 0 | 362.6792 | 0 | 362.6792 | 0 | 362.6792 | 0 | 371.4821 | 0.18123 | 362.6792 | 7.6046e-05 |  |  | 362.079 | 0 | 362.6792 | 0 | 362.6792 | 0.0094595 | 360.8214 | 0 | 362.6792 | 0.0075319 | 362.079 | 0 | 361.5471 | 0 | 362.6792 | 0 | 362.6792 | 0
| 362.2939 | 0 | 362.8942 | 0 | 361.2813 | 0 | 361.03 | 0 | 362.8943 | 0 | 362.8943 | 0 | 362.8943 | 0 | 371.6983 | 0.047513 | 362.8943 | 0 |  |  | 362.2939 | 0 | 362.8943 | 0 | 362.8943 | -0.0002519 | 361.0336 | 0 | 362.8943 | 0 | 362.2939 | 0 | 361.763 | 0 | 362.8943 | 0 | 362.8943 | 0
| 362.5088 | 0 | 363.1094 | 0 | 361.4975 | 0 | 361.25 | 0 | 363.1094 | 0 | 363.1094 | 0 | 363.1094 | 0 | 371.9146 | 0.16196 | 363.1094 | 7.7978e-05 |  |  | 362.5088 | 0 | 363.1094 | 0 | 363.1094 | 0.010993 | 361.2458 | 0 | 363.1094 | 0.010207 | 362.5088 | 0 | 361.9789 | 0 | 363.1094 | 0 | 363.1094 | 0
| 362.7237 | 0 | 363.3245 | 0 | 361.7137 | 0 | 361.46 | 0 | 363.3245 | 0 | 363.3245 | 0 | 363.3245 | 0 | 372.1309 | 0.03946 | 363.3245 | 0 |  |  | 362.7237 | 0 | 363.3245 | 0 | 363.3245 | 0.00060346 | 361.4579 | 0 | 363.3245 | 0 | 362.7237 | 0 | 362.1948 | 0 | 363.3245 | 0 | 363.3245 | 0
| 362.9386 | 0 | 363.5396 | 0 | 361.93 | 0 | 361.67 | 0 | 363.5396 | 0 | 363.5396 | 0 | 363.5396 | 0 | 372.3472 | 0.15829 | 363.5396 | 6.7718e-05 |  |  | 362.9386 | 0 | 363.5396 | 0 | 363.5396 | 0.0050567 | 361.6701 | 0 | 363.5396 | 0.015054 | 362.9386 | 0 | 362.4107 | 0 | 363.5396 | 0 | 363.5396 | 0
| 363.1536 | 0 | 363.7548 | 0 | 362.1462 | 0 | 361.88 | 0 | 363.7548 | 0 | 363.7548 | 0 | 363.7548 | 0 | 372.5635 | 0.037023 | 363.7548 | 0 |  |  | 363.1536 | 0 | 363.7548 | 0 | 363.7548 | 0.006212 | 361.8823 | 0 | 363.7548 | 0 | 363.1536 | 0 | 362.6266 | 0 | 363.7548 | 0 | 363.7548 | 0
| 363.3685 | 0 | 363.9699 | 0 | 362.3625 | 0 | 362.09 | 0 | 363.9699 | 0 | 363.9699 | 0 | 363.9699 | 0 | 372.7798 | 0.16051 | 363.9699 | 0.00010957 |  |  | 363.3685 | 0 | 363.9699 | 0 | 363.9699 | 0.011415 | 362.0945 | 0 | 363.9699 | 0.0056325 | 363.3685 | 0 | 362.8425 | 0 | 363.9699 | 0 | 363.9699 | 0
| 363.5835 | 0 | 364.1851 | 0 | 362.5788 | 0 | 362.31 | 0 | 364.1851 | 0 | 364.1851 | 0 | 364.1851 | 0 | 372.9962 | 0.057222 | 364.1851 | 0 |  |  | 363.5835 | 0 | 364.1851 | 0 | 364.1851 | 0.0029359 | 362.3068 | 0 | 364.1851 | 0 | 363.5835 | 0 | 363.0585 | 0 | 364.1851 | 0 | 364.1851 | 0
| 363.7985 | 0 | 364.4003 | 0 | 362.7951 | 0 | 362.52 | 0 | 364.4003 | 0 | 364.4003 | 0 | 364.4003 | 0 | 373.2125 | 0.16204 | 364.4003 | 0.00010251 |  |  | 363.7985 | 0 | 364.4003 | 0 | 364.4003 | 0.013076 | 362.519 | 0 | 364.4003 | 0.0097123 | 363.7985 | 0 | 363.2744 | 0 | 364.4003 | 0 | 364.4003 | 0
| 364.0135 | 0 | 364.6155 | 0 | 363.0114 | 0 | 362.73 | 0 | 364.6155 | 0 | 364.6155 | 0 | 364.6155 | 0 | 373.4289 | 0.042689 | 364.6155 | 0 |  |  | 364.0135 | 0 | 364.6155 | 0 | 364.6155 | -0.00088398 | 362.7313 | 0 | 364.6155 | 0 | 364.0135 | 0 | 363.4904 | 0 | 364.6155 | 0 | 364.6155 | 0
| 364.2285 | 0 | 364.8307 | 0 | 363.2277 | 0 | 362.94 | 0 | 364.8307 | 0 | 364.8307 | 0 | 364.8307 | 0 | 373.6453 | 0.14067 | 364.8308 | 9.8252e-05 |  |  | 364.2285 | 0 | 364.8307 | 0 | 364.8307 | 0.0076746 | 362.9435 | 0 | 364.8308 | 0.0082158 | 364.2285 | 0 | 363.7064 | 0 | 364.8307 | 0 | 364.8307 | 0
| 364.4435 | 0 | 365.046 | 0 | 363.444 | 0 | 363.16 | 0 | 365.046 | 0 | 365.046 | 0 | 365.046 | 0 | 373.8616 | 0.044183 | 365.046 | 0 |  |  | 364.4435 | 0 | 365.046 | 0 | 365.046 | 0.00049968 | 363.1558 | 0 | 365.046 | 0 | 364.4435 | 0 | 363.9224 | 0 | 365.046 | 0 | 365.046 | 0
| 364.6586 | 0 | 365.2612 | 0 | 363.6603 | 0 | 363.37 | 0 | 365.2612 | 0 | 365.2612 | 0 | 365.2612 | 0 | 374.078 | 0.1413 | 365.2612 | 6.8676e-05 |  |  | 364.6586 | 0 | 365.2612 | 0 | 365.2612 | 0.0077554 | 363.3681 | 0 | 365.2612 | 0.0056092 | 364.6586 | 0 | 364.1383 | 0 | 365.2612 | 0 | 365.2612 | 0
| 364.8736 | 0 | 365.4765 | 0 | 363.8767 | 0 | 363.58 | 0 | 365.4765 | 0 | 365.4765 | 0 | 365.4765 | 0 | 374.2944 | 0.023068 | 365.4765 | 0 |  |  | 364.8736 | 0 | 365.4765 | 0 | 365.4765 | 0.003563 | 363.5804 | 0 | 365.4765 | 0 | 364.8736 | 0 | 364.3544 | 0 | 365.4765 | 0 | 365.4765 | 0
| 365.0887 | 0 | 365.6918 | 0 | 364.093 | 0 | 363.79 | 0 | 365.6918 | 0 | 365.6918 | 0 | 365.6918 | 0 | 374.5109 | 0.14943 | 365.6918 | 0.00010155 |  |  | 365.0887 | 0 | 365.6918 | 0 | 365.6918 | 0.00083633 | 363.7927 | 0 | 365.6918 | 0.012076 | 365.0887 | 0 | 364.5704 | 0 | 365.6918 | 0 | 365.6918 | 0
| 365.3038 | 0 | 365.9071 | 0 | 364.3094 | 0 | 364.01 | 0 | 365.9071 | 0 | 365.9071 | 0 | 365.9071 | 0 | 374.7273 | 0.053442 | 365.9071 | 0 |  |  | 365.3038 | 0 | 365.9071 | 0 | 365.9071 | -0.00061918 | 364.005 | 0 | 365.9071 | 0 | 365.3038 | 0 | 364.7864 | 0 | 365.9071 | 0 | 365.9071 | 0
| 365.5189 | 0 | 366.1224 | 0 | 364.5258 | 0 | 364.22 | 0.24111 | 366.1224 | 0 | 366.1224 | 0 | 366.1224 | 0 | 374.9437 | 0.16327 | 366.1224 | 9.8614e-05 |  |  | 365.5189 | 0 | 366.1224 | 0 | 366.1224 | 0.0012585 | 364.2174 | 0 | 366.1224 | 0.010412 | 365.5189 | 0 | 365.0024 | 0 | 366.1224 | 0 | 366.1224 | 0
| 365.7341 | 0 | 366.3377 | 0 | 364.7422 | 0 | 364.43 | 0 | 366.3377 | 0 | 366.3377 | 0 | 366.3377 | 0 | 375.1602 | 0.045591 | 366.3377 | 0 |  |  | 365.7341 | 0 | 366.3377 | 0 | 366.3377 | 0.0063557 | 364.4297 | 0 | 366.3377 | 0 | 365.7341 | 0 | 365.2185 | 0 | 366.3377 | 0 | 366.3377 | 0
| 365.9492 | 0 | 366.553 | 0 | 364.9585 | 0 | 364.64 | 0 | 366.553 | 0 | 366.553 | 0 | 366.553 | 0 | 375.3766 | 0.15427 | 366.553 | 0.00010108 |  |  | 365.9492 | 0 | 366.553 | 0 | 366.553 | 0.0079183 | 364.6421 | 0 | 366.553 | 0.011099 | 365.9492 | 0 | 365.4345 | 0 | 366.553 | 0 | 366.553 | 0
| 366.1644 | 0 | 366.7684 | 0 | 365.175 | 0 | 364.85 | 0 | 366.7684 | 0 | 366.7684 | 0 | 366.7684 | 0 | 375.5931 | 0.05774 | 366.7684 | 0 |  |  | 366.1644 | 0 | 366.7684 | 0 | 366.7684 | 0.0020304 | 364.8545 | 0 | 366.7684 | 0 | 366.1644 | 0 | 365.6506 | 0 | 366.7684 | 0 | 366.7684 | 0
| 366.3795 | 0 | 366.9838 | 0 | 365.3914 | 0 | 365.07 | 0 | 366.9838 | 0 | 366.9838 | 0 | 366.9838 | 0 | 375.8096 | 0.13708 | 366.9838 | 9.2262e-05 |  |  | 366.3795 | 0 | 366.9838 | 0 | 366.9838 | 0.0032437 | 365.0669 | 0 | 366.9838 | 0.011522 | 366.3795 | 0 | 365.8667 | 0 | 366.9838 | 0 | 366.9838 | 0
| 366.5947 | 0 | 367.1992 | 0 | 365.6078 | 0 | 365.28 | 0 | 367.1992 | 0 | 367.1992 | 0 | 367.1992 | 0 | 376.0261 | 0.029243 | 367.1992 | 0 |  |  | 366.5947 | 0 | 367.1992 | 0 | 367.1992 | 0.0027319 | 365.2793 | 0 | 367.1992 | 0 | 366.5947 | 0 | 366.0828 | 0 | 367.1992 | 0 | 367.1992 | 0
| 366.8099 | 0 | 367.4146 | 0 | 365.8242 | 0 | 365.49 | 0 | 367.4146 | 0 | 367.4146 | 0 | 367.4146 | 0 | 376.2426 | 0.12968 | 367.4146 | 6.0523e-05 |  |  | 366.8099 | 0 | 367.4146 | 0 | 367.4146 | 0.013783 | 365.4917 | 0 | 367.4146 | 0.0055687 | 366.8099 | 0 | 366.2989 | 0 | 367.4146 | 0 | 367.4146 | 0
| 367.0251 | 0 | 367.63 | 0 | 366.0407 | 0 | 365.7 | 0 | 367.63 | 0 | 367.63 | 0 | 367.63 | 0 | 376.4591 | 0.021808 | 367.63 | 0 |  |  | 367.0252 | 0 | 367.63 | 0 | 367.63 | -0.00097145 | 365.7041 | 0 | 367.63 | 0 | 367.0251 | 0 | 366.515 | 0 | 367.63 | 0 | 367.63 | 0
| 367.2404 | 0 | 367.8454 | 0 | 366.2571 | 0 | 365.92 | 0 | 367.8454 | 0 | 367.8454 | 0 | 367.8454 | 0 | 376.6757 | 0.13267 | 367.8454 | 8.5766e-05 |  |  | 367.2404 | 0 | 367.8454 | 0 | 367.8454 | 0.0034198 | 365.9166 | 0 | 367.8454 | 0.0073614 | 367.2404 | 0 | 366.7311 | 0 | 367.8454 | 0 | 367.8454 | 0
| 367.4556 | 0 | 368.0608 | 0 | 366.4736 | 0 | 366.13 | 0 | 368.0608 | 0 | 368.0608 | 0 | 368.0608 | 0 | 376.8922 | 0.029458 | 368.0609 | 0 |  |  | 367.4556 | 0 | 368.0608 | 0 | 368.0609 | 0.0007305 | 366.129 | 0 | 368.0609 | 0 | 367.4556 | 0 | 366.9472 | 0 | 368.0608 | 0 | 368.0608 | 0
| 367.6709 | 0 | 368.2763 | 0 | 366.6901 | 0 | 366.34 | 0 | 368.2763 | 0 | 368.2763 | 0 | 368.2763 | 0 | 377.1088 | 0.13742 | 368.2763 | 0.00010905 |  |  | 367.6709 | 0 | 368.2763 | 0 | 368.2763 | 0.011041 | 366.3415 | 0 | 368.2763 | 0.012278 | 367.6709 | 0 | 367.1634 | 0 | 368.2763 | 0 | 368.2763 | 0
| 367.8862 | 0 | 368.4918 | 0 | 366.9066 | 0 | 366.55 | 0 | 368.4918 | 0 | 368.4918 | 0 | 368.4918 | 0 | 377.3253 | 0.034419 | 368.4918 | 0 |  |  | 367.8862 | 0 | 368.4918 | 0 | 368.4918 | 0.001685 | 366.554 | 0 | 368.4918 | 0 | 367.8862 | 0 | 367.3795 | 0 | 368.4918 | 0 | 368.4918 | 0
| 368.1015 | 0 | 368.7073 | 0 | 367.1231 | 0 | 366.77 | 0 | 368.7073 | 0 | 368.7073 | 0 | 368.7073 | 0 | 377.5419 | 0.1434 | 368.7072 | 7.8374e-05 |  |  | 368.1015 | 0 | 368.7073 | 0 | 368.7072 | 0.0044212 | 366.7664 | 0 | 368.7072 | 0.009182 | 368.1015 | 0 | 367.5957 | 0 | 368.7073 | 0 | 368.7073 | 0
| 368.3168 | 0 | 368.9228 | 0 | 367.3396 | 0 | 366.98 | 0 | 368.9228 | 0 | 368.9228 | 0 | 368.9228 | 0 | 377.7585 | 0.034252 | 368.9228 | 0 |  |  | 368.3168 | 0 | 368.9228 | 0 | 368.9228 | 0.0035747 | 366.9789 | 0 | 368.9228 | 0 | 368.3168 | 0 | 367.8119 | 0 | 368.9228 | 0 | 368.9228 | 0
| 368.5321 | 0 | 369.1383 | 0 | 367.5561 | 0 | 367.19 | 0 | 369.1383 | 0 | 369.1383 | 0 | 369.1383 | 0 | 377.9751 | 0.13727 | 369.1383 | 6.2545e-05 |  |  | 368.5321 | 0 | 369.1383 | 0 | 369.1383 | 0.003532 | 367.1915 | 0 | 369.1383 | 0.0094122 | 368.5321 | 0 | 368.028 | 0 | 369.1383 | 0 | 369.1383 | 0
| 368.7475 | 0 | 369.3538 | 0 | 367.7726 | 0 | 367.4 | 0 | 369.3538 | 0 | 369.3538 | 0 | 369.3538 | 0 | 378.1917 | 0.044538 | 369.3538 | 0 |  |  | 368.7475 | 0 | 369.3538 | 0 | 369.3538 | 0.0058083 | 367.404 | 0 | 369.3538 | 0 | 368.7475 | 0 | 368.2442 | 0 | 369.3538 | 0 | 369.3538 | 0
| 368.9629 | 0 | 369.5693 | 0 | 367.9892 | 0 | 367.62 | 0 | 369.5694 | 0 | 369.5694 | 0 | 369.5694 | 0 | 378.4084 | 0.13624 | 369.5693 | 8.2184e-05 |  |  | 368.9628 | 0 | 369.5694 | 0 | 369.5693 | 0.012932 | 367.6165 | 0 | 369.5693 | 0.0062528 | 368.9629 | 0 | 368.4604 | 0 | 369.5694 | 0 | 369.5694 | 0
| 369.1782 | 0 | 369.7849 | 0 | 368.2057 | 0 | 367.83 | 0 | 369.7849 | 0 | 369.7849 | 0 | 369.7849 | 0 | 378.625 | 0.030077 | 369.7849 | 0 |  |  | 369.1782 | 0 | 369.7849 | 0 | 369.7849 | -0.0043384 | 367.8291 | 0 | 369.7849 | 0 | 369.1782 | 0 | 368.6766 | 0 | 369.7849 | 0 | 369.7849 | 0
| 369.3936 | 0 | 370.0005 | 0 | 368.4223 | 0 | 368.04 | 0 | 370.0005 | 0 | 370.0005 | 0 | 370.0005 | 0 | 378.8417 | 0.11363 | 370.0005 | 4.644e-05 |  |  | 369.3936 | 0 | 370.0005 | 0 | 370.0005 | 0.0055332 | 368.0416 | 0 | 370.0005 | 0.0080673 | 369.3936 | 0 | 368.8929 | 0 | 370.0005 | 0 | 370.0005 | 0
| 369.609 | 0 | 370.2161 | 0 | 368.6389 | 0 | 368.25 | 0 | 370.2161 | 0 | 370.2161 | 0 | 370.2161 | 0 | 379.0583 | 0.032828 | 370.2161 | 0 |  |  | 369.609 | 0 | 370.2161 | 0 | 370.2161 | -0.0022273 | 368.2542 | 0 | 370.2161 | 0 | 369.609 | 0 | 369.1091 | 0 | 370.2161 | 0 | 370.2161 | 0
| 369.8245 | 0 | 370.4317 | 0 | 368.8554 | 0 | 368.47 | 0 | 370.4317 | 0 | 370.4317 | 0 | 370.4317 | 0 | 379.275 | 0.13123 | 370.4317 | 9.9452e-05 |  |  | 369.8244 | 0 | 370.4317 | 0 | 370.4317 | 0.0045637 | 368.4668 | 0 | 370.4317 | 0.0068093 | 369.8245 | 0 | 369.3253 | 0 | 370.4317 | 0 | 370.4317 | 0
| 370.0399 | 0 | 370.6473 | 0 | 369.072 | 0 | 368.68 | 0 | 370.6473 | 0 | 370.6473 | 0 | 370.6473 | 0 | 379.4917 | 0.034137 | 370.6473 | 0 |  |  | 370.0399 | 0 | 370.6473 | 0 | 370.6473 | -0.00086513 | 368.6794 | 0 | 370.6473 | 0 | 370.0399 | 0 | 369.5416 | 0 | 370.6473 | 0 | 370.6473 | 0
| 370.2553 | 0 | 370.8629 | 0 | 369.2886 | 0 | 368.89 | 0 | 370.8629 | 0 | 370.8629 | 0 | 370.8629 | 0 | 379.7084 | 0.11334 | 370.8629 | 0.00011651 |  |  | 370.2553 | 0 | 370.8629 | 0 | 370.8629 | 0.011937 | 368.892 | 0 | 370.8629 | 0.01477 | 370.2553 | 0 | 369.7578 | 0 | 370.8629 | 0 | 370.8629 | 0
| 370.4708 | 0 | 371.0786 | 0 | 369.5053 | 0 | 369.1 | 0 | 371.0786 | 0 | 371.0786 | 0 | 371.0786 | 0 | 379.9251 | 0.027209 | 371.0786 | 3.4873e-05 |  |  | 370.4708 | 0 | 371.0786 | 0 | 371.0786 | 0.0016834 | 369.1046 | 0 | 371.0786 | 0 | 370.4708 | 0 | 369.9741 | 0 | 371.0786 | 0 | 371.0786 | 0
| 370.6863 | 0 | 371.2942 | 0 | 369.7219 | 0 | 369.32 | 0 | 371.2942 | 0 | 371.2942 | 0 | 371.2942 | 0 | 380.1418 | 0.12045 | 371.2942 | 6.6158e-05 |  |  | 370.6863 | 0 | 371.2942 | 0 | 371.2943 | 0.0022037 | 369.3173 | 0 | 371.2942 | 0.0081167 | 370.6863 | 0 | 370.1904 | 0 | 371.2942 | 0 | 371.2942 | 0
| 370.9018 | 0 | 371.5099 | 0 | 369.9385 | 0 | 369.53 | 0 | 371.5099 | 0 | 371.5099 | 0 | 371.5099 | 0 | 380.3586 | 0.036574 | 371.5099 | 0 |  |  | 370.9018 | 0 | 371.5099 | 0 | 371.5099 | 0.0040638 | 369.5299 | 0 | 371.5099 | 0 | 370.9018 | 0 | 370.4067 | 0 | 371.5099 | 0 | 371.5099 | 0
| 371.1173 | 0 | 371.7256 | 0 | 370.1552 | 0 | 369.74 | 0 | 371.7256 | 0 | 371.7256 | 0 | 371.7256 | 0 | 380.5753 | 0.11252 | 371.7256 | 8.6697e-05 |  |  | 371.1173 | 0 | 371.7256 | 0 | 371.7256 | 0.0058771 | 369.7426 | 0 | 371.7256 | 0.01003 | 371.1173 | 0 | 370.623 | 0 | 371.7256 | 0 | 371.7256 | 0
| 371.3329 | 0 | 371.9413 | 0 | 370.3718 | 0 | 369.96 | 0 | 371.9413 | 0 | 371.9413 | 0 | 371.9413 | 0 | 380.7921 | 0.020669 | 371.9413 | 0 |  |  | 371.3328 | 0 | 371.9413 | 0 | 371.9413 | -0.0018251 | 369.9553 | 0 | 371.9413 | 0 | 371.3329 | 0 | 370.8393 | 0 | 371.9413 | 0 | 371.9413 | 0
| 371.5484 | 0 | 372.157 | 0 | 370.5885 | 0.15427 | 370.17 | 0 | 372.157 | 0 | 372.157 | 0 | 372.157 | 0 | 381.0088 | 0.10956 | 372.157 | 8.742e-05 |  |  | 371.5484 | 0 | 372.157 | 0 | 372.157 | 0.01039 | 370.168 | 0 | 372.157 | 0.0075172 | 371.5484 | 0 | 371.0556 | 0 | 372.157 | 0 | 372.157 | 0
| 371.764 | 0 | 372.3728 | 0 | 370.8052 | 0.029268 | 370.38 | 0 | 372.3728 | 0 | 372.3728 | 0 | 372.3728 | 0 | 381.2256 | 0.027568 | 372.3728 | 0 |  |  | 371.764 | 0 | 372.3728 | 0 | 372.3728 | 0.00022035 | 370.3807 | 0 | 372.3728 | 0 | 371.764 | 0 | 371.272 | 0 | 372.3728 | 0 | 372.3728 | 0
| 371.9795 | 0 | 372.5885 | 0 | 371.0219 | 0.11434 | 370.59 | 0 | 372.5885 | 0 | 372.5885 | 0 | 372.5885 | 0 | 381.4424 | 0.10256 | 372.5885 | 4.4071e-05 |  |  | 371.9795 | 0 | 372.5885 | 0 | 372.5885 | 0.0088808 | 370.5934 | 0 | 372.5885 | 0.013823 | 371.9795 | 0 | 371.4883 | 0 | 372.5885 | 0 | 372.5885 | 0
| 372.1951 | 0 | 372.8043 | 0 | 371.2386 | 0.0028135 | 370.81 | 0 | 372.8043 | 0 | 372.8043 | 0 | 372.8043 | 0 | 381.6592 | 0.02895 | 372.8043 | 0 |  |  | 372.1951 | 0 | 372.8043 | 0 | 372.8043 | 0.0028714 | 370.8061 | 0 | 372.8043 | 0 | 372.1951 | 0 | 371.7047 | 0 | 372.8043 | 0 | 372.8043 | 0
| 372.4107 | 0 | 373.0201 | 0 | 371.4553 | 0.21951 | 371.02 | 0 | 373.0201 | 0 | 373.0201 | 0 | 373.0201 | 0 | 381.876 | 0.10028 | 373.0201 | 0.00013305 |  |  | 372.4107 | 0 | 373.0201 | 0 | 373.0201 | 0.007399 | 371.0189 | 0 | 373.0201 | 0.0071027 | 372.4107 | 0 | 371.9211 | 0 | 373.0201 | 0 | 373.0201 | 0
| 372.6264 | 0 | 373.2359 | 0 | 371.672 | -0.012741 | 371.23 | 0 | 373.2358 | 0 | 373.2358 | 0 | 373.2358 | 0 | 382.0928 | 0.023534 | 373.2358 | 0 |  |  | 372.6264 | 0 | 373.2358 | 0 | 373.2358 | 0.003622 | 371.2316 | 0 | 373.2358 | 0 | 372.6264 | 0 | 372.1374 | 0 | 373.2358 | 0 | 373.2358 | 0
| 372.842 | 0 | 373.4517 | 0 | 371.8887 | 0.2324 | 371.44 | 0 | 373.4517 | 0 | 373.4517 | 0 | 373.4517 | 0 | 382.3096 | 0.10974 | 373.4517 | 9.5946e-05 |  |  | 372.842 | 0 | 373.4517 | 0 | 373.4517 | 0.0098833 | 371.4444 | 0 | 373.4517 | 0.0085179 | 372.842 | 0 | 372.3538 | 0 | 373.4517 | 0 | 373.4517 | 0
| 373.0577 | 0 | 373.6675 | 0 | 372.1055 | -0.0006233 | 371.66 | 0 | 373.6675 | 0 | 373.6675 | 0 | 373.6675 | 0 | 382.5265 | 0.033205 | 373.6675 | 0 |  |  | 373.0577 | 0 | 373.6675 | 0 | 373.6675 | -0.003925 | 371.6571 | 0 | 373.6675 | 0 | 373.0577 | 0 | 372.5702 | 0 | 373.6675 | 0 | 373.6675 | 0
| 373.2733 | 0 | 373.8833 | 0 | 372.3222 | 0.2019 | 371.87 | 0 | 373.8833 | 0 | 373.8833 | 0 | 373.8833 | 0 | 382.7433 | 0.099923 | 373.8833 | 3.893e-05 |  |  | 373.2733 | 0 | 373.8833 | 0 | 373.8833 | 0.0073196 | 371.8699 | 0 | 373.8833 | 0.0052528 | 373.2733 | 0 | 372.7866 | 0 | 373.8833 | 0 | 373.8833 | 0
| 373.489 | 0 | 374.0992 | 0 | 372.539 | 0.19644 | 372.08 | 0 | 374.0992 | 0 | 374.0992 | 0 | 374.0992 | 0 | 382.9602 | 0.026795 | 374.0992 | 0 |  |  | 373.489 | 0 | 374.0992 | 0 | 374.0992 | -0.0015342 | 372.0827 | 0 | 374.0992 | 0 | 373.489 | 0 | 373.003 | 0 | 374.0992 | 0 | 374.0992 | 0
| 373.7047 | 0 | 374.315 | 0 | 372.7557 | 0.14485 | 372.3 | 0 | 374.315 | 0 | 374.315 | 0 | 374.315 | 0 | 383.1771 | 0.102 | 374.315 | 0.00011807 |  |  | 373.7047 | 0 | 374.315 | 0 | 374.315 | 0.0078709 | 372.2956 | 0 | 374.315 | 0.0093738 | 373.7047 | 0 | 373.2195 | 0 | 374.315 | 0 | 374.315 | 0
| 373.9204 | 0 | 374.5309 | 0 | 372.9725 | 0.052334 | 372.51 | 0 | 374.5309 | 0 | 374.5309 | 0 | 374.5309 | 0 | 383.394 | 0.035182 | 374.5309 | 0 |  |  | 373.9204 | 0 | 374.5309 | 0 | 374.5309 | 0.00044765 | 372.5084 | 0 | 374.5309 | 0 | 373.9204 | 0 | 373.4359 | 0 | 374.5309 | 0 | 374.5309 | 0
| 374.1362 | 0 | 374.7468 | 0 | 373.1893 | 0.073417 | 372.72 | 0 | 374.7468 | 0 | 374.7468 | 0 | 374.7468 | 0 | 383.6109 | 0.088715 | 374.7468 | 7.8753e-05 |  |  | 374.1362 | 0 | 374.7468 | 0 | 374.7468 | 0.0076706 | 372.7212 | 0 | 374.7468 | 0.010684 | 374.1362 | 0 | 373.6523 | 0 | 374.7468 | 0 | 374.7468 | 0
| 374.3519 | 0 | 374.9627 | 0 | 373.4061 | 0.012867 | 372.93 | 0 | 374.9627 | 0 | 374.9627 | 0 | 374.9627 | 0 | 383.8278 | 0.022309 | 374.9627 | 0 |  |  | 374.3519 | 0 | 374.9627 | 0 | 374.9627 | 1.6795e-05 | 372.9341 | 0 | 374.9627 | 0 | 374.3519 | 0 | 373.8688 | 0 | 374.9627 | 0 | 374.9627 | 0
| 374.5677 | 0 | 375.1786 | 0 | 373.6229 | 0.15552 | 373.15 | 0 | 375.1786 | 0 | 375.1786 | 0 | 375.1786 | 0 | 384.0447 | 0.099331 | 375.1787 | 0.00014436 |  |  | 374.5677 | 0 | 375.1786 | 0 | 375.1786 | 0.0033584 | 373.1469 | 0 | 375.1787 | 0.013518 | 374.5677 | 0 | 374.0853 | 0 | 375.1786 | 0 | 375.1786 | 0
| 374.7835 | 0 | 375.3946 | 0 | 373.8398 | 0.066224 | 373.36 | 0 | 375.3946 | 0 | 375.3946 | 0 | 375.3946 | 0 | 384.2617 | 0.035952 | 375.3946 | 0 |  |  | 374.7835 | 0 | 375.3946 | 0 | 375.3946 | 0.0030486 | 373.3598 | 0 | 375.3946 | 0 | 374.7835 | 0 | 374.3017 | 0 | 375.3946 | 0 | 375.3946 | 0
| 374.9993 | 0 | 375.6105 | 0 | 374.0566 | 0.21603 | 373.57 | 0 | 375.6105 | 0 | 375.6105 | 0 | 375.6105 | 0 | 384.4786 | 0.093272 | 375.6105 | 8.7879e-05 |  |  | 374.9993 | 0 | 375.6105 | 0 | 375.6105 | 0.0052027 | 373.5727 | 0 | 375.6105 | 0.0092917 | 374.9993 | 0 | 374.5182 | 0 | 375.6105 | 0 | 375.6105 | 0
| 375.2151 | 0 | 375.8265 | 0 | 374.2734 | 0.048118 | 373.79 | 0 | 375.8265 | 0 | 375.8265 | 0 | 375.8265 | 0 | 384.6956 | 0.02704 | 375.8265 | 0 |  |  | 375.2151 | 0 | 375.8265 | 0 | 375.8265 | -0.0052919 | 373.7856 | 0 | 375.8265 | 0 | 375.2151 | 0 | 374.7347 | 0 | 375.8265 | 0 | 375.8265 | 0
| 375.4309 | 0 | 376.0425 | 0 | 374.4903 | 0.21008 | 374 | 0 | 376.0425 | 0 | 376.0425 | 0 | 376.0425 | 0 | 384.9126 | 0.084841 | 376.0425 | 0.00011873 |  |  | 375.4309 | 0 | 376.0425 | 0 | 376.0425 | 0.0036851 | 373.9985 | 0 | 376.0425 | 0.0070111 | 375.4309 | 0 | 374.9512 | 0 | 376.0425 | 0 | 376.0425 | 0
| 375.6467 | 0 | 376.2585 | 0 | 374.7072 | 0.015072 | 374.21 | 0 | 376.2585 | 0 | 376.2585 | 0 | 376.2585 | 0 | 385.1295 | 0.019226 | 376.2585 | 0 |  |  | 375.6467 | 0 | 376.2585 | 0 | 376.2585 | -0.0020731 | 374.2114 | 0 | 376.2585 | 0 | 375.6467 | 0 | 375.1678 | 0 | 376.2585 | 0 | 376.2585 | 0
| 375.8626 | 0 | 376.4745 | 0 | 374.924 | 0.18701 | 374.42 | 0 | 376.4745 | 0 | 376.4745 | 0 | 376.4745 | 0 | 385.3465 | 0.092059 | 376.4745 | 9.8829e-05 |  |  | 375.8626 | 0 | 376.4745 | 0 | 376.4745 | 0.0071021 | 374.4243 | 0 | 376.4745 | 0.0042242 | 375.8626 | 0 | 375.3843 | 0 | 376.4745 | 0 | 376.4745 | 0
| 376.0785 | 0 | 376.6905 | 0 | 375.1409 | 0.074409 | 374.64 | 0 | 376.6905 | 0 | 376.6905 | 0 | 376.6905 | 0 | 385.5635 | 0.023928 | 376.6905 | 0 |  |  | 376.0785 | 0 | 376.6905 | 0 | 376.6905 | 0.00515 | 374.6373 | 0 | 376.6905 | 0 | 376.0785 | 0 | 375.6008 | 0 | 376.6905 | 0 | 376.6905 | 0
| 376.2944 | 0 | 376.9065 | 0 | 375.3578 | 0.23092 | 374.85 | 0 | 376.9066 | 0 | 376.9066 | 0 | 376.9066 | 0 | 385.7806 | 0.082074 | 376.9066 | 0.00011581 |  |  | 376.2944 | 0 | 376.9066 | 0 | 376.9066 | 0.0046058 | 374.8503 | 0 | 376.9066 | 0.013024 | 376.2944 | 0 | 375.8174 | 0 | 376.9066 | 0 | 376.9066 | 0
| 376.5103 | 0 | 377.1226 | 0 | 375.5747 | -0.02062 | 375.06 | 0 | 377.1226 | 0 | 377.1226 | 0 | 377.1226 | 0 | 385.9976 | 0.024202 | 377.1226 | 0 |  |  | 376.5103 | 0 | 377.1226 | 0 | 377.1226 | -0.0025694 | 375.0632 | 0 | 377.1226 | 0 | 376.5103 | 0 | 376.0339 | 0 | 377.1226 | 0 | 377.1226 | 0
| 376.7262 | 0 | 377.3387 | 0 | 375.7916 | 0.11509 | 375.28 | 0 | 377.3387 | 0 | 377.3387 | 0 | 377.3387 | 0 | 386.2146 | 0.085685 | 377.3387 | 0.00012941 |  |  | 376.7262 | 0 | 377.3387 | 0 | 377.3387 | 0.0060341 | 375.2762 | 0 | 377.3387 | 0.010578 | 376.7262 | 0 | 376.2505 | 0 | 377.3387 | 0 | 377.3387 | 0
| 376.9421 | 0 | 377.5548 | 0 | 376.0086 | 0.085074 | 375.49 | 0 | 377.5548 | 0 | 377.5548 | 0 | 377.5548 | 0 | 386.4317 | 0.023781 | 377.5548 | 0 |  |  | 376.9421 | 0 | 377.5548 | 0 | 377.5547 | 0.007528 | 375.4892 | 0 | 377.5548 | 0 | 376.9421 | 0 | 376.4671 | 0 | 377.5548 | 0 | 377.5548 | 0
| 377.1581 | 0 | 377.7709 | 0 | 376.2255 | 0.14212 | 375.7 | 0 | 377.7709 | 0 | 377.7709 | 0 | 377.7709 | 0 | 386.6488 | 0.086588 | 377.7708 | 0.0001345 |  |  | 377.1581 | 0 | 377.7709 | 0 | 377.7708 | 0.0060797 | 375.7022 | 0 | 377.7708 | 0.0086696 | 377.1581 | 0 | 376.6837 | 0 | 377.7709 | 0 | 377.7709 | 0
| 377.374 | 0 | 377.987 | 0 | 376.4425 | 0.035964 | 375.92 | 0 | 377.987 | 0 | 377.987 | 0 | 377.987 | 0 | 386.8658 | 0.012699 | 377.987 | 0 |  |  | 377.374 | 0 | 377.987 | 0 | 377.987 | -0.004159 | 375.9153 | 0 | 377.987 | 0 | 377.374 | 0 | 376.9003 | 0 | 377.987 | 0 | 377.987 | 0
| 377.59 | 0 | 378.2031 | 0 | 376.6594 | 0.06176 | 376.13 | 0 | 378.2031 | 0 | 378.2031 | 0 | 378.2031 | 0 | 387.0829 | 0.085203 | 378.2031 | 6.9847e-05 |  |  | 377.59 | 0 | 378.2031 | 0 | 378.2031 | 0.0055432 | 376.1283 | 0 | 378.2031 | 0.0052073 | 377.59 | 0 | 377.1169 | 0 | 378.2031 | 0 | 378.2031 | 0
| 377.806 | -0.65251 | 378.4192 | -0.52121 | 376.8764 | 0.095988 | 376.34 | 0 | 378.4192 | 0 | 378.4192 | 0 | 378.4192 | -0.012205 | 387.3 | 0.031265 | 378.4192 | 0 |  |  | 377.806 | 0 | 378.4192 | 0 | 378.4193 | 0.001826 | 376.3413 | 0 | 378.4192 | 0 | 377.806 | 0 | 377.3335 | 0 | 378.4192 | 0 | 378.4192 | -0.041518
| 378.022 | 0.62211 | 378.6354 | 0.49693 | 377.0934 | 0.1389 | 376.55 | 0 | 378.6354 | 0.24109 | 378.6354 | 0 | 378.6354 | 0.0066106 | 387.5171 | 0.091992 | 378.6354 | 0.051846 |  |  | 378.022 | 0 | 378.6354 | 0.050355 | 378.6354 | 0.011454 | 376.5544 | 0 | 378.6354 | 0.0068815 | 378.022 | 0 | 377.5501 | 0 | 378.6354 | 0 | 378.6354 | 0.064036
| 378.2381 | -0.59982 | 378.8516 | -0.47912 | 377.3104 | -0.01206 | 376.77 | 0 | 378.8516 | 0 | 378.8516 | 0 | 378.8516 | -0.026368 | 387.7343 | 0.02538 | 378.8516 | 0 |  |  | 378.2381 | 0 | 378.8516 | 0 | 378.8516 | 0.0051533 | 376.7675 | 0 | 378.8516 | 0 | 378.2381 | 0 | 377.7668 | 0 | 378.8516 | 0 | 378.8516 | -0.045168
| 378.4541 | 0.31409 | 379.0677 | 0.25089 | 377.5274 | 0.097228 | 376.98 | 0 | 379.0677 | 0.23283 | 379.0677 | 0 | 379.0677 | 0.031172 | 387.9514 | 0.084349 | 379.0677 | 0.037071 |  |  | 378.4541 | 0 | 379.0677 | 0.018319 | 379.0677 | 0.0077101 | 376.9806 | 0 | 379.0677 | 0.0064527 | 378.4541 | 0 | 377.9834 | 0 | 379.0677 | 0 | 379.0677 | 0.030992
| 378.6702 | -0.48533 | 379.284 | -0.38767 | 377.7444 | 0.018811 | 377.19 | 0 | 379.2839 | 0 | 379.2839 | 0 | 379.2839 | -0.04941 | 388.1685 | 0.012033 | 379.2839 | 0 |  |  | 378.6702 | 0 | 379.2839 | 0 | 379.2839 | 0.0058471 | 377.1937 | 0 | 379.2839 | 0 | 378.6702 | 0 | 378.2001 | 0 | 379.2839 | 0 | 379.2839 | -0.09489
| 378.8862 | 0.45189 | 379.5002 | 0.36096 | 377.9614 | 0.15601 | 377.41 | 0 | 379.5002 | 0.17383 | 379.5002 | 0 | 379.5002 | 0.051816 | 388.3857 | 0.07886 | 379.5002 | 0.042175 |  |  | 378.8862 | 0 | 379.5002 | 0.01885 | 379.5002 | 0.00046046 | 377.4068 | 0 | 379.5002 | 0.0016627 | 378.8862 | 0 | 378.4168 | 0 | 379.5002 | 0 | 379.5002 | 0.051175
| 379.1023 | -0.33335 | 379.7164 | -0.26627 | 378.1784 | 0.12526 | 377.62 | 0 | 379.7164 | 0 | 379.7164 | 0 | 379.7164 | -0.0055185 | 388.6029 | 0.018974 | 379.7164 | 0.0085763 |  |  | 379.1023 | 0 | 379.7164 | 0 | 379.7164 | 0.0038198 | 377.6199 | 0 | 379.7164 | 0 | 379.1023 | 0 | 378.6335 | 0 | 379.7164 | 0 | 379.7164 | -0.032519
| 379.3184 | 0.37083 | 379.9326 | 0.29622 | 378.3955 | 0.086067 | 377.83 | 0 | 379.9326 | 0.19615 | 379.9326 | 0 | 379.9326 | 0.034797 | 388.82 | 0.075719 | 379.9326 | 0.028475 |  |  | 379.3184 | 0 | 379.9326 | 0.023054 | 379.9326 | 0.0079721 | 377.833 | 0 | 379.9326 | 0.0054849 | 379.3184 | 0 | 378.8502 | 0 | 379.9326 | 0 | 379.9326 | 0.060848
| 379.5345 | -0.12564 | 380.1489 | -0.10036 | 378.6125 | 0.051342 | 378.05 | 0 | 380.1489 | 0 | 380.1489 | 0 | 380.1489 | 0.03846 | 389.0372 | 0.021893 | 380.1489 | 0.00439 |  |  | 379.5345 | 0 | 380.1489 | 0 | 380.1489 | -0.0019832 | 378.0462 | 0 | 380.1489 | 0 | 379.5345 | 0 | 379.0669 | 0 | 380.1489 | 0 | 380.1489 | 6.4968e-06
| 379.7507 | 0.15806 | 380.3652 | 0.12626 | 378.8296 | 0.12228 | 378.26 | 0 | 380.3652 | 0.23591 | 380.3652 | 0 | 380.3652 | 0.015346 | 389.2544 | 0.081333 | 380.3652 | 0.019342 |  |  | 379.7507 | 0 | 380.3652 | 0.050012 | 380.3652 | 0.0045386 | 378.2593 | 0 | 380.3652 | 0.0016974 | 379.7507 | 0 | 379.2836 | 0 | 380.3652 | 0 | 380.3652 | 0.011041
| 379.9668 | -0.26445 | 380.5814 | -0.21124 | 379.0467 | 0.013811 | 378.47 | 0 | 380.5814 | 0 | 380.5814 | 0 | 380.5814 | -0.04276 | 389.4716 | 0.022982 | 380.5815 | 0 |  |  | 379.9668 | 0 | 380.5814 | 0 | 380.5815 | -0.0038981 | 378.4725 | 0 | 380.5815 | 0 | 379.9668 | 0 | 379.5003 | 0 | 380.5814 | 0 | 380.5814 | -0.061605
| 380.183 | 0.41845 | 380.7977 | 0.33425 | 379.2638 | 0.11633 | 378.69 | 0 | 380.7977 | 0.19753 | 380.7977 | 0 | 380.7977 | 0.026998 | 389.6889 | 0.06938 | 380.7977 | 0.043519 |  |  | 380.183 | 0 | 380.7977 | 0.038613 | 380.7977 | 0.0098851 | 378.6857 | 0 | 380.7977 | 0.006794 | 380.183 | 0 | 379.717 | 0 | 380.7977 | 0 | 380.7977 | 0.029483
| 380.3992 | -0.064682 | 381.0141 | -0.051667 | 379.4809 | 0.0057469 | 378.9 | 0 | 381.0141 | 0 | 381.0141 | 0 | 381.0141 | -0.013794 | 389.9061 | 0.012844 | 381.0141 | 0 |  |  | 380.3992 | 0 | 381.0141 | 0 | 381.0141 | 0.0025135 | 378.8989 | 0 | 381.0141 | 0 | 380.3992 | 0 | 379.9338 | 0 | 381.0141 | 0 | 381.0141 | -0.048298
| 380.6154 | 0.22392 | 381.2304 | 0.17886 | 379.698 | 0.082842 | 379.11 | 0 | 381.2304 | 0.17758 | 381.2304 | 0 | 381.2304 | 0.016436 | 390.1234 | 0.12091 | 381.2304 | 0.01567 |  |  | 380.6154 | 0 | 381.2304 | 0.010904 | 381.2304 | -0.00018967 | 379.1121 | 0 | 381.2304 | 0.0066586 | 380.6154 | 0 | 380.1505 | 0 | 381.2304 | 0 | 381.2304 | 0.024563
| 380.8316 | -0.52484 | 381.4467 | -0.41923 | 379.9151 | 0.040181 | 379.33 | 0 | 381.4467 | 0 | 381.4467 | 0 | 381.4467 | -0.039756 | 390.3406 | 0.027317 | 381.4467 | 0 |  |  | 380.8316 | 0 | 381.4467 | 0 | 381.4467 | 0.00062316 | 379.3253 | 0 | 381.4467 | 0 | 380.8316 | 0 | 380.3673 | 0 | 381.4467 | 0 | 381.4467 | -0.04779
| 381.0478 | 0.47418 | 381.6631 | 0.37877 | 380.1322 | 0.11533 | 379.54 | 0 | 381.6631 | 0.19567 | 381.6631 | 0 | 381.6631 | 0.013513 | 390.5579 | 0.080076 | 381.6631 | 0.024983 |  |  | 381.0478 | 0 | 381.6631 | 0.043561 | 381.6631 | 0.0059226 | 379.5385 | 0 | 381.6631 | 0.011811 | 381.0478 | 0.22122 | 380.5841 | 0 | 381.6631 | 0 | 381.6631 | 0.058726
| 381.264 | -0.23101 | 381.8795 | -0.18453 | 380.3493 | 0.043901 | 379.75 | 0 | 381.8795 | 0 | 381.8795 | 0 | 381.8795 | -0.020459 | 390.7752 | 0.023376 | 381.8795 | 0 |  |  | 381.2641 | 0 | 381.8795 | 0 | 381.8795 | -0.0014611 | 379.7518 | 0 | 381.8795 | 0 | 381.264 | -0.31288 | 380.8008 | 0 | 381.8795 | 0 | 381.8795 | -0.073852
| 381.4803 | 0.32321 | 382.0958 | 0.25818 | 380.5665 | 0.078874 | 379.97 | 0 | 382.0958 | 0.12226 | 382.0958 | 0 | 382.0958 | 0.024447 | 390.9925 | 0.075457 | 382.0959 | 0.026237 |  |  | 381.4803 | 0 | 382.0958 | 0.038718 | 382.0959 | 0.011295 | 379.9651 | 0 | 382.0959 | 0.0093989 | 381.4803 | 0.13877 | 381.0176 | 0 | 382.0958 | 0 | 382.0958 | 0.057017
| 381.6966 | -0.31815 | 382.3123 | -0.25413 | 380.7837 | 0.063744 | 380.18 | 0 | 382.3122 | 0 | 382.3122 | 0 | 382.3122 | -0.020586 | 391.2098 | 0.018811 | 382.3123 | 0 |  |  | 381.6966 | -0.042753 | 382.3122 | 0 | 382.3123 | 0.0048383 | 380.1783 | 0 | 382.3123 | 0 | 381.6966 | -0.17337 | 381.2344 | 0 | 382.3122 | 0 | 382.3122 | -0.038743
| 381.9129 | 0.36779 | 382.5287 | 0.29379 | 381.0008 | 0.12526 | 380.39 | 0 | 382.5287 | 0.23539 | 382.5287 | 0 | 382.5287 | 0.017535 | 391.4271 | 0.073445 | 382.5287 | 0.023103 |  |  | 381.9129 | 0.0070127 | 382.5287 | 0.02491 | 382.5287 | 0.008462 | 380.3916 | 0 | 382.5287 | 0.0067216 | 381.9129 | 0.14761 | 381.4513 | 0 | 382.5287 | 0 | 382.5287 | 0.042158
| 382.1292 | -0.37793 | 382.7451 | -0.30188 | 381.218 | 0.015573 | 380.6 | 0 | 382.7451 | 0 | 382.7451 | 0 | 382.7451 | -0.026246 | 391.6444 | 0.016676 | 382.7451 | 0 |  |  | 382.1292 | -0.0086134 | 382.7451 | 0 | 382.7451 | -0.0040932 | 380.6049 | 0 | 382.7451 | 0 | 382.1292 | -0.20245 | 381.6681 | 0 | 382.7451 | 0 | 382.7451 | -0.051007
| 382.3455 | 0.26343 | 382.9615 | 0.21043 | 381.4352 | 0.12302 | 380.82 | 0 | 382.9615 | 0.086793 | 382.9615 | 0 | 382.9615 | 0.042152 | 391.8618 | 0.074001 | 382.9615 | 0.039221 |  |  | 382.3455 | 0.059372 | 382.9615 | 0.043899 | 382.9615 | -0.0021341 | 380.8182 | 0 | 382.9615 | 0.0057068 | 382.3455 | 0.23779 | 381.8849 | 0 | 382.9615 | 0 | 382.9615 | 0.040016
| 382.5618 | -0.21885 | 383.178 | -0.17482 | 381.6524 | 0.043157 | 381.03 | 0 | 383.178 | 0 | 383.178 | 0 | 383.178 | -0.0007727 | 392.0791 | 0.018768 | 383.178 | 0 |  |  | 382.5618 | 0.0032858 | 383.178 | 0 | 383.178 | 6.1046e-05 | 381.0315 | 0 | 383.178 | 0 | 382.5618 | -0.14576 | 382.1018 | 0 | 383.178 | 0 | 383.178 | -0.042689
| 382.7782 | 0.5674 | 383.3945 | 0.45323 | 381.8696 | 0.06548 | 381.24 | 0 | 383.3945 | 0.12859 | 383.3945 | 0 | 383.3945 | 0.027901 | 392.2965 | 0.080566 | 383.3945 | 0.017013 |  |  | 382.7782 | 0.025685 | 383.3945 | 0.022608 | 383.3945 | 0.0055713 | 381.2449 | 0 | 383.3945 | 0.0041951 | 382.7782 | 0.090183 | 382.3186 | 0 | 383.3945 | 0 | 383.3945 | 0.048186
| 382.9946 | 0.074639 | 383.611 | 0.05962 | 382.0868 | 0.056055 | 381.46 | 0 | 383.611 | 0 | 383.611 | 0 | 383.611 | -0.0067243 | 392.5139 | 0.02246 | 383.611 | 0 |  |  | 382.9945 | 0.0014891 | 383.611 | 0 | 383.611 | 0.0073223 | 381.4582 | 0 | 383.611 | 0 | 382.9946 | -0.10527 | 382.5355 | 0 | 383.611 | 0 | 383.611 | -0.033107
| 383.2109 | 0.14489 | 383.8275 | 0.11573 | 382.3041 | 0.12451 | 381.67 | 0 | 383.8275 | 0.12204 | 383.8275 | 0 | 383.8275 | 0.0075573 | 392.7313 | 0.077847 | 383.8274 | 0.015312 |  |  | 383.2109 | 0.048694 | 383.8275 | 0.0019535 | 383.8275 | 0.0077146 | 381.6716 | 0 | 383.8274 | 0.0035801 | 383.2109 | 0.14576 | 382.7524 | 0 | 383.8275 | 0 | 383.8275 | 0.0061239
| 383.4273 | -0.21581 | 384.044 | -0.17239 | 382.5213 | 0.095244 | 381.88 | 0 | 384.044 | 0 | 384.044 | 0 | 384.044 | -0.0083098 | 392.9486 | 0.027653 | 384.044 | 0 |  |  | 383.4273 | -0.062393 | 384.044 | 0 | 384.044 | 0.001948 | 381.8849 | 0 | 384.044 | 0 | 383.4273 | -0.20245 | 382.9693 | 0 | 384.044 | 0 | 384.044 | -0.02704
| 383.6437 | 0.32828 | 384.2605 | 0.26222 | 382.7386 | 0.10864 | 382.1 | 0 | 384.2605 | 0.1668 | 384.2605 | 0 | 384.2605 | 0.0027404 | 393.166 | 0.078939 | 384.2605 | 0.026416 |  |  | 383.6437 | 0.038148 | 384.2605 | 0.0015204 | 384.2605 | 0.011825 | 382.0983 | 0 | 384.2605 | 0.00841 | 383.6437 | 0.10564 | 383.1862 | 0 | 384.2605 | 0 | 384.2605 | 0.011501
| 383.8602 | -0.28572 | 384.4771 | -0.22823 | 382.9558 | 0.046878 | 382.31 | 0 | 384.4771 | 0 | 384.4771 | 0 | 384.4771 | -0.021722 | 393.3835 | 0.019697 | 384.4771 | 0 |  |  | 383.8602 | -0.026718 | 384.4771 | 0 | 384.4771 | -0.0011698 | 382.3117 | 0 | 384.4771 | 0 | 383.8602 | -0.16196 | 383.4031 | 0 | 384.4771 | 0 | 384.4771 | -0.055829
| 384.0766 | 0.36374 | 384.6936 | 0.29055 | 383.1731 | 0.12178 | 382.53 | 0 | 384.6936 | 0.13209 | 384.6936 | 0 | 384.6936 | 0.02638 | 393.6009 | 0.077852 | 384.6936 | 0.02955 |  |  | 384.0766 | 0.023522 | 384.6936 | 0.027465 | 384.6936 | 0.0061799 | 382.5251 | 0 | 384.6936 | 0.011332 | 384.0766 | 0.074355 | 383.62 | 0 | 384.6936 | 0 | 384.6936 | 0.035123
| 384.2931 | -0.32828 | 384.9102 | -0.26222 | 383.3904 | 0.029516 | 382.74 | 0 | 384.9102 | 0 | 384.9102 | 0 | 384.9102 | -0.029233 | 393.8184 | 0.01771 | 384.9102 | 0 |  |  | 384.2931 | -0.0024675 | 384.9102 | 0 | 384.9102 | 0.00035188 | 382.7385 | 0 | 384.9102 | 0 | 384.2931 | -0.15607 | 383.8369 | 0 | 384.9102 | 0 | 384.9102 | -0.040377
| 384.5095 | 0.20163 | 385.1268 | 0.16106 | 383.6077 | 0.054567 | 382.95 | 0 | 385.1268 | 0.21254 | 385.1268 | 0 | 385.1268 | 0.011919 | 394.0358 | 0.078924 | 385.1268 | 0.024446 |  |  | 384.5095 | 0.0074485 | 385.1268 | 0.0081827 | 385.1268 | 0.010967 | 382.952 | 0 | 385.1268 | 0.0071539 | 384.5095 | 0.047852 | 384.0539 | 0 | 385.1268 | 0 | 385.1268 | 0.030272
| 384.726 | 0.043852 | 385.3434 | 0.035028 | 383.825 | 0.023781 | 383.17 | 0 | 385.3434 | 0 | 385.3434 | 0 | 385.3434 | -0.0066793 | 394.2533 | 0.03024 | 385.3434 | 0.0089545 |  |  | 384.726 | -0.0062004 | 385.3434 | 0 | 385.3434 | 0.0046769 | 383.1654 | 0 | 385.3434 | 0 | 384.726 | -0.0773 | 384.2708 | 0 | 385.3434 | 0 | 385.3434 | -0.028751
| 384.9425 | 0.41339 | 385.56 | 0.33021 | 384.0423 | 0.097972 | 383.38 | 0 | 385.56 | 0.096659 | 385.56 | 0 | 385.56 | 0.031363 | 394.4708 | 0.070844 | 385.56 | 0.028296 |  |  | 384.9425 | 0.016319 | 385.56 | 0.018074 | 385.56 | 0.0056012 | 383.3789 | 0 | 385.56 | 0.010415 | 384.9425 | 0.048588 | 384.4878 | 0 | 385.56 | 0 | 385.56 | 0.034417
| 385.159 | -0.22189 | 385.7766 | -0.17724 | 384.2596 | 0.060271 | 383.59 | 0 | 385.7766 | 0 | 385.7766 | 0 | 385.7766 | -0.036114 | 394.6882 | 0.016778 | 385.7766 | 0 |  |  | 385.159 | -0.03899 | 385.7766 | 0 | 385.7766 | 0.00061626 | 383.5923 | 0 | 385.7766 | 0 | 385.159 | -0.097545 | 384.7047 | 0 | 385.7766 | 0 | 385.7766 | -0.052494
| 385.3756 | 0.5522 | 385.9933 | 0.44109 | 384.477 | 0.060023 | 383.81 | 0 | 385.9933 | 0.055194 | 385.9933 | 0 | 385.9933 | 0.0018367 | 394.9058 | 0.072794 | 385.9933 | 0.017461 |  |  | 385.3756 | 0.024594 | 385.9933 | 0.0056209 | 385.9933 | 0.012019 | 383.8058 | 0 | 385.9933 | 0.013256 | 385.3756 | 0.078404 | 384.9217 | 0 | 385.9933 | 0 | 385.9933 | 0.049289
| 385.5921 | -0.015644 | 386.2099 | -0.012496 | 384.6943 | 0.021601 | 384.02 | 0 | 386.2099 | 0 | 386.2099 | 0 | 386.2099 | -0.026899 | 395.1233 | 0.021258 | 386.2099 | 0 |  |  | 385.5921 | 0.0039242 | 386.2099 | 0 | 386.2099 | -0.0043363 | 384.0193 | 0 | 386.2099 | 0 | 385.5921 | -0.13877 | 385.1387 | 0 | 386.2099 | 0 | 386.2099 | -0.035395
| 385.8087 | 0.44885 | 386.4266 | 0.35853 | 384.9117 | 0.084082 | 384.23 | 0 | 386.4266 | 0.22219 | 386.4266 | 0 | 386.4266 | 0.018733 | 395.3408 | 0.07507 | 386.4266 | 0.029102 |  |  | 385.8087 | 0.028822 | 386.4266 | 0.011701 | 386.4266 | 0.0044465 | 384.2328 | 0 | 386.4266 | 0.010705 | 385.8087 | 0.10012 | 385.3557 | 0 | 386.4266 | 0 | 386.4266 | 0.060505
| 386.0253 | -0.037434 | 386.6433 | -0.029902 | 385.129 | 0.022641 | 384.45 | 0 | 386.6433 | 0 | 386.6433 | 0 | 386.6433 | -0.0087081 | 395.5583 | 0.018568 | 386.6433 | 0 |  |  | 386.0253 | -0.015605 | 386.6433 | 0 | 386.6433 | 0.001541 | 384.4463 | 0 | 386.6433 | 0 | 386.0253 | -0.091287 | 385.5727 | 0 | 386.6433 | 0 | 386.6433 | -0.021538
| 386.2419 | 0.40832 | 386.86 | 0.32616 | 385.3464 | 0.10516 | 384.66 | 0 | 386.86 | 0.11142 | 386.86 | 0 | 386.86 | 0.013685 | 395.7759 | 0.076342 | 386.86 | 0.020953 |  |  | 386.2419 | 0.0087786 | 386.86 | 0.02215 | 386.86 | 0.0093664 | 384.6599 | 0 | 386.86 | 0.0070557 | 386.2419 | 0.043435 | 385.7897 | 0 | 386.86 | 0 | 386.86 | 0.021694
| 386.4585 | -0.01657 | 387.0767 | -0.013236 | 385.5638 | 0.049358 | 384.87 | 0 | 387.0767 | 0 | 387.0767 | 0 | 387.0767 | -0.017797 | 395.9934 | 0.022977 | 387.0767 | 0 |  |  | 386.4585 | -0.048913 | 387.0767 | 0 | 387.0767 | 0.0052033 | 384.8734 | 0 | 387.0767 | 0 | 386.4585 | -0.12257 | 386.0068 | 0 | 387.0767 | 0 | 387.0767 | -0.035086
| 386.6751 | 0.30498 | 387.2935 | 0.24361 | 385.7812 | 0.056799 | 385.09 | 0 | 387.2935 | 0.060527 | 387.2935 | 0 | 387.2935 | 0.00327 | 396.211 | 0.077199 | 387.2935 | 0.012357 |  |  | 386.6751 | -0.030282 | 387.2935 | 0 | 387.2935 | 0.0033139 | 385.0869 | 0 | 387.2935 | 0.0036153 | 386.6751 | 0.041595 | 386.2238 | 0 | 387.2935 | 0 | 387.2935 | -0.0011913
| 386.8917 | 0.064848 | 387.5102 | 0.0518 | 385.9986 | 0.023365 | 385.3 | 0 | 387.5102 | 0 | 387.5102 | 0 | 387.5102 | -0.0085779 | 396.4286 | 0.018848 | 387.5102 | 0 |  |  | 386.8917 | -0.0048352 | 387.5102 | 0 | 387.5102 | 0.0012031 | 385.3005 | 0 | 387.5102 | 0 | 386.8917 | -0.029912 | 386.4409 | 0 | 387.5102 | 0 | 387.5102 | -0.037762
| 387.1084 | 0.49647 | 387.727 | 0.39657 | 386.216 | 0.097724 | 385.51 | 0 | 387.727 | 0.12522 | 387.727 | 0 | 387.727 | 0.0085656 | 396.6462 | 0.073656 | 387.727 | 0.020237 |  |  | 387.1084 | 0.028481 | 387.727 | 0.0082837 | 387.727 | 0.0038328 | 385.5141 | 0 | 387.727 | 0.0041612 | 387.1084 | 0.096808 | 386.6579 | 0 | 387.727 | 0 | 387.727 | 0.019914
| 387.3251 | 0.1459 | 387.9437 | 0.11654 | 386.4335 | 0.075401 | 385.73 | 0 | 387.9437 | 0 | 387.9437 | 0 | 387.9437 | -0.01492 | 396.8638 | 0.02645 | 387.9437 | 0 |  |  | 387.3251 | -0.030994 | 387.9437 | 0 | 387.9437 | 6.6181e-05 | 385.7277 | 0 | 387.9437 | 0 | 387.3251 | -0.072514 | 386.875 | 0 | 387.9437 | 0 | 387.9437 | -0.033539
| 387.5417 | 0.55828 | 388.1605 | 0.44594 | 386.6509 | 0.13592 | 385.94 | 0 | 388.1605 | 0.14379 | 388.1605 | 0 | 388.1605 | 0.017648 | 397.0814 | 0.062902 | 388.1605 | 0.028654 |  |  | 387.5417 | 0.043663 | 388.1605 | 0.022252 | 388.1605 | 0.0043543 | 385.9413 | 0 | 388.1605 | 0.0082687 | 387.5417 | 0.059263 | 387.0921 | 0 | 388.1605 | 0 | 388.1605 | 0.034805
| 387.7584 | 0.26647 | 388.3773 | 0.21285 | 386.8684 | 0.092019 | 386.15 | 0 | 388.3773 | 0 | 388.3773 | 0 | 388.3773 | 0.001478 | 397.299 | 0.019502 | 388.3773 | 0.010566 |  |  | 387.7584 | -0.019814 | 388.3773 | 0 | 388.3773 | -0.001885 | 386.1549 | 0 | 388.3773 | 0 | 387.7584 | -0.055214 | 387.3092 | 0 | 388.3773 | 0 | 388.3773 | -0.006449
| 387.9752 | 0.56537 | 388.5941 | 0.45161 | 387.0858 | 0.096484 | 386.37 | 0 | 388.5941 | 0.11305 | 388.5941 | 0 | 388.5941 | 0.031543 | 397.5167 | 0.066939 | 388.5942 | 0.025699 |  |  | 387.9752 | 0.021224 | 388.5941 | 0.023849 | 388.5941 | 0.0065584 | 386.3685 | 0 | 388.5942 | 0.0030664 | 387.9752 | 0.072882 | 387.5263 | 0 | 388.5941 | 0 | 388.5941 | 0.036704
| 388.1919 | 0.17123 | 388.811 | 0.13678 | 387.3033 | 0.072425 | 386.58 | 0 | 388.811 | 0 | 388.811 | 0 | 388.811 | -0.015063 | 397.7343 | 0.019007 | 388.811 | 0 |  |  | 388.1919 | 0.011389 | 388.811 | 0 | 388.811 | -0.0046054 | 386.5822 | 0 | 388.811 | 0 | 388.1919 | -0.12184 | 387.7434 | 0 | 388.811 | 0 | 388.811 | -0.043531
| 388.4086 | 0.56132 | 389.0278 | 0.44837 | 387.5208 | 0.082346 | 386.8 | 0 | 389.0278 | 0.14991 | 389.0278 | 0 | 389.0278 | 0.018911 | 397.952 | 0.069125 | 389.0278 | 0.013074 |  |  | 388.4086 | 0.027039 | 389.0278 | 0.019387 | 389.0278 | 0.006466 | 386.7958 | 0 | 389.0278 | 0.0066432 | 388.4086 | 0.10748 | 387.9605 | 0 | 389.0278 | 0 | 389.0278 | 0.025561
| 388.6254 | 0.21987 | 389.2447 | 0.17562 | 387.7383 | 0.077634 | 387.01 | 0 | 389.2447 | 0 | 389.2447 | 0 | 389.2447 | -0.015236 | 398.1696 | 0.025494 | 389.2447 | 0 |  |  | 388.6254 | 0.0053579 | 389.2447 | 0 | 389.2447 | -2.5082e-05 | 387.0095 | 0 | 389.2447 | 0 | 388.6254 | -0.075827 | 388.1776 | 0 | 389.2447 | 0 | 389.2447 | -0.01222
| 388.8422 | 0.60691 | 389.4616 | 0.48479 | 387.9558 | 0.068456 | 387.22 | 0 | 389.4616 | 0.1104 | 389.4616 | 0 | 389.4616 | 0.0082695 | 398.3873 | 0.0713 | 389.4615 | 0.016655 |  |  | 388.8422 | 0.0184 | 389.4616 | 0.020883 | 389.4615 | 0.012159 | 387.2231 | 0 | 389.4615 | 0.012122 | 388.8422 | 0.051533 | 388.3948 | 0 | 389.4616 | 0 | 389.4616 | 0.023646
| 389.059 | 0.1844 | 389.6784 | 0.1473 | 388.1733 | -0.027531 | 387.44 | 0 | 389.6784 | 0 | 389.6784 | 0 | 389.6784 | -0.020293 | 398.605 | 0.023202 | 389.6784 | 0 |  |  | 389.059 | -0.042708 | 389.6784 | 0 | 389.6784 | 0.002025 | 387.4368 | 0 | 389.6784 | 0 | 389.059 | -0.14613 | 388.6119 | 0 | 389.6784 | 0 | 389.6784 | -0.046081
| 389.2758 | 0.78321 | 389.8954 | 0.62561 | 388.3908 | 0.07937 | 387.65 | 0 | 389.8954 | 0.19537 | 389.8954 | 0 | 389.8954 | 0.029479 | 398.8227 | 0.065292 | 389.8954 | 0.032057 |  |  | 389.2758 | 0.039732 | 389.8954 | 0.034517 | 389.8954 | 0.0020522 | 387.6505 | 0 | 389.8954 | 0.019671 | 389.2758 | 0.07914 | 388.8291 | 0 | 389.8954 | 0 | 389.8954 | 0.05134
| 389.4926 | 0.33537 | 390.1123 | 0.26789 | 388.6083 | 0.079618 | 387.86 | 0 | 390.1123 | 0 | 390.1123 | 0 | 390.1123 | -0.019386 | 399.0404 | 0.017784 | 390.1123 | 0 |  |  | 389.4926 | -0.024587 | 390.1123 | 0 | 390.1123 | 0.0028585 | 387.8642 | 0 | 390.1123 | 0 | 389.4926 | -0.065889 | 389.0463 | 0 | 390.1123 | 0 | 390.1123 | -0.038635
| 389.7094 | 0.91695 | 390.3292 | 0.73244 | 388.8259 | 0.047126 | 388.08 | 0 | 390.3292 | 0.16504 | 390.3292 | 0 | 390.3292 | 0.021484 | 399.2582 | 0.072658 | 390.3292 | 0.022118 |  |  | 389.7094 | 0.045829 | 390.3292 | 0.016704 | 390.3292 | 0.007681 | 388.078 | 0 | 390.3292 | 0.0045028 | 389.7094 | 0.088342 | 389.2635 | 0 | 390.3292 | 0 | 390.3292 | 0.040026
| 389.9263 | 0.49647 | 390.5462 | 0.39657 | 389.0434 | 0.013719 | 388.29 | 0 | 390.5461 | 0 | 390.5461 | 0 | 390.5461 | -0.017682 | 399.4759 | 0.020387 | 390.5461 | 0 |  |  | 389.9263 | -0.022034 | 390.5461 | 0 | 390.5461 | 0.0021854 | 388.2917 | 0 | 390.5461 | 0 | 389.9263 | -0.10086 | 389.4807 | 0 | 390.5461 | 0 | 390.5461 | -0.027763
| 390.1432 | 0.89669 | 390.7631 | 0.71626 | 389.261 | 0.10268 | 388.51 | 0 | 390.7631 | 0.14376 | 390.7631 | 0 | 390.7631 | -0.006405 | 399.6937 | 0.065983 | 390.7631 | 0.016745 |  |  | 390.1432 | -0.0081646 | 390.7631 | 0.019186 | 390.7631 | 0.0051888 | 388.5055 | 0 | 390.7631 | 0.0053562 | 390.1432 | -0.030903 | 389.6979 | 0 | 390.7631 | 0 | 390.7631 | 0.026157
| 390.36 | 0.50255 | 390.9801 | 0.40143 | 389.4786 | 0.064984 | 388.72 | 0 | 390.9801 | 0 | 390.9801 | 0 | 390.9801 | -0.011916 | 399.9114 | 0.020806 | 390.9801 | 0 |  |  | 390.36 | -0.034917 | 390.9801 | 0 | 390.9801 | 0.00063103 | 388.7192 | 0 | 390.9801 | 0 | 390.36 | -0.10307 | 389.9151 | 0 | 390.9801 | 0 | 390.9801 | -0.022302
| 390.5769 | 0.93722 | 391.1971 | 0.74863 | 389.6962 | 0.088051 | 388.93 | 0 | 391.1971 | 0.1383 | 391.1971 | 0 | 391.1971 | 0.0032724 | 400.1292 | 0.067389 | 391.1971 | 0.011104 |  |  | 390.5769 | 0.018176 | 391.1971 | 0.0038872 | 391.1971 | 0.0069636 | 388.933 | 0 | 391.1971 | 0.0023227 | 390.5769 | 0.028959 | 390.1323 | 0 | 391.1971 | 0 | 391.1971 | 0.03806
| 390.7939 | 0.39515 | 391.4141 | 0.31564 | 389.9138 | -0.020782 | 389.15 | 0 | 391.4141 | 0 | 391.4141 | 0 | 391.4141 | -0.017484 | 400.347 | 0.016278 | 391.4141 | 0 |  |  | 390.7939 | -0.027515 | 391.4141 | 0 | 391.4141 | 0.00043931 | 389.1468 | 0 | 391.4141 | 0 | 390.7939 | -0.0946 | 390.3495 | 0 | 391.4141 | 0 | 391.4141 | -0.054798
| 391.0108 | 1.0912 | 391.6311 | 0.87165 | 390.1314 | 0.10492 | 389.36 | 0 | 391.6311 | 0.13418 | 391.6311 | 0 | 391.6311 | 0.012437 | 400.5648 | 0.060493 | 391.6311 | 0.022028 |  |  | 391.0108 | 0.04829 | 391.6311 | 0.023053 | 391.6311 | 0.0017352 | 389.3606 | 0 | 391.6311 | 0.011492 | 391.0108 | 0.021496 | 390.5668 | 0 | 391.6311 | 0 | 391.6311 | 0.015173
| 391.2277 | 0.59577 | 391.8481 | 0.47589 | 390.349 | 0.030508 | 389.57 | 0 | 391.8481 | 0 | 391.8481 | 0 | 391.8481 | -0.01604 | 400.7826 | 0.022222 | 391.8481 | 0 |  |  | 391.2277 | 0.00067464 | 391.8481 | 0 | 391.8481 | -0.0026093 | 389.5744 | 0 | 391.8481 | 0 | 391.2277 | -0.12073 | 390.784 | 0 | 391.8481 | 0 | 391.8481 | -0.037056
| 391.4447 | 1.0517 | 392.0652 | 0.84009 | 390.5666 | 0.088299 | 389.79 | 0 | 392.0652 | 0.15416 | 392.0652 | 0 | 392.0652 | 0.018568 | 401.0004 | 0.060405 | 392.0652 | 0.020327 |  |  | 391.4447 | 0.029257 | 392.0652 | 0.019732 | 392.0652 | 0.0025831 | 389.7882 | 0 | 392.0652 | 0.010921 | 391.4447 | 0.10012 | 391.0013 | 0 | 392.0652 | 0 | 392.0652 | 0.026482
| 391.6617 | 0.73154 | 392.2822 | 0.58434 | 390.7843 | 0.03646 | 390 | 0 | 392.2822 | 0 | 392.2822 | 0 | 392.2822 | -0.02259 | 401.2183 | 0.019986 | 392.2822 | 0 |  |  | 391.6617 | -0.020727 | 392.2822 | 0 | 392.2822 | -0.00094537 | 390.002 | 0 | 392.2822 | 0 | 391.6617 | -0.071042 | 391.2186 | 0 | 392.2822 | 0 | 392.2822 | -0.036631
| 391.8786 | 1.1976 | 392.4993 | 0.95663 | 391.0019 | 0.057295 | 390.22 | 0 | 392.4993 | 0.098315 | 392.4993 | 0 | 392.4993 | 0.011823 | 401.4361 | 0.06426 | 392.4993 | 0.019252 |  |  | 391.8787 | 0.012637 | 392.4993 | 0.0086239 | 392.4993 | 0.010979 | 390.2159 | 0 | 392.4993 | 0.011673 | 391.8786 | 0.058895 | 391.4359 | 0 | 392.4993 | 0 | 392.4993 | 0.046343
| 392.0957 | 0.92506 | 392.7164 | 0.73892 | 391.2196 | -0.01584 | 390.43 | 0 | 392.7164 | 0 | 392.7164 | 0 | 392.7164 | -0.019919 | 401.654 | 0.016643 | 392.7164 | 0 |  |  | 392.0957 | -0.0069968 | 392.7164 | 0 | 392.7164 | 0.001068 | 390.4297 | 0 | 392.7164 | 0 | 392.0957 | -0.1108 | 391.6532 | 0 | 392.7164 | 0 | 392.7164 | -0.032933
| 392.3127 | 1.2746 | 392.9335 | 1.0181 | 391.4372 | 0.024759 | 390.64 | 0 | 392.9335 | 0.068867 | 392.9335 | 0 | 392.9335 | 0.014131 | 401.8718 | 0.0665 | 392.9335 | 0.0098499 |  |  | 392.3127 | 0.015803 | 392.9335 | 0.015908 | 392.9335 | 0.0046469 | 390.6436 | 0 | 392.9335 | 0.0082617 | 392.3127 | 0.054846 | 391.8705 | 0 | 392.9335 | 0 | 392.9335 | 0.021
| 392.5297 | 0.98585 | 393.1506 | 0.78748 | 391.6549 | 0.032492 | 390.86 | 0 | 393.1506 | 0 | 393.1506 | 0 | 393.1506 | -0.025055 | 402.0897 | 0.016972 | 393.1506 | 0 |  |  | 392.5297 | -0.013986 | 393.1506 | 0 | 393.1506 | 0.0018615 | 390.8575 | 0 | 393.1506 | 0 | 392.5297 | -0.052269 | 392.0878 | 0 | 393.1506 | 0 | 393.1506 | -0.027512
| 392.7468 | 1.6171 | 393.3678 | 1.2917 | 391.8726 | 0.063992 | 391.07 | 0 | 393.3678 | 0.16697 | 393.3678 | 0 | 393.3678 | 0.007871 | 402.3076 | 0.070147 | 393.3678 | 0.016028 |  |  | 392.7468 | 0.025213 | 393.3678 | 0.018638 | 393.3678 | 0.0022653 | 391.0714 | 0 | 393.3678 | 0.0057059 | 392.7468 | 0.11742 | 392.3051 | 0 | 393.3678 | 0 | 393.3678 | 0.022852
| 392.9638 | 1.0375 | 393.5849 | 0.82875 | 392.0903 | -0.011442 | 391.29 | 0 | 393.5849 | 0 | 393.5849 | 0 | 393.5849 | -0.011083 | 402.5255 | 0.022735 | 393.5849 | 0 |  |  | 392.9638 | -0.021279 | 393.5849 | 0 | 393.5849 | 0.0011468 | 391.2853 | 0 | 393.5849 | 0 | 392.9638 | -0.10932 | 392.5225 | 0 | 393.5849 | 0 | 393.5849 | -0.013497
| 393.1809 | 1.538 | 393.8021 | 1.2286 | 392.308 | 0.080362 | 391.5 | 0 | 393.8021 | 0.11013 | 393.8021 | 0 | 393.8021 | 0.010681 | 402.7434 | 0.066849 | 393.8021 | 0.014238 |  |  | 393.1809 | 0.030337 | 393.8021 | 0.01908 | 393.8021 | 0.0060728 | 391.4992 | 0 | 393.8021 | 0.014816 | 393.1809 | 0.021415 | 392.7398 | 0 | 393.8021 | 0 | 393.8021 | 0.02482
| 393.398 | 1.2807 | 394.0192 | 1.023 | 392.5257 | -0.0046094 | 391.71 | 0 | 394.0192 | 0 | 394.0192 | 0 | 394.0192 | -0.013646 | 402.9613 | 0.017643 | 394.0193 | 0 |  |  | 393.398 | -0.0070388 | 394.0192 | 0 | 394.0193 | 0.002558 | 391.7131 | 0 | 394.0193 | 0 | 393.398 | -0.090551 | 392.9572 | 0 | 394.0192 | 0 | 394.0192 | -0.025268
| 393.6151 | 1.7154 | 394.2364 | 1.3702 | 392.7435 | 0.068208 | 391.93 | 0 | 394.2364 | 0.17692 | 394.2364 | 0 | 394.2364 | 0.020577 | 403.1793 | 0.066357 | 394.2364 | 0.022923 |  |  | 393.6151 | 0.011163 | 394.2364 | 0 | 394.2364 | 0.0078647 | 391.9271 | 0 | 394.2364 | 0.012589 | 393.6151 | 0.030436 | 393.1745 | 0 | 394.2364 | 0 | 394.2364 | 0.032334
| 393.8322 | 1.5077 | 394.4536 | 1.2043 | 392.9612 | 0.039933 | 392.14 | 0 | 394.4536 | 0 | 394.4536 | 0 | 394.4536 | -0.017184 | 403.3972 | 0.025576 | 394.4536 | 0 |  |  | 393.8322 | -0.011478 | 394.4536 | 0 | 394.4536 | 0.0071402 | 392.141 | 0 | 394.4536 | 0 | 393.8322 | -0.078404 | 393.3919 | 0 | 394.4536 | 0 | 394.4536 | -0.026617
| 394.0494 | 1.9271 | 394.6708 | 1.5393 | 393.179 | 0.077882 | 392.36 | 0 | 394.6709 | 0.14985 | 394.6709 | 0 | 394.6709 | 0.014756 | 403.6152 | 0.073877 | 394.6708 | 0.021849 |  |  | 394.0494 | 0.060851 | 394.6709 | 0.01175 | 394.6708 | 0.01023 | 392.355 | 0 | 394.6708 | 0.010929 | 394.0494 | 0.12442 | 393.6093 | 0 | 394.6709 | 0 | 394.6709 | 0.015252
| 394.2665 | 1.6232 | 394.8881 | 1.2965 | 393.3967 | 0.036708 | 392.57 | 0 | 394.8881 | 0 | 394.8881 | 0 | 394.8881 | -0.0096596 | 403.8332 | 0.025082 | 394.8881 | 0 |  |  | 394.2665 | -0.02328 | 394.8881 | 0 | 394.8881 | 0.0030014 | 392.569 | 0 | 394.8881 | 0 | 394.2665 | -0.11043 | 393.8267 | 0 | 394.8881 | 0 | 394.8881 | -0.035355
| 394.4837 | 2.1429 | 395.1053 | 1.7117 | 393.6145 | 0.045142 | 392.78 | 0 | 395.1053 | 0.093053 | 395.1053 | 0 | 395.1053 | 0.014942 | 404.0511 | 0.063479 | 395.1053 | 0.010924 |  |  | 394.4837 | 0.041641 | 395.1053 | 0.024789 | 395.1053 | 0.0026777 | 392.783 | 0 | 395.1053 | 0.0094353 | 394.4837 | 0.0013232 | 394.0441 | 0 | 395.1053 | 0 | 395.1053 | 0.018746
| 394.7009 | 2.0639 | 395.3226 | 1.6486 | 393.8323 | 0.055311 | 393 | 0 | 395.3226 | 0 | 395.3226 | 0 | 395.3226 | -7.7822e-05 | 404.2691 | 0.020048 | 395.3226 | 0.0046817 |  |  | 394.7009 | 0.009758 | 395.3226 | 0 | 395.3226 | -0.00098282 | 392.997 | 0 | 395.3226 | 0 | 394.7009 | -0.08871 | 394.2615 | 0 | 395.3226 | 0 | 395.3226 | -0.01843
| 394.9181 | 2.4884 | 395.5399 | 1.9877 | 394.0501 | 0.096484 | 393.21 | 0 | 395.5399 | 0.13813 | 395.5399 | 0 | 395.5399 | 0.023272 | 404.4871 | 0.068538 | 395.5399 | 0.019521 |  |  | 394.9181 | 0.044285 | 395.5399 | 0.0042234 | 395.5399 | 0.003745 | 393.211 | 0 | 395.5399 | 0.011837 | 394.9181 | 0.04638 | 394.4789 | 0 | 395.5399 | 0 | 395.5399 | 0.013312
| 395.1353 | 2.3983 | 395.7572 | 1.9157 | 394.2679 | 0.011528 | 393.43 | 0 | 395.7572 | 0 | 395.7572 | 0 | 395.7572 | -0.011295 | 404.7051 | 0.017208 | 395.7571 | 0 |  |  | 395.1353 | 0.0014747 | 395.7572 | 0 | 395.7571 | 0.001105 | 393.425 | 0 | 395.7571 | 0 | 395.1353 | -0.1303 | 394.6964 | 0 | 395.7572 | 0 | 395.7572 | -0.023798
| 395.3525 | 2.8755 | 395.9745 | 2.2969 | 394.4857 | 0.062256 | 393.64 | 0 | 395.9745 | 0.1038 | 395.9745 | 0 | 395.9745 | 0.011112 | 404.9232 | 0.068469 | 395.9745 | 0.019521 |  |  | 395.3525 | 0.033313 | 395.9745 | 0.034503 | 395.9745 | 0.01683 | 393.6391 | 0 | 395.9745 | 0.010456 | 395.3525 | 0.018941 | 394.9138 | 0 | 395.9745 | 0 | 395.9745 | 0.013914
| 395.5698 | 2.4104 | 396.1918 | 1.9254 | 394.7035 | 0.006373 | 393.85 | 0 | 396.1918 | 0 | 396.1918 | 0 | 396.1918 | -0.009757 | 405.1412 | 0.016195 | 396.1918 | 0 |  |  | 395.5698 | -0.015953 | 396.1918 | 0 | 396.1918 | -0.00036603 | 393.8531 | 0 | 396.1918 | 0 | 395.5698 | -0.052637 | 395.1313 | 0 | 396.1918 | 0 | 396.1918 | -0.046589
| 395.7871 | 3.1906 | 396.4091 | 2.5486 | 394.9214 | 0.11112 | 394.07 | 0 | 396.4091 | 0.15961 | 396.4091 | 0 | 396.4091 | 0.0096906 | 405.3593 | 0.068209 | 396.4091 | 0.017193 |  |  | 395.787 | 0.028027 | 396.4091 | 0.018276 | 396.4091 | 0.0052632 | 394.0672 | 0 | 396.4091 | 0.012884 | 395.7871 | 0.078036 | 395.3488 | 0 | 396.4091 | 0 | 396.4091 | 0.017053
| 396.0043 | 2.8127 | 396.6264 | 2.2467 | 395.1392 | 0.03522 | 394.28 | 0 | 396.6265 | 0 | 396.6265 | 0 | 396.6265 | -0.024626 | 405.5773 | 0.017421 | 396.6265 | 0 |  |  | 396.0043 | -0.0088478 | 396.6265 | 0 | 396.6265 | 0.0015313 | 394.2812 | 0 | 396.6265 | 0 | 396.0043 | -0.11006 | 395.5663 | 0 | 396.6265 | 0 | 396.6265 | -0.051219
| 396.2216 | 3.5412 | 396.8438 | 2.8286 | 395.3571 | 0.071185 | 394.5 | 0 | 396.8438 | 0.13015 | 396.8438 | 0 | 396.8438 | 0.026165 | 405.7954 | 0.062647 | 396.8438 | 0.017372 |  |  | 396.2216 | 0.030694 | 396.8438 | 0 | 396.8438 | 0.011766 | 394.4954 | 0 | 396.8438 | 0.0097941 | 396.2216 | 0.10527 | 395.7838 | 0 | 396.8438 | 0 | 396.8438 | 0.03034
| 396.4389 | 3.3 | 397.0612 | 2.636 | 395.5749 | 0.026291 | 394.71 | 0 | 397.0612 | 0 | 397.0612 | 0 | 397.0612 | -0.013982 | 406.0135 | 0.014796 | 397.0612 | 0 |  |  | 396.4389 | -0.028645 | 397.0612 | 0 | 397.0612 | -0.00043547 | 394.7094 | 0 | 397.0612 | 0 | 396.4389 | -0.18331 | 396.0013 | 0 | 397.0612 | 0 | 397.0612 | -0.031338
| 396.6562 | 3.8745 | 397.2786 | 3.0949 | 395.7928 | 0.11013 | 394.92 | 0 | 397.2786 | 0.14846 | 397.2786 | 0 | 397.2786 | 0.0093185 | 406.2316 | 0.061354 | 397.2786 | 0.0097604 |  |  | 396.6562 | 0.030061 | 397.2786 | 0.01044 | 397.2786 | 0.0080316 | 394.9236 | 0 | 397.2786 | 0.0066513 | 396.6562 | 0.043067 | 396.2188 | 0 | 397.2786 | 0 | 397.2786 | 0.015455
| 396.8736 | 3.8238 | 397.496 | 3.0544 | 396.0107 | 0.04787 | 395.14 | 0 | 397.496 | 0 | 397.496 | 0 | 397.496 | -0.020533 | 406.4497 | 0.0078809 | 397.496 | 0 |  |  | 396.8736 | 0.00023848 | 397.496 | 0 | 397.496 | -0.00089358 | 395.1377 | 0 | 397.496 | 0 | 396.8736 | -0.085766 | 396.4363 | 0 | 397.496 | 0 | 397.496 | -0.023534
| 397.0909 | 4.3791 | 397.7134 | 3.4979 | 396.2286 | 0.082842 | 395.35 | 0 | 397.7134 | 0.076131 | 397.7134 | 0 | 397.7134 | 0.013889 | 406.6678 | 0.064625 | 397.7134 | 0.01379 |  |  | 397.0909 | 0.02306 | 397.7134 | 0.0090301 | 397.7134 | 0.004833 | 395.3518 | 0 | 397.7134 | 0.0076366 | 397.0909 | 0.10307 | 396.6538 | 0 | 397.7134 | 0 | 397.7134 | 0.024982
| 397.3083 | 4.2585 | 397.9308 | 3.4016 | 396.4465 | 0.03274 | 395.57 | 0 | 397.9308 | 0 | 397.9308 | 0 | 397.9308 | -0.020418 | 406.8859 | 0.015937 | 397.9308 | 0 |  |  | 397.3083 | -0.010289 | 397.9308 | 0 | 397.9308 | -3.7206e-05 | 395.566 | 0 | 397.9308 | 0 | 397.3083 | -0.11669 | 396.8714 | 0 | 397.9308 | 0 | 397.9308 | -0.046361
| 397.5257 | 4.8918 | 398.1483 | 3.9074 | 396.6644 | 0.10442 | 395.78 | 0 | 398.1483 | 0.12533 | 398.1483 | 0 | 398.1483 | 0.01598 | 407.1041 | 0.056652 | 398.1483 | 0.028923 |  |  | 397.5257 | 0.048097 | 398.1483 | 0.017577 | 398.1483 | 0.012681 | 395.7802 | 0 | 398.1483 | 0.011374 | 397.5257 | 0.060735 | 397.0889 | 0 | 398.1483 | 0 | 398.1483 | 0.052126
| 397.7431 | 4.7722 | 398.3657 | 3.8119 | 396.8824 | 0.14807 | 395.99 | 0 | 398.3657 | 0 | 398.3657 | 0 | 398.3657 | -0.018569 | 407.3222 | 0.017654 | 398.3657 | 0 |  |  | 397.7431 | 0.0011012 | 398.3657 | 0 | 398.3657 | -0.002054 | 395.9943 | 0 | 398.3657 | 0 | 397.7431 | -0.070674 | 397.3065 | 0 | 398.3657 | 0 | 398.3657 | -0.021047
| 397.9605 | 5.5686 | 398.5832 | 4.4481 | 397.1003 | 0.098716 | 396.21 | 0 | 398.5832 | 0.15352 | 398.5832 | 0 | 398.5832 | 0.024377 | 407.5404 | 0.019542 | 398.5832 | 0.024177 |  |  | 397.9605 | 0.061583 | 398.5832 | 0.023849 | 398.5832 | 0.0097032 | 396.2085 | 0 | 398.5832 | 0.0054337 | 397.9605 | 0.080244 | 397.524 | 0 | 398.5832 | 0 | 398.5832 | 0.02369
| 398.1779 | 5.2748 | 398.8007 | 4.2134 | 397.3183 | 0.038197 | 396.42 | 0 | 398.8007 | 0 | 398.8007 | 0 | 398.8007 | -0.011768 | 407.7586 | 0.059974 | 398.8007 | 0 |  |  | 398.1779 | -0.015492 | 398.8007 | 0 | 398.8007 | -0.0011669 | 396.4227 | 0 | 398.8007 | 0 | 398.1779 | -0.10932 | 397.7416 | 0 | 398.8007 | 0 | 398.8007 | -0.035944
| 398.3954 | 5.8006 | 399.0182 | 4.6334 | 397.5362 | 0.08557 | 396.64 | 0 | 399.0182 | 0.12804 | 399.0182 | 0 | 399.0182 | 0.012866 | 407.9767 | 0.018345 | 399.0182 | 0.020148 |  |  | 398.3954 | 0.041764 | 399.0182 | 0.0073797 | 399.0182 | 0.01037 | 396.6369 | 0 | 399.0182 | 0.0077399 | 398.3954 | 0.039754 | 397.9592 | 0 | 399.0182 | 0 | 399.0182 | 0.046048
| 398.6128 | 5.6902 | 399.2357 | 4.5452 | 397.7542 | 0.013374 | 396.85 | 0 | 399.2357 | 0 | 399.2357 | 0 | 399.2357 | -0.023529 | 408.1949 | 0.059409 | 399.2357 | 0 |  |  | 398.6128 | 0.00095951 | 399.2357 | 0 | 399.2357 | 0.0017262 | 396.8511 | 0 | 399.2357 | 0 | 398.6128 | -0.07141 | 398.1768 | 0 | 399.2357 | 0 | 399.2357 | -0.038065
| 398.8303 | 6.5737 | 399.4532 | 5.2509 | 397.9722 | 0.08061 | 397.07 | 0 | 399.4532 | 0.15404 | 399.4532 | 0 | 399.4532 | 0.0005128 | 408.4131 | 0.019659 | 399.4533 | 0.020506 |  |  | 398.8303 | 0.033507 | 399.4532 | 0.011155 | 399.4532 | 0.0053084 | 397.0654 | 0 | 399.4533 | 0.0092971 | 398.8303 | 0.032728 | 398.3944 | 0 | 399.4532 | 0 | 399.4532 | 0.022964
| 399.0478 | 6.3771 | 399.6708 | 5.0939 | 398.1902 | 0.085322 | 397.28 | 0 | 399.6708 | 0 | 399.6708 | 0 | 399.6708 | -0.026603 | 408.6314 | 0.057822 | 399.6708 | 0 |  |  | 399.0478 | 0.0041429 | 399.6708 | 0 | 399.6708 | -0.00032189 | 397.2796 | 0 | 399.6708 | 0 | 399.0478 | -0.11779 | 398.6121 | 0 | 399.6708 | 0 | 399.6708 | -0.038651
| 399.2653 | 7.1512 | 399.8884 | 5.7123 | 398.4082 | 0.11509 | 397.49 | 0 | 399.8883 | 0.09949 | 399.8883 | 0 | 399.8883 | 0.0050992 | 408.8496 | 0.010609 | 399.8883 | 0.018625 |  |  | 399.2653 | 0.059706 | 399.8883 | 0.014256 | 399.8883 | 0.013599 | 397.4939 | 0 | 399.8883 | 0.01208 | 399.2653 | 0.038282 | 398.8297 | 0 | 399.8883 | 0 | 399.8883 | 0.029651
| 399.4828 | 7.0256 | 400.1059 | 5.6119 | 398.6262 | 0.07813 | 397.71 | 0 | 400.1059 | 0 | 400.1059 | 0 | 400.1059 | -0.021878 | 409.0678 | 0.058244 | 400.1059 | 0 |  |  | 399.4828 | 0.010034 | 400.1059 | 0 | 400.1059 | 0.0052187 | 397.7081 | 0 | 400.1059 | 0 | 399.4828 | -0.1465 | 399.0473 | 0 | 400.1059 | -0.018855 | 400.1059 | -0.027821
| 399.7003 | 7.8716 | 400.3235 | 6.2877 | 398.8442 | 0.092763 | 397.92 | 0 | 400.3235 | 0.090149 | 400.3235 | 0 | 400.3235 | 0.0030547 | 409.2861 | 0.014014 | 400.3235 | 0.014238 |  |  | 399.7003 | 0.022822 | 400.3235 | 0.010544 | 400.3235 | 0.0029495 | 397.9224 | 0 | 400.3235 | 0.0086167 | 399.7003 | 0.077668 | 399.265 | 0 | 400.3235 | -0.0018498 | 400.3235 | 0.019154
| 399.9179 | 7.976 | 400.5411 | 6.3711 | 399.0622 | 0.096236 | 398.14 | 0 | 400.5411 | 0 | 400.5411 | 0 | 400.5411 | -0.016136 | 409.5044 | 0.05653 | 400.5411 | 0 |  |  | 399.9179 | 0.0073547 | 400.5411 | 0 | 400.5411 | 0.00054221 | 398.1367 | 0 | 400.5411 | 0 | 399.9179 | -0.15718 | 399.4827 | 0 | 400.5411 | -0.0089812 | 400.5411 | -0.0085567
| 400.1354 | 8.5312 | 400.7587 | 6.8146 | 399.2803 | 0.099708 | 398.35 | 0 | 400.7587 | 0.10371 | 400.7587 | 0 | 400.7587 | 0.030354 | 409.7227 | 0.018305 | 400.7587 | 0.020685 |  |  | 400.1354 | 0.048623 | 400.7587 | 0.021458 | 400.7587 | 0.0030989 | 398.351 | 0 | 400.7587 | 0.0095445 | 400.1354 | 0.17963 | 399.7003 | 0 | 400.7587 | 0.009153 | 400.7587 | 0.039814
| 400.353 | 8.9112 | 400.9764 | 7.1181 | 399.4983 | 0.073665 | 398.57 | 0 | 400.9764 | 0 | 400.9764 | 0 | 400.9764 | -0.010427 | 409.9409 | 0.054053 | 400.9764 | 0 |  |  | 400.353 | -0.011721 | 400.9764 | 0 | 400.9763 | 0.00057442 | 398.5653 | 0 | 400.9764 | 0 | 400.353 | -0.035616 | 399.918 | 0 | 400.9764 | 0.0008288 | 400.9764 | -0.019092
| 400.5706 | 9.6842 | 401.194 | 7.7356 | 399.7164 | 0.12972 | 398.78 | 0 | 401.194 | 0.1144 | 401.194 | 0 | 401.194 | 0.016916 | 410.1592 | 0.018043 | 401.194 | 0.023282 |  |  | 400.5706 | 0.041224 | 401.194 | 0.00421 | 401.194 | 0.015585 | 398.7797 | 0 | 401.194 | 0.012687 | 400.5706 | 0.052269 | 400.1357 | 0 | 401.194 | 0.0023351 | 401.194 | 0.020823
| 400.7882 | 9.8018 | 401.4117 | 7.8295 | 399.9345 | 0.056551 | 398.99 | 0 | 401.4117 | 0.014534 | 401.4117 | 0 | 401.4117 | -0.011058 | 410.3776 | 0.06041 | 401.4117 | 0 |  |  | 400.7882 | 0.016356 | 401.4117 | 0 | 401.4117 | -0.0033222 | 398.994 | 0 | 401.4117 | 0 | 400.7882 | -0.017138 | 400.3534 | 0 | 401.4117 | -0.005999 | 401.4117 | -0.011384
| 401.0058 | 10.51 | 401.6293 | 8.3952 | 400.1526 | 0.090779 | 399.21 | 0 | 401.6293 | 0.13338 | 401.6293 | 0 | 401.6293 | -0.0018333 | 410.5959 | 0.019778 | 401.6293 | 0.012626 |  |  | 401.0058 | 0.052797 | 401.6293 | 0.012323 | 401.6293 | 0.0071022 | 399.2084 | 0 | 401.6293 | 0.0056258 | 401.0058 | 0.038282 | 400.5711 | 0 | 401.6293 | 0.0013522 | 401.6293 | 0.015123
| 401.2235 | 10.7755 | 401.847 | 8.6072 | 400.3707 | 0.086067 | 399.42 | 0 | 401.847 | 0.03171 | 401.847 | 0 | 401.847 | -0.0068942 | 410.8142 | 0.058565 | 401.847 | 0.0026777 |  |  | 401.2235 | 0.037073 | 401.847 | 0 | 401.847 | 0.0025014 | 399.4227 | 0 | 401.847 | 0 | 401.2235 | -0.11853 | 400.7888 | 0 | 401.847 | -0.0018074 | 401.847 | -0.0047515
| 401.4411 | 11.4432 | 402.0647 | 9.1406 | 400.5888 | 0.089043 | 399.64 | 0 | 402.0647 | 0.10548 | 402.0647 | 0 | 402.0647 | 0.011663 | 411.0326 | 0.013629 | 402.0647 | 0.014775 |  |  | 401.4411 | 0.055187 | 402.0647 | 0.012284 | 402.0647 | 0.014337 | 399.6371 | 0 | 402.0647 | 0.013474 | 401.4411 | 0.1038 | 401.0066 | 0 | 402.0647 | 0.0067456 | 402.0647 | 0.029076
| 401.6588 | 11.7117 | 402.2824 | 9.3551 | 400.8069 | 0.079618 | 399.85 | 0 | 402.2824 | 0 | 402.2824 | 0 | 402.2824 | -0.0013343 | 411.2509 | 0.064491 | 402.2824 | 0.0020377 |  |  | 401.6588 | 0.031731 | 402.2824 | 0 | 402.2824 | 0.0043668 | 399.8515 | 0 | 402.2824 | 0 | 401.6588 | -0.054478 | 401.2243 | 0 | 402.2824 | 0.00063951 | 402.2824 | -0.021064
| 401.8765 | 12.6246 | 402.5002 | 10.0843 | 401.025 | 0.13394 | 400.07 | 0 | 402.5002 | 0.17819 | 402.5002 | 0.028943 | 402.5002 | 0.0095699 | 411.4693 | 0.018906 | 402.5002 | 0.014148 |  |  | 401.8765 | 0.06392 | 402.5002 | 0.013716 | 402.5002 | 0.0069074 | 400.0659 | 0.078531 | 402.5002 | 0.0068235 | 401.8765 | 0.039754 | 401.4421 | 0 | 402.5002 | -0.001239 | 402.5002 | 0.0074171
| 402.0942 | 13.1676 | 402.7179 | 10.5181 | 401.2432 | 0.045886 | 400.28 | 0 | 402.7179 | 0 | 402.7179 | 0.065329 | 402.7179 | -0.028569 | 411.6877 | 0.063871 | 402.7179 | 0 |  |  | 402.0942 | 0.017056 | 402.7179 | 0 | 402.7179 | 0.0041328 | 400.2803 | 0.067746 | 402.7179 | 0 | 402.0942 | -0.11926 | 401.6599 | 0 | 402.7179 | -0.016511 | 402.7179 | -0.028758
| 402.3119 | 14.2356 | 402.9357 | 11.3711 | 401.4613 | 0.13071 | 400.49 | 0 | 402.9357 | 0.14071 | 402.9357 | 0.11326 | 402.9357 | 0.0018568 | 411.906 | 0.018788 | 402.9357 | 0.014954 |  |  | 402.3119 | 0.057916 | 402.9357 | 0.0072462 | 402.9357 | 0.0046347 | 400.4948 | 0.052378 | 402.9357 | 0.0037535 | 402.3119 | 0.027947 | 401.8776 | 0 | 402.9357 | -0.0010951 | 402.9357 | 0.013576
| 402.5296 | 14.6074 | 403.1534 | 11.6681 | 401.6795 | 0.081354 | 400.71 | 0 | 403.1534 | 0.018281 | 403.1534 | 0.10294 | 403.1534 | -0.010202 | 412.1245 | 0.057114 | 403.1534 | 0 |  |  | 402.5296 | 0.026952 | 403.1534 | 0 | 403.1534 | 0.0018912 | 400.7092 | -0.0023958 | 403.1534 | 0 | 402.5296 | -0.075459 | 402.0954 | 0 | 403.1534 | -0.010893 | 403.1534 | -0.010924
| 402.7474 | 15.5163 | 403.3712 | 12.3941 | 401.8976 | 0.14981 | 400.92 | 0 | 403.3712 | 0.17514 | 403.3712 | 0.091075 | 403.3712 | 0.013266 | 412.3429 | 0.017077 | 403.3712 | 0.021938 |  |  | 402.7474 | 0.035989 | 403.3712 | 0.011474 | 403.3712 | 0.013252 | 400.9236 | 0.22445 | 403.3712 | 0.0053643 | 402.7474 | 0.072882 | 402.3132 | 0 | 403.3712 | -0.0027956 | 403.3712 | 0.017396
| 402.9651 | 16.2904 | 403.589 | 13.0124 | 402.1158 | 0.095244 | 401.14 | 0 | 403.589 | 0 | 403.589 | 0.038249 | 403.589 | -0.0062466 | 412.5613 | 0.060215 | 403.589 | 0.0016695 |  |  | 402.9651 | 0.030515 | 403.589 | 0 | 403.589 | -2.995e-05 | 401.1381 | -0.010201 | 403.589 | 0 | 402.9651 | -0.060735 | 402.531 | 0 | 403.589 | -0.0090067 | 403.589 | -0.019739
| 403.1829 | 17.2033 | 403.8068 | 13.7416 | 402.334 | 0.12302 | 401.35 | 0 | 403.8068 | 0.17974 | 403.8068 | 0.10312 | 403.8068 | 0.01713 | 412.7797 | 0.019757 | 403.8068 | 0.018894 |  |  | 403.1829 | 0.056328 | 403.8068 | 0.032073 | 403.8068 | 0.010535 | 401.3526 | 0.059656 | 403.8068 | 0.011561 | 403.1829 | 0.090183 | 402.7488 | 0 | 403.8068 | 0.0034298 | 403.8068 | 0.023383
| 403.4007 | 17.6217 | 404.0247 | 14.0759 | 402.5522 | 0.10616 | 401.57 | 0 | 404.0247 | 0 | 404.0247 | 0.048725 | 404.0247 | -0.020474 | 412.9982 | 0.055038 | 404.0247 | 0 |  |  | 403.4007 | 0.04146 | 404.0247 | 0 | 404.0247 | 0.00030298 | 401.5671 | -0.053705 | 404.0247 | 0 | 403.4007 | -0.078772 | 402.9667 | 0 | 404.0247 | -0.010442 | 404.0247 | -0.034079
| 403.6185 | 18.716 | 404.2425 | 14.95 | 402.7704 | 0.18627 | 401.78 | 0 | 404.2425 | 0.19092 | 404.2425 | 0.020931 | 404.2425 | 0.010693 | 413.2166 | 0.019855 | 404.2425 | 0.016028 |  |  | 403.6185 | 0.070592 | 404.2425 | 0.019579 | 404.2425 | 0.01249 | 401.7816 | -0.016372 | 404.2425 | 0.0044104 | 403.6185 | 0.069201 | 403.1845 | 0 | 404.2425 | 0.0072511 | 404.2425 | 0.021064
| 403.8363 | 19.2064 | 404.4604 | 15.3417 | 402.9886 | 0.16097 | 402 | 0 | 404.4603 | 0 | 404.4603 | 0.081347 | 404.4603 | -0.014618 | 413.4351 | 0.0572 | 404.4604 | 0 |  |  | 403.8363 | 0.042726 | 404.4603 | 0 | 404.4604 | 0.0042032 | 401.9961 | 0.016512 | 404.4604 | 0 | 403.8363 | -0.082821 | 403.4023 | 0 | 404.4603 | -0.0060549 | 404.4603 | -0.00018649
| 404.0541 | 20.1183 | 404.6782 | 16.0701 | 403.2069 | 0.20661 | 402.21 | 0 | 404.6782 | 0.1177 | 404.6782 | 0.082314 | 404.6782 | 0.0091114 | 413.6536 | 0.024063 | 404.6782 | 0.0137 |  |  | 404.0541 | 0.068049 | 404.6782 | 0.010191 | 404.6782 | 0.0052055 | 402.2106 | 0.21496 | 404.6782 | 0.002681 | 404.0541 | 0.11558 | 403.6202 | 0 | 404.6782 | -0.0042518 | 404.6782 | 0.021282
| 404.272 | 20.6897 | 404.8961 | 16.5265 | 403.4251 | 0.14138 | 402.43 | 0 | 404.8961 | 0 | 404.8961 | 0.051047 | 404.8961 | -0.01099 | 413.8721 | 0.064062 | 404.8961 | 0 |  |  | 404.272 | 0.041113 | 404.8961 | 0 | 404.8961 | 0.0044046 | 402.4252 | -0.040957 | 404.8961 | 0 | 404.272 | -0.081349 | 403.8381 | 0 | 404.8961 | -0.0097455 | 404.8961 | -0.029583
| 404.4898 | 21.9704 | 405.114 | 17.5495 | 403.6434 | 0.15403 | 402.64 | 0 | 405.114 | 0.17338 | 405.114 | 0.13435 | 405.114 | -0.0052612 | 414.0906 | 0.013202 | 405.114 | 0.013163 |  |  | 404.4898 | 0.062068 | 405.114 | 0.011001 | 405.114 | 0.0056259 | 402.6397 | 0.071621 | 405.114 | 0.0050172 | 404.4898 | 0.044171 | 404.056 | 0 | 405.114 | -0.0094543 | 405.114 | 0.011712
| 404.7077 | 22.9725 | 405.3319 | 18.35 | 403.8616 | 0.10541 | 402.85 | 0 | 405.3319 | 0 | 405.3319 | 0.009972 | 405.3319 | 0.0014849 | 414.3091 | 0.057235 | 405.3319 | 0 |  |  | 404.7077 | 0.055348 | 405.3319 | 0 | 405.3319 | -0.0021918 | 402.8543 | -0.051387 | 405.3319 | 0 | 404.7077 | -0.06957 | 404.2738 | 0 | 405.3319 | -0.0034141 | 405.3319 | -0.026877
| 404.9256 | 24.0688 | 405.5498 | 19.2257 | 404.0799 | 0.20239 | 403.07 | 0 | 405.5498 | 0.11352 | 405.5498 | 0.097318 | 405.5498 | 0.0073089 | 414.5276 | 0.014632 | 405.5498 | 0.01379 |  |  | 404.9256 | 0.10205 | 405.5498 | 0.01168 | 405.5498 | 0.010168 | 403.0688 | 0.22437 | 405.5498 | 0.0047193 | 404.9256 | 0.028214 | 404.4918 | 0 | 405.5498 | 0.0054577 | 405.5498 | 0.021875
| 405.1435 | 24.6321 | 405.7678 | 19.6756 | 404.2982 | 0.16147 | 403.28 | 0.23501 | 405.7678 | 0.029372 | 405.7678 | 0.014922 | 405.7678 | -0.010139 | 414.7462 | 0.06081 | 405.7678 | 0 |  |  | 405.1435 | 0.046888 | 405.7678 | 0 | 405.7678 | 0.0033391 | 403.2834 | 0.033513 | 405.7678 | 0 | 405.1435 | -0.074723 | 404.7097 | 0 | 405.7678 | -0.011849 | 405.7678 | -0.031429
| 405.3614 | 25.9878 | 405.9857 | 20.7585 | 404.5165 | 0.20909 | 403.5 | 0 | 405.9857 | 0.11917 | 405.9857 | 0.13684 | 405.9857 | 0.012222 | 414.9647 | 0.020746 | 405.9857 | 0.019252 |  |  | 405.3614 | 0.089214 | 405.9857 | 0.0024616 | 405.9857 | 0.013512 | 403.498 | 0.1813 | 405.9857 | 0.013345 | 405.3614 | 0.050797 | 404.9276 | 0 | 405.9857 | -0.00067412 | 405.9857 | 0.014116
| 405.5794 | 26.8652 | 406.2037 | 21.4594 | 404.7348 | 0.19297 | 403.71 | 0.24111 | 406.2037 | 0.010937 | 406.2037 | 0.012997 | 406.2037 | -0.010162 | 415.1833 | 0.054697 | 406.2037 | 0 |  |  | 405.5794 | 0.058088 | 406.2037 | 0 | 406.2037 | 0.0039126 | 403.7126 | -0.084534 | 406.2037 | 0 | 405.5794 | -0.08687 | 405.1455 | 0 | 406.2037 | -0.0077921 | 406.2037 | -0.027536
| 405.7973 | 28.5461 | 406.4217 | 22.8021 | 404.9531 | 0.22 | 403.93 | 0 | 406.4217 | 0.14532 | 406.4217 | 0.10604 | 406.4217 | 0.006497 | 415.4019 | 0.017569 | 406.4217 | 0.01764 |  |  | 405.7973 | 0.10936 | 406.4217 | 0.010792 | 406.4217 | 0.0087543 | 403.9272 | 0.057155 | 406.4217 | 0.0067622 | 405.7973 | 0.010302 | 405.3634 | 0 | 406.4217 | 0.00769 | 406.4217 | 0.020463
| 406.0153 | 29.6049 | 406.6397 | 23.6478 | 405.1714 | 0.2014 | 404.14 | 0 | 406.6397 | 0.0037396 | 406.6397 | 0.021659 | 406.6397 | -0.019159 | 415.6204 | 0.059729 | 406.6397 | 0 |  |  | 406.0153 | 0.0753 | 406.6397 | 0 | 406.6397 | 0.0022729 | 404.1419 | -0.068104 | 406.6397 | 0 | 406.0153 | -0.062944 | 405.5814 | 0 | 406.6397 | -0.011354 | 406.6397 | -0.023953
| 406.2333 | 31.1014 | 406.8577 | 24.8432 | 405.3897 | 0.20487 | 404.36 | 0 | 406.8577 | 0.18278 | 406.8577 | 0.061538 | 406.8577 | 0.0040339 | 415.839 | 0.016102 | 406.8577 | 0.014148 |  |  | 406.2333 | 0.10673 | 406.8577 | 0.016974 | 406.8577 | 0.011705 | 404.3565 | 0.26362 | 406.8577 | 0.01088 | 406.2333 | 0.064416 | 405.7993 | 0 | 406.8577 | -0.0014388 | 406.8577 | 0.0081981
| 406.4513 | 32.3527 | 407.0757 | 25.8427 | 405.6081 | 0.23563 | 404.57 | 0 | 407.0757 | 0 | 407.0757 | 0.02281 | 407.0757 | -0.0039778 | 416.0576 | 0.05832 | 407.0757 | 0 |  |  | 406.4513 | 0.087217 | 407.0757 | 0 | 407.0757 | 0.002924 | 404.5712 | 0.021924 | 407.0757 | 0 | 406.4513 | -0.027173 | 406.0173 | 0 | 407.0757 | -0.0056058 | 407.0757 | -0.0078298
| 406.6693 | 34.2616 | 407.2937 | 27.3675 | 405.8264 | 0.26614 | 404.79 | 0 | 407.2938 | 0.20253 | 407.2938 | 0.036873 | 407.2938 | 0.012835 | 416.2762 | 0.013093 | 407.2938 | 0.016745 |  |  | 406.6693 | 0.10343 | 407.2938 | 0.011071 | 407.2938 | 0.011091 | 404.7859 | 0.094097 | 407.2938 | 0.0091133 | 406.6693 | 0.087238 | 406.2353 | 0 | 407.2938 | -0.0032044 | 407.2938 | 0.01649
| 406.8873 | 35.5646 | 407.5118 | 28.4083 | 406.0448 | 0.22 | 405 | 0 | 407.5118 | 0 | 407.5118 | 0.048442 | 407.5118 | 1.7337e-06 | 416.4949 | 0.062177 | 407.5118 | 0.0024668 |  |  | 406.8873 | 0.095373 | 407.5118 | 0 | 407.5118 | -0.0060276 | 405.0005 | 0.011789 | 407.5118 | 0 | 406.8873 | -0.091655 | 406.4533 | 0 | 407.5118 | -0.0071542 | 407.5118 | -0.027538
| 407.1053 | 37.6103 | 407.7299 | 30.0424 | 406.2632 | 0.25994 | 405.22 | 0 | 407.7299 | 0.19333 | 407.7299 | 0.083471 | 407.7299 | 0.0093463 | 416.7135 | 0.012447 | 407.7299 | 0.017551 |  |  | 407.1053 | 0.11279 | 407.7299 | 0.013002 | 407.7299 | 0.0078512 | 405.2152 | 0.13002 | 407.7299 | 0.0048572 | 407.1053 | 0.064784 | 406.6713 | 0 | 407.7299 | 0.0028065 | 407.7299 | 0.023162
| 407.3234 | 38.7542 | 407.9479 | 30.9561 | 406.4816 | 0.24952 | 405.43 | 0 | 407.948 | 0.057557 | 407.948 | 0.10739 | 407.948 | -0.014672 | 416.9322 | 0.056479 | 407.948 | 0 |  |  | 407.3234 | 0.088208 | 407.948 | 0 | 407.948 | 0.0047269 | 405.4299 | 0.0088228 | 407.948 | 0 | 407.3234 | -0.078036 | 406.8893 | 0 | 407.948 | -0.016505 | 407.948 | -0.016815
| 407.5415 | 40.7451 | 408.166 | 32.5464 | 406.7 | 0.36113 | 405.64 | 0 | 408.166 | 0.17692 | 408.166 | 0.097586 | 408.166 | -0.00036698 | 417.1508 | 0.019222 | 408.166 | 0.016387 |  |  | 407.5415 | 0.11355 | 408.166 | 0 | 408.166 | 0.0040079 | 405.6447 | 0.029324 | 408.166 | 0.0092933 | 407.5415 | 0.043067 | 407.1073 | 0 | 408.166 | 0.00040232 | 408.166 | 0.016744
| 407.7595 | 42.0025 | 408.3842 | 33.5508 | 406.9184 | 0.24853 | 405.86 | 0 | 408.3842 | 0.029755 | 408.3842 | 0.032117 | 408.3842 | -0.024849 | 417.3695 | 0.055817 | 408.3842 | 0 |  |  | 407.7595 | 0.088173 | 408.3842 | 0 | 408.3842 | 0.0045605 | 405.8594 | 0.068558 | 408.3842 | 0 | 407.7595 | -0.076195 | 407.3253 | 0 | 408.3842 | -0.011461 | 408.3842 | -0.014401
| 407.9776 | 43.8456 | 408.6023 | 35.023 | 407.1368 | 0.31475 | 406.07 | 0 | 408.6023 | 0.15047 | 408.6023 | 0.093377 | 408.6023 | 0.0019404 | 417.5882 | 0.020171 | 408.6023 | 0.018267 |  |  | 407.9776 | 0.12241 | 408.6023 | 0.0038227 | 408.6023 | 0.014982 | 406.0741 | 0.023944 | 408.6023 | 0.0095536 | 407.9776 | 0.065521 | 407.5434 | 0 | 408.6023 | 0.0017019 | 408.6023 | 0.031762
| 408.1958 | 45.4809 | 408.8204 | 36.3292 | 407.3552 | 0.34253 | 406.29 | 0 | 408.8204 | 0.021321 | 408.8204 | 0.021421 | 408.8204 | -0.012581 | 417.8069 | 0.057089 | 408.8204 | 0 |  |  | 408.1958 | 0.11311 | 408.8204 | 0 | 408.8204 | 0.0047824 | 406.2889 | -0.019868 | 408.8204 | 0 | 408.1958 | -0.072882 | 407.7614 | 0 | 408.8204 | -0.013271 | 408.8204 | -0.028193
| 408.4139 | 49.9349 | 409.0386 | 39.8871 | 407.5737 | 0.34749 | 406.5 | 0 | 409.0386 | 0.10081 | 409.0386 | 0.066827 | 409.0386 | -0.0067137 | 418.0256 | 0.015143 | 409.0386 | 0.0014898 |  |  | 408.4139 | 0.13942 | 409.0386 | 0 | 409.0386 | 0.0015971 | 406.5036 | -0.034114 | 409.0386 | 0 | 408.4139 | -0.086502 | 407.9795 | 0 | 409.0386 | -0.007533 | 409.0386 | -0.0092322
| 408.632 | 52.4629 | 409.2567 | 41.9063 | 407.7921 | 0.39784 | 406.72 | 0.47612 | 409.2567 | 0.21246 | 409.2567 | 0.023521 | 409.2567 | 0.011587 | 418.2443 | 0.057218 | 409.2567 | 0.015491 |  |  | 408.632 | 0.15958 | 409.2567 | 0.0065491 | 409.2567 | 0.0055735 | 406.7184 | 0.15128 | 409.2567 | 0.0058482 | 408.632 | 0.037177 | 408.1976 | 0 | 409.2567 | 0.0026725 | 409.2567 | 0.022043
| 408.8502 | 53.6798 | 409.4749 | 42.8783 | 408.0106 | 0.3646 | 406.93 | 0 | 409.4749 | 0.030497 | 409.4749 | 0.052123 | 409.4749 | -0.011324 | 418.463 | 0.012911 | 409.4749 | 0 |  |  | 408.8502 | 0.13327 | 409.4749 | 0 | 409.4749 | 0.0074969 | 406.9332 | 0.0072596 | 409.4749 | 0 | 408.8502 | -0.041226 | 408.4157 | 0 | 409.4749 | -0.0078514 | 409.4749 | -0.020565
| 409.0684 | 55.5248 | 409.6931 | 44.3521 | 408.229 | 0.44422 | 407.15 | 0.22641 | 409.6931 | 0.21635 | 409.6931 | 0.087342 | 409.6931 | 0.014018 | 418.6818 | 0.053069 | 409.6931 | 0.014775 |  |  | 409.0684 | 0.16734 | 409.6931 | 0.014192 | 409.6931 | 0.01067 | 407.148 | 0.04966 | 409.6931 | 0.0094381 | 409.0684 | 0.025396 | 408.6338 | 0 | 409.6931 | 0.0037834 | 409.6931 | 0.019729
| 409.2865 | 57.0456 | 409.9113 | 45.5669 | 408.4475 | 0.42289 | 407.36 | 0.23501 | 409.9113 | 0.11171 | 409.9113 | 0.057406 | 409.9113 | -0.01312 | 418.9005 | 0.011245 | 409.9113 | 0 |  |  | 409.2866 | 0.13118 | 409.9113 | 0 | 409.9113 | 0.0045369 | 407.3628 | -0.065136 | 409.9113 | 0 | 409.2865 | -0.12294 | 408.8519 | 0 | 409.9113 | -0.011751 | 409.9113 | -0.020533
| 409.5048 | 59.5452 | 410.1295 | 47.5636 | 408.666 | 0.46183 | 407.58 | 0.46142 | 410.1295 | 0.25618 | 410.1295 | 0.10167 | 410.1295 | 0.008079 | 419.1193 | 0.057939 | 410.1295 | 0.018983 |  |  | 409.5048 | 0.17033 | 410.1295 | 0.018165 | 410.1295 | 0.0091961 | 407.5776 | 0.069144 | 410.1295 | 0.011754 | 409.5048 | 0.044539 | 409.07 | 0 | 410.1295 | 0.0041041 | 410.1295 | 0.029551
| 409.723 | 60.5331 | 410.3478 | 48.3527 | 408.8845 | 0.48837 | 407.79 | 0.47612 | 410.3478 | 0.10245 | 410.3478 | 0.036605 | 410.3478 | -0.011592 | 419.3381 | 0.013772 | 410.3478 | 0 |  |  | 409.723 | 0.15406 | 410.3478 | 0 | 410.3478 | 0.0070629 | 407.7925 | -0.035253 | 410.3478 | 0 | 409.723 | -0.084661 | 409.2881 | 0 | 410.3478 | -0.0040869 | 410.3478 | -0.0092407
| 409.9412 | 62.6669 | 410.566 | 50.0571 | 409.103 | 0.52285 | 408.01 | 0.9346 | 410.566 | 0.21871 | 410.566 | 0.12153 | 410.566 | 0.0042658 | 419.5569 | 0.052808 | 410.566 | 0.016297 |  |  | 409.9412 | 0.16043 | 410.566 | 0.015475 | 410.566 | 0.014608 | 408.0073 | -0.0016126 | 410.566 | 0.0076125 | 409.9412 | 0.032556 | 409.5062 | 0 | 410.566 | 0.0023769 | 410.566 | 0.016106
| 410.1595 | 64.5494 | 410.7843 | 51.5608 | 409.3215 | 0.46903 | 408.22 | 0 | 410.7843 | 0.083706 | 410.7843 | 0.087063 | 410.7843 | -0.0093812 | 419.7757 | 0.015181 | 410.7843 | 0 |  |  | 410.1595 | 0.14993 | 410.7843 | 0 | 410.7843 | 0.0084198 | 408.2222 | -0.065189 | 410.7843 | 0 | 410.1595 | -0.075459 | 409.7244 | 0 | 410.7843 | -0.0080928 | 410.7843 | -0.016894
| 410.3777 | 67.2699 | 411.0026 | 53.7339 | 409.5401 | 0.56278 | 408.44 | 0.47612 | 411.0026 | 0.28014 | 411.0026 | 0.11255 | 411.0026 | 0.012307 | 419.9945 | 0.057298 | 411.0026 | 0.015939 |  |  | 410.3777 | 0.17221 | 411.0026 | 0.017347 | 411.0026 | 0.012999 | 408.4371 | 0.12127 | 411.0026 | 0.0089327 | 410.3777 | 0.073619 | 409.9425 | 0 | 411.0026 | 0.0065932 | 411.0026 | 0.016689
| 410.596 | 69.7462 | 411.2208 | 55.7119 | 409.7586 | 0.55559 | 408.65 | 0.46708 | 411.2208 | 0.14154 | 411.2208 | 0.024564 | 411.2208 | -0.0066698 | 420.2133 | 0.011968 | 411.2209 | 0 |  |  | 410.596 | 0.16276 | 411.2208 | 0 | 411.2209 | 0.0065109 | 408.6519 | 0.039879 | 411.2209 | 0 | 410.596 | -0.037545 | 410.1607 | 0 | 411.2208 | -0.0046821 | 411.2208 | -0.018975
| 410.8143 | 71.8638 | 411.4391 | 57.4034 | 409.9772 | 0.63049 | 408.87 | 0.9346 | 411.4392 | 0.24188 | 411.4392 | 0.11231 | 411.4392 | 0.0047858 | 420.4321 | 0.055958 | 411.4391 | 0.0097604 |  |  | 410.8143 | 0.1749 | 411.4392 | 0.0030325 | 411.4391 | 0.015233 | 408.8669 | 0.11456 | 411.4391 | 0.0055456 | 410.8143 | 0.017577 | 410.3789 | 0 | 411.4392 | -0.005595 | 411.4392 | 0.0046657
| 411.0326 | 73.5903 | 411.6575 | 58.7825 | 410.1957 | 0.6424 | 409.08 | 0.46142 | 411.6575 | 0.17312 | 411.6575 | 0.027686 | 411.6575 | -0.0050749 | 420.651 | 0.017111 | 411.6575 | 0 |  |  | 411.0326 | 0.16622 | 411.6575 | 0 | 411.6575 | 0.010542 | 409.0818 | 0.0058927 | 411.6575 | 0 | 411.0326 | -0.093864 | 410.597 | 0 | 411.6575 | -0.0069792 | 411.6575 | -0.010476
| 411.2509 | 76.5418 | 411.8758 | 61.1401 | 410.4143 | 0.73913 | 409.3 | 0.92894 | 411.8758 | 0.28686 | 411.8758 | 0.086108 | 411.8758 | 0.017437 | 420.8698 | 0.054362 | 411.8758 | 0.020416 |  |  | 411.2509 | 0.20512 | 411.8758 | 0.018288 | 411.8758 | 0.012287 | 409.2967 | 0.0069322 | 411.8758 | 0.0079846 | 411.2509 | 0.053005 | 410.8152 | 0 | 411.8758 | 0.0026418 | 411.8758 | 0.024545
| 411.4692 | 78.6847 | 412.0942 | 62.8518 | 410.6329 | 0.71185 | 409.51 | 0.69349 | 412.0942 | 0.16107 | 412.0942 | 0.011442 | 412.0942 | -0.0047553 | 421.0887 | 0.019888 | 412.0942 | 0 |  |  | 411.4693 | 0.20616 | 412.0942 | 0 | 412.0941 | 0.0045846 | 409.5116 | 0.063124 | 412.0942 | 0 | 411.4692 | -0.059631 | 411.0334 | 0 | 412.0942 | -0.0051576 | 412.0942 | -0.01065
| 411.6876 | 80.393 | 412.3125 | 64.2163 | 410.8515 | 0.78725 | 409.73 | 1.161 | 412.3125 | 0.29563 | 412.3125 | 0.053635 | 412.3125 | -0.00071293 | 421.3076 | 0.056641 | 412.3125 | 0.013163 |  |  | 411.6876 | 0.20427 | 412.3125 | 0.0066388 | 412.3125 | 0.012069 | 409.7266 | 0.06412 | 412.3125 | 0.0096214 | 411.6876 | -0.0037491 | 411.2516 | 0 | 412.3125 | 0.0010855 | 412.3125 | 0.012711
| 411.906 | 81.6423 | 412.5309 | 65.2142 | 411.0701 | 0.79395 | 409.94 | 0.68783 | 412.5309 | 0.15754 | 412.5309 | 0.017838 | 412.5309 | -0.010745 | 421.5265 | 0.019094 | 412.5309 | 0.0021343 |  |  | 411.906 | 0.18941 | 412.5309 | 0 | 412.5309 | 0.0085004 | 409.9415 | -0.14727 | 412.5309 | 0 | 411.906 | -0.080612 | 411.4699 | 0 | 412.5309 | -0.0085308 | 412.5309 | -0.0098794
| 412.1243 | 84.6262 | 412.7493 | 67.5977 | 411.2887 | 0.87431 | 410.16 | 0.9346 | 412.7493 | 0.32456 | 412.7493 | 0.063558 | 412.7493 | 0.0030626 | 421.7454 | 0.051634 | 412.7493 | 0.0091335 |  |  | 412.1244 | 0.22737 | 412.7493 | 0.00015261 | 412.7493 | 0.013698 | 410.1565 | 0.068592 | 412.7493 | 0.013506 | 412.1243 | 0.07914 | 411.6881 | 0 | 412.7493 | 0.0011791 | 412.7493 | 0.0093232
| 412.3428 | 87.225 | 412.9677 | 69.6737 | 411.5073 | 0.85124 | 410.37 | 0.92894 | 412.9677 | 0.22141 | 412.9677 | 0.029972 | 412.9677 | -0.010843 | 421.9643 | 0.0096828 | 412.9677 | 0.0005592 |  |  | 412.3427 | 0.21095 | 412.9677 | 0 | 412.9677 | 0.0058072 | 410.3715 | 0.13653 | 412.9677 | 0 | 412.3428 | -0.031478 | 411.9064 | 0 | 412.9677 | -0.0066754 | 412.9677 | -0.0056331
| 412.5612 | 87.7681 | 413.1861 | 70.1075 | 411.726 | 0.88497 | 410.59 | 1.161 | 413.1861 | 0.34681 | 413.1861 | 0.010709 | 413.1861 | 0.006758 | 422.1832 | 0.056198 | 413.1861 | 0.012805 |  |  | 412.5612 | 0.22161 | 413.1861 | 0.019409 | 413.1861 | 0.011223 | 410.5865 | 0.031044 | 413.1861 | 0.013126 | 412.5612 | 0.036559 | 412.1246 | 0 | 413.1861 | 3.5648e-05 | 413.1861 | 0.017751
| 412.7796 | 89.0964 | 413.4045 | 71.1685 | 411.9446 | 0.945 | 410.8 | 1.161 | 413.4045 | 0.20857 | 413.4045 | 0.022598 | 413.4045 | -0.0068293 | 422.4022 | 0.01625 | 413.4045 | 0 |  |  | 412.7796 | 0.22783 | 413.4045 | 0 | 413.4045 | 0.0091464 | 410.8015 | 0.015101 | 413.4045 | 0 | 412.7796 | -0.053373 | 412.3429 | 0 | 413.4045 | -0.006917 | 413.4045 | -0.020473
| 412.998 | 91.4694 | 413.623 | 73.0639 | 412.1633 | 1.0132 | 411.02 | 1.161 | 413.623 | 0.39707 | 413.623 | 0.082837 | 413.623 | 0.0073315 | 422.6211 | 0.05358 | 413.623 | 0.0094917 |  |  | 412.998 | 0.25026 | 413.623 | 0.01079 | 413.623 | 0.013946 | 411.0165 | 0.13931 | 413.623 | 0.0091561 | 412.998 | 0.04049 | 412.5612 | 0 | 413.623 | -0.00074137 | 413.623 | 0.011455
| 413.2165 | 93.1766 | 413.8414 | 74.4277 | 412.3819 | 1.0621 | 411.23 | 1.161 | 413.8414 | 0.30508 | 413.8414 | 0.043575 | 413.8414 | 0.0012041 | 422.8401 | 0.015251 | 413.8414 | 0.0048284 |  |  | 413.2165 | 0.24458 | 413.8414 | 0 | 413.8414 | 0.011148 | 411.2315 | 0.0014718 | 413.8414 | 0 | 413.2165 | -0.040858 | 412.7794 | 0 | 413.8414 | -0.0030462 | 413.8414 | -8.9161e-05
| 413.435 | 95.0207 | 414.0599 | 75.9007 | 412.6006 | 1.0514 | 411.45 | 1.161 | 414.0599 | 0.46549 | 414.0599 | 0.1551 | 414.0599 | 0.016771 | 423.059 | 0.055722 | 414.0599 | 0.014685 |  |  | 413.435 | 0.27319 | 414.0599 | 0.012192 | 414.0599 | 0.010995 | 411.4465 | -0.068268 | 414.0599 | 0.012558 | 413.435 | 0.053373 | 412.9977 | 0 | 414.0599 | 0.0030861 | 414.0599 | 0.019409
| 413.6534 | 95.735 | 414.2784 | 76.4712 | 412.8193 | 1.1454 | 411.66 | 1.161 | 414.2784 | 0.32329 | 414.2784 | 0.029751 | 414.2784 | -0.0093043 | 423.278 | 0.021434 | 414.2784 | 0 |  |  | 413.6534 | 0.2411 | 414.2784 | 0 | 414.2784 | 0.0094004 | 411.6616 | -0.0305 | 414.2784 | 0 | 413.6534 | -0.051165 | 413.216 | 0 | 414.2784 | -0.0074287 | 414.2784 | -0.022008
| 413.8719 | 96.5992 | 414.4969 | 77.1616 | 413.038 | 1.2518 | 411.88 | 1.396 | 414.4969 | 0.50192 | 414.4969 | 0.078602 | 414.4969 | -0.00038871 | 423.497 | 0.056104 | 414.4969 | 0.010924 |  |  | 413.8719 | 0.26682 | 414.4969 | 0.0092431 | 414.4969 | 0.027559 | 411.8766 | 0.038876 | 414.4969 | 0.0056819 | 413.8719 | 0.035486 | 413.4344 | 0 | 414.4969 | -0.0051193 | 414.4969 | 0.010226
| 414.0904 | 97.9438 | 414.7154 | 78.2356 | 413.2567 | 1.1719 | 412.09 | 1.161 | 414.7154 | 0.32629 | 414.7154 | 0.042513 | 414.7154 | -0.00017494 | 423.716 | 0.014946 | 414.7154 | 0.00023831 |  |  | 414.0904 | 0.26403 | 414.7154 | 0 | 414.7154 | 0.012366 | 412.0917 | -0.10894 | 414.7154 | 0 | 414.0904 | -0.066257 | 413.6527 | 0 | 414.7154 | -0.0045843 | 414.7154 | -0.0092902
| 414.309 | 99.0806 | 414.9339 | 79.1436 | 413.4754 | 1.3376 | 412.31 | 1.396 | 414.9339 | 0.49109 | 414.9339 | 0.071548 | 414.9339 | 0.0067041 | 423.935 | 0.054954 | 414.9339 | 0.012805 |  |  | 414.309 | 0.28894 | 414.9339 | 0.008582 | 414.9339 | 0.016091 | 412.3068 | -0.021304 | 414.9339 | 0.010427 | 414.309 | 0.035634 | 413.871 | 0 | 414.9339 | 0.002759 | 414.9339 | 0.017248
| 414.5275 | 98.8242 | 415.1525 | 78.9389 | 413.6941 | 1.3724 | 412.52 | 1.161 | 415.1525 | 0.37414 | 415.1525 | 0.04802 | 415.1525 | -0.0027903 | 424.154 | 0.012365 | 415.1525 | 0.001775 |  |  | 414.5275 | 0.26324 | 415.1525 | 0 | 415.1525 | 0.0069904 | 412.5219 | 0.056378 | 415.1525 | 0 | 414.5275 | -0.039386 | 414.0894 | 0 | 415.1525 | -0.0087668 | 415.1525 | -0.015648
| 414.7461 | 100.2701 | 415.371 | 80.0938 | 413.9129 | 1.4165 | 412.74 | 1.161 | 415.371 | 0.55626 | 415.371 | 0.076705 | 415.371 | 0.005701 | 424.3731 | 0.05286 | 415.371 | 0.0099394 |  |  | 414.7461 | 0.28742 | 415.371 | 0.012766 | 415.371 | 0.017012 | 412.737 | 0.029836 | 415.371 | 0.010947 | 414.7461 | 0.043067 | 414.3077 | 0 | 415.371 | 0.0030807 | 415.371 | 0.0071411
| 414.9647 | 100.4545 | 415.5896 | 80.2411 | 414.1316 | 1.442 | 412.95 | 1.161 | 415.5896 | 0.45017 | 415.5896 | 0.010504 | 415.5896 | -0.017517 | 424.5921 | 0.01075 | 415.5896 | 0 |  |  | 414.9647 | 0.29159 | 415.5896 | 0 | 415.5896 | 0.0082518 | 412.9521 | -0.10031 | 415.5896 | 0 | 414.9647 | -0.043067 | 414.5261 | 0 | 415.5896 | -0.013709 | 415.5896 | -0.019158
| 415.1832 | 101.3208 | 415.8082 | 80.9331 | 414.3504 | 1.5757 | 413.17 | 1.6371 | 415.8082 | 0.64071 | 415.8082 | 0.10013 | 415.8082 | 0.015537 | 424.8112 | 0.05464 | 415.8082 | 0.015581 |  |  | 415.1832 | 0.3263 | 415.8082 | 0.010949 | 415.8082 | 0.012819 | 413.1673 | 0.10974 | 415.8082 | 0.0088448 | 415.1832 | 0.035342 | 414.7445 | 0 | 415.8082 | 0.0074537 | 415.8082 | 0.027614
| 415.4018 | 100.0138 | 416.0268 | 79.889 | 414.5692 | 1.6462 | 413.38 | 1.6371 | 416.0268 | 0.49376 | 416.0268 | 0.065688 | 416.0268 | -0.0048966 | 425.0302 | 0.020429 | 416.0268 | 0 |  |  | 415.4018 | 0.28989 | 416.0268 | 0 | 416.0268 | 0.012499 | 413.3824 | -0.050589 | 416.0268 | 0 | 415.4018 | -0.061103 | 414.9629 | 0 | 416.0268 | -0.0077074 | 416.0268 | -0.0036463
| 415.6205 | 99.417 | 416.2454 | 79.4123 | 414.7879 | 1.6643 | 413.6 | 1.396 | 416.2454 | 0.63246 | 416.2454 | 0.10961 | 416.2454 | 0.0050035 | 425.2493 | 0.050522 | 416.2454 | 0.01576 |  |  | 415.6205 | 0.32984 | 416.2454 | 0.0074874 | 416.2454 | 0.020014 | 413.5976 | 0.045193 | 416.2454 | 0.01357 | 415.6205 | 0.036011 | 415.1812 | 0 | 416.2454 | -0.00021865 | 416.2454 | 0.017509
| 415.8391 | 99.6034 | 416.464 | 79.5613 | 415.0067 | 1.7315 | 413.81 | 1.6224 | 416.464 | 0.56443 | 416.464 | 0.053132 | 416.464 | -0.01456 | 425.4684 | 0.016528 | 416.464 | 0 |  |  | 415.8391 | 0.31908 | 416.464 | 0 | 416.464 | 0.0068554 | 413.8128 | -0.022569 | 416.464 | 0 | 415.8391 | -0.042331 | 415.3997 | 0 | 416.464 | -0.0072525 | 416.464 | -0.019588
| 416.0577 | 99.8324 | 416.6827 | 79.7442 | 415.2255 | 1.794 | 414.03 | 2.0956 | 416.6827 | 0.69835 | 416.6827 | 0.12766 | 416.6827 | 0.010811 | 425.6875 | 0.048996 | 416.6827 | 0.016028 |  |  | 416.0577 | 0.33519 | 416.6827 | 0.022785 | 416.6827 | 0.017309 | 414.028 | 0.21919 | 416.6827 | 0.011807 | 416.0577 | 0.072514 | 415.6181 | 0 | 416.6827 | 0.0036772 | 416.6827 | 0.029759
| 416.2764 | 97.811 | 416.9013 | 78.1295 | 415.4443 | 1.9168 | 414.24 | 2.0956 | 416.9013 | 0.57863 | 416.9013 | 0.036512 | 416.9013 | -0.011073 | 425.9066 | 0.01471 | 416.9013 | 0 |  |  | 416.2764 | 0.33324 | 416.9013 | 0 | 416.9013 | 0.012135 | 414.2432 | -0.065909 | 416.9013 | 0 | 416.2764 | -0.074355 | 415.8365 | 0 | 416.9013 | -0.0061101 | 416.9013 | -0.019479
| 416.4951 | 97.5537 | 417.12 | 77.924 | 415.6632 | 2.0214 | 414.46 | 2.322 | 417.12 | 0.81649 | 417.12 | 0.11241 | 417.12 | 0.0038213 | 426.1258 | 0.055183 | 417.12 | 0.011104 |  |  | 416.4951 | 0.36266 | 417.12 | 0.013296 | 417.12 | 0.029933 | 414.4584 | 0.084728 | 417.12 | 0.010121 | 416.4951 | 0.033122 | 416.055 | 0 | 417.12 | 0.001729 | 417.12 | 0.019124
| 416.7138 | 96.0207 | 417.3387 | 76.6995 | 415.882 | 2.0574 | 414.67 | 1.8692 | 417.3387 | 0.65397 | 417.3387 | 0.018452 | 417.3387 | -0.017221 | 426.3449 | 0.014895 | 417.3387 | 0 |  |  | 416.7138 | 0.32824 | 417.3387 | 0 | 417.3387 | 0.016722 | 414.6736 | -0.00042563 | 417.3387 | 0 | 416.7138 | -0.059263 | 416.2734 | 0 | 417.3387 | -0.012744 | 417.3387 | -0.023297
| 416.9325 | 95.7755 | 417.5574 | 76.5036 | 416.1008 | 2.1817 | 414.89 | 2.3306 | 417.5574 | 0.93445 | 417.5574 | 0.044377 | 417.5574 | 0.0091061 | 426.5641 | 0.051975 | 417.5574 | 0.014327 |  |  | 416.9325 | 0.37537 | 417.5574 | 0.0093397 | 417.5574 | 0.02678 | 414.8888 | 0.14406 | 417.5574 | 0.0112 | 416.9325 | 0.075827 | 416.4919 | 0 | 417.5574 | 0.00084816 | 417.5574 | 0.01071
| 417.1512 | 92.896 | 417.7761 | 74.2035 | 416.3197 | 2.2692 | 415.1 | 2.3306 | 417.7761 | 0.75741 | 417.7761 | 0.080991 | 417.7761 | -0.013667 | 426.7832 | 0.01826 | 417.7761 | 0 |  |  | 417.1512 | 0.36362 | 417.7761 | 0 | 417.7761 | 0.021955 | 415.1041 | 0.14684 | 417.7761 | 0 | 417.1512 | -0.074355 | 416.7103 | 0 | 417.7761 | -0.014853 | 417.7761 | -0.023246
| 417.3699 | 91.7186 | 417.9948 | 73.263 | 416.5385 | 2.3776 | 415.32 | 2.557 | 417.9948 | 0.94587 | 417.9948 | 0.11366 | 417.9948 | 0.0070427 | 427.0024 | 0.051555 | 417.9948 | 0.009044 |  |  | 417.3699 | 0.3667 | 417.9948 | 0.0048742 | 417.9948 | 0.023835 | 415.3193 | 0.12491 | 417.9948 | 0.0070745 | 417.3699 | 0.044907 | 416.9288 | 0 | 417.9948 | -0.003266 | 417.9948 | 0.014657
| 417.5887 | 89.3163 | 418.2135 | 71.3441 | 416.7574 | 2.4056 | 415.53 | 2.7981 | 418.2135 | 0.81245 | 418.2135 | 0.032167 | 418.2135 | -0.01573 | 427.2216 | 0.017089 | 418.2135 | 0 |  |  | 417.5887 | 0.35488 | 418.2135 | 0 | 418.2135 | 0.016911 | 415.5346 | -0.086163 | 418.2135 | 0 | 417.5887 | -0.065889 | 417.1473 | 0 | 418.2135 | -0.010719 | 418.2135 | -0.025538
| 417.8074 | 88.2555 | 418.4323 | 70.4968 | 416.9763 | 2.6147 | 415.75 | 2.557 | 418.4323 | 1.0459 | 418.4323 | 0.10599 | 418.4323 | 0.027376 | 427.4408 | 0.047793 | 418.4323 | 0.021133 |  |  | 417.8074 | 0.39977 | 418.4323 | 0.02442 | 418.4323 | 0.02506 | 415.7498 | 0.1475 | 418.4323 | 0.013617 | 417.8074 | 0.10675 | 417.3658 | 0 | 418.4323 | 0.016399 | 418.4323 | 0.034273
| 418.0262 | 85.0963 | 418.6511 | 67.9733 | 417.1952 | 2.6891 | 415.97 | 2.557 | 418.6511 | 0.94005 | 418.6511 | 0.078021 | 418.6511 | -0.011446 | 427.66 | 0.014899 | 418.6511 | 0 |  |  | 418.0262 | 0.36586 | 418.6511 | 0 | 418.6511 | 0.015156 | 415.9651 | -0.01481 | 418.6511 | 0 | 418.0262 | -0.062208 | 417.5843 | 0 | 418.6511 | -0.0089007 | 418.6511 | -0.015272
| 418.245 | 83.0293 | 418.8698 | 66.3222 | 417.4141 | 2.8082 | 416.18 | 2.7981 | 418.8698 | 1.093 | 418.8698 | 0.039101 | 418.8698 | 0.013303 | 427.8792 | 0.055476 | 418.8698 | 0.0067125 |  |  | 418.245 | 0.39048 | 418.8698 | 0.0089813 | 418.8698 | 0.025735 | 416.1805 | 0.044985 | 418.8698 | 0.0092038 | 418.245 | 0.027024 | 417.8028 | 0 | 418.8698 | -0.0024627 | 418.8698 | 0.0031258
| 418.4638 | 80.1782 | 419.0886 | 64.0448 | 417.633 | 2.9082 | 416.4 | 3.0155 | 419.0886 | 1.0099 | 419.0886 | 0.029135 | 419.0886 | -0.020033 | 428.0984 | 0.019927 | 419.0886 | 0 |  |  | 418.4638 | 0.36991 | 419.0886 | 0 | 419.0886 | 0.022114 | 416.3958 | -0.05805 | 419.0886 | 0 | 418.4638 | -0.0946 | 418.0214 | 0 | 419.0886 | -0.011945 | 419.0886 | -0.015706
| 418.6826 | 78.3291 | 419.3074 | 62.5677 | 417.8519 | 3.0666 | 416.61 | 3.4916 | 419.3074 | 1.287 | 419.3074 | 0.09071 | 419.3074 | 0.021117 | 428.3177 | 0.047905 | 419.3074 | 0.020685 |  |  | 418.6826 | 0.39579 | 419.3074 | 0.023306 | 419.3074 | 0.023695 | 416.6111 | 0.16945 | 419.3074 | 0.0096483 | 418.6826 | 0.051533 | 418.2399 | 0 | 419.3074 | 0.010691 | 419.3074 | 0.020022
| 418.9015 | 75.3614 | 419.5263 | 60.1972 | 418.0709 | 3.2192 | 416.83 | 3.2505 | 419.5263 | 1.1649 | 419.5263 | 0.055336 | 419.5263 | -0.02507 | 428.5369 | 0.014444 | 419.5263 | 0 |  |  | 418.9015 | 0.37948 | 419.5263 | 0 | 419.5262 | 0.020351 | 416.8264 | -0.030787 | 419.5263 | 0 | 418.9015 | -0.067361 | 418.4584 | 0 | 419.5263 | -0.0147 | 419.5263 | -0.025178
| 419.1203 | 72.9337 | 419.7451 | 58.2581 | 418.2898 | 3.3819 | 417.04 | 3.718 | 419.7451 | 1.3322 | 419.7451 | 0.031788 | 419.7451 | 0.0075206 | 428.7562 | 0.05076 | 419.7451 | 0.014417 |  |  | 419.1203 | 0.3917 | 419.7451 | 0.0032349 | 419.7451 | 0.028377 | 417.0418 | -0.033335 | 419.7451 | 0.015286 | 419.1203 | 0.049693 | 418.677 | 0 | 419.7451 | 0.0018885 | 419.7451 | 0.014646
| 419.3392 | 70.3825 | 419.9639 | 56.2202 | 418.5088 | 3.5064 | 417.26 | 3.4916 | 419.9639 | 1.2256 | 419.9639 | 0.034193 | 419.9639 | -0.017833 | 428.9754 | 0.016094 | 419.9639 | 0 |  |  | 419.3392 | 0.37773 | 419.9639 | 0 | 419.9639 | 0.020848 | 417.2571 | -0.079868 | 419.9639 | 0 | 419.3392 | -0.046748 | 418.8956 | 0 | 419.9639 | -0.0064427 | 419.9639 | -0.025574
| 419.5581 | 68.6965 | 420.1828 | 54.8734 | 418.7277 | 3.6845 | 417.47 | 3.718 | 420.1828 | 1.4715 | 420.1828 | 0.12218 | 420.1828 | 0.017681 | 429.1947 | 0.050431 | 420.1828 | 0.021043 |  |  | 419.5581 | 0.41715 | 420.1828 | 0.010293 | 420.1828 | 0.026319 | 417.4725 | 0.047504 | 420.1828 | 0.010256 | 419.5581 | 0.079508 | 419.1141 | 0 | 420.1828 | 0.0072646 | 420.1828 | 0.020599
| 419.777 | 65.2202 | 420.4017 | 52.0966 | 418.9467 | 3.803 | 417.69 | 3.718 | 420.4017 | 1.3623 | 420.4017 | 0.044065 | 420.4017 | -0.01789 | 429.414 | 0.020711 | 420.4017 | 0 |  |  | 419.777 | 0.38952 | 420.4017 | 0 | 420.4017 | 0.021503 | 417.6879 | 0.045023 | 420.4017 | 0 | 419.777 | -0.087606 | 419.3327 | 0 | 420.4017 | -0.011658 | 420.4017 | -0.0267
| 419.9959 | 62.5544 | 420.6206 | 49.9673 | 419.1657 | 3.9898 | 417.9 | 4.1856 | 420.6206 | 1.6008 | 420.6206 | 0.086395 | 420.6206 | 0.011646 | 429.6333 | 0.053008 | 420.6206 | 0.017461 |  |  | 419.9959 | 0.4056 | 420.6206 | 0.0033154 | 420.6206 | 0.027348 | 417.9033 | 0.23026 | 420.6206 | 0.013543 | 419.9959 | 0.019912 | 419.5513 | 0 | 420.6206 | 0.00078399 | 420.6206 | 0.026856
| 420.2148 | 59.1835 | 420.8395 | 47.2746 | 419.3847 | 4.1322 | 418.12 | 4.1856 | 420.8395 | 1.4738 | 420.8395 | 0.065323 | 420.8395 | -0.013356 | 429.8526 | 0.014694 | 420.8395 | 0 |  |  | 420.2148 | 0.37661 | 420.8395 | 0 | 420.8395 | 0.0166 | 418.1187 | -0.11127 | 420.8395 | 0 | 420.2148 | -0.061472 | 419.77 | 0 | 420.8395 | -0.0084968 | 420.8395 | -0.033374
| 420.4337 | 56.9504 | 421.0584 | 45.4909 | 419.6037 | 4.3066 | 418.33 | 4.6526 | 421.0584 | 1.6503 | 421.0584 | 0.083665 | 421.0584 | 0.0052486 | 430.072 | 0.052571 | 421.0584 | 0.0137 |  |  | 420.4338 | 0.39685 | 421.0584 | 0.014549 | 421.0584 | 0.020991 | 418.3341 | 0.091254 | 421.0584 | 0.0094837 | 420.4337 | 0.029401 | 419.9886 | 0 | 421.0584 | -0.0012878 | 421.0584 | 0.015503
| 420.6527 | 54.3829 | 421.2773 | 43.44 | 419.8227 | 4.4521 | 418.55 | 4.647 | 421.2773 | 1.5858 | 421.2773 | 0.070125 | 421.2773 | -0.012922 | 430.2913 | 0.016458 | 421.2773 | 0 |  |  | 420.6527 | 0.37042 | 421.2773 | 0 | 421.2773 | 0.017403 | 418.5496 | -0.049193 | 421.2773 | 0 | 420.6527 | -0.064784 | 420.2072 | 0 | 421.2773 | -0.0091315 | 421.2773 | -0.023169
| 420.8717 | 52.2258 | 421.4963 | 41.717 | 420.0417 | 4.7471 | 418.77 | 4.879 | 421.4963 | 1.7705 | 421.4963 | 0.11908 | 421.4963 | 0.0095995 | 430.5107 | 0.052036 | 421.4963 | 0.016028 |  |  | 420.8717 | 0.40687 | 421.4963 | 0.0033173 | 421.4963 | 0.022477 | 418.765 | 0.070946 | 421.4963 | 0.0068031 | 420.8717 | 0.046012 | 420.4258 | 0 | 421.4963 | 0.0032946 | 421.4963 | 0.022951
| 421.0907 | 49.7485 | 421.7152 | 39.7381 | 420.2608 | 4.8869 | 418.98 | 4.879 | 421.7152 | 1.7223 | 421.7152 | 0.096441 | 421.7152 | -0.012219 | 430.73 | 0.01324 | 421.7152 | 0 |  |  | 421.0907 | 0.36584 | 421.7152 | 0 | 421.7152 | 0.017582 | 418.9805 | -0.031575 | 421.7152 | 0 | 421.0907 | -0.055582 | 420.6445 | 0 | 421.7152 | -0.008367 | 421.7152 | -0.021498
| 421.3097 | 48.3665 | 421.9342 | 38.6342 | 420.4798 | 5.0172 | 419.2 | 5.3552 | 421.9342 | 1.8966 | 421.9342 | 0.06668 | 421.9342 | 0.0097534 | 430.9494 | 0.046036 | 421.9342 | 0.016745 |  |  | 421.3097 | 0.40715 | 421.9342 | 0.014741 | 421.9342 | 0.02482 | 419.1959 | 0.065738 | 421.9342 | 0.012093 | 421.3097 | 0.041595 | 420.8632 | 0 | 421.9342 | 0.0051869 | 421.9342 | 0.0079477
| 421.5287 | 46.6785 | 422.1532 | 37.2859 | 420.6989 | 5.2411 | 419.41 | 5.3552 | 422.1532 | 1.7922 | 422.1532 | 0.061688 | 422.1532 | -0.0062058 | 431.1688 | 0.019978 | 422.1532 | 0 |  |  | 421.5287 | 0.36277 | 422.1532 | 0 | 422.1532 | 0.021305 | 419.4114 | -0.073866 | 422.1532 | 0 | 421.5287 | -0.024422 | 421.0818 | 0 | 422.1532 | -0.0086377 | 422.1532 | -0.012353
| 421.7477 | 44.9631 | 422.3722 | 35.9157 | 420.9179 | 5.509 | 419.63 | 5.8136 | 422.3722 | 2.0673 | 422.3722 | 0.053022 | 422.3722 | 0.0084855 | 431.3882 | 0.046858 | 422.3722 | 0.014685 |  |  | 421.7477 | 0.40773 | 422.3722 | 0.017562 | 422.3722 | 0.026125 | 419.6269 | 0.049312 | 422.3722 | 0.0098882 | 421.7477 | 0.097177 | 421.3005 | 0 | 422.3722 | 0.0072767 | 422.3722 | 0.022309
| 421.9667 | 43.4372 | 422.5912 | 34.6968 | 421.137 | 5.6308 | 419.84 | 5.8136 | 422.5912 | 1.9578 | 422.5912 | 0.11189 | 422.5912 | -0.0031959 | 431.6076 | 0.013928 | 422.5912 | 0 |  |  | 421.9667 | 0.39207 | 422.5912 | 0 | 422.5912 | 0.019382 | 419.8424 | -0.091103 | 422.5912 | 0 | 421.9667 | -0.050429 | 421.5192 | 0 | 422.5912 | -0.0080445 | 422.5912 | -0.014917
| 422.1858 | 41.7117 | 422.8102 | 33.3185 | 421.3561 | 5.8347 | 420.06 | 6.2751 | 422.8102 | 2.1612 | 422.8102 | 0.13569 | 422.8102 | 0.013248 | 431.827 | 0.047011 | 422.8102 | 0.012715 |  |  | 422.1858 | 0.38204 | 422.8102 | 0.016799 | 422.8102 | 0.027922 | 420.0579 | 0.17775 | 422.8102 | 0.0031144 | 422.1858 | 0.068833 | 421.7379 | 0 | 422.8102 | -0.0032767 | 422.8102 | 0.0062362
| 422.4049 | 40.1453 | 423.0293 | 32.0673 | 421.5752 | 6.0428 | 420.27 | 6.2751 | 423.0293 | 2.1356 | 423.0293 | 0.055082 | 423.0293 | 0.0051568 | 432.0464 | 0.015142 | 423.0293 | 0.0027468 |  |  | 422.4049 | 0.38313 | 423.0293 | 0 | 423.0293 | 0.022822 | 420.2734 | -0.10969 | 423.0293 | 0 | 422.4049 | -0.061472 | 421.9566 | 0 | 423.0293 | -0.0044354 | 423.0293 | -0.0089031
| 422.6239 | 39.2193 | 423.2483 | 31.3276 | 421.7943 | 6.2652 | 420.49 | 6.7426 | 423.2483 | 2.381 | 423.2483 | 0.094163 | 423.2483 | 0.00911 | 432.2659 | 0.050795 | 423.2484 | 0.011999 |  |  | 422.624 | 0.39629 | 423.2483 | 0.010701 | 423.2484 | 0.031581 | 420.489 | 0.083574 | 423.2484 | 0.013323 | 422.6239 | 0.042331 | 422.1753 | 0 | 423.2483 | 0.00047467 | 423.2483 | 0.02492
| 422.8431 | 37.893 | 423.4674 | 30.2682 | 422.0134 | 6.4342 | 420.7 | 7.2097 | 423.4674 | 2.3683 | 423.4674 | 0.10522 | 423.4674 | -0.0045539 | 432.4853 | 0.020382 | 423.4674 | 0 |  |  | 422.8431 | 0.35287 | 423.4674 | 0 | 423.4674 | 0.029251 | 420.7045 | -0.0037785 | 423.4674 | 0 | 422.8431 | -0.058159 | 422.3941 | 0 | 423.4674 | -0.0080752 | 423.4674 | -0.022428
| 423.0622 | 36.7136 | 423.6865 | 29.3261 | 422.2326 | 6.7499 | 420.92 | 7.2097 | 423.6865 | 2.582 | 423.6865 | 0.11514 | 423.6865 | -0.00011321 | 432.7048 | 0.04888 | 423.6865 | 0.0094022 |  |  | 423.0622 | 0.38656 | 423.6865 | 0.0015797 | 423.6865 | 0.024206 | 420.9201 | 0.10963 | 423.6865 | 0.011011 | 423.0622 | 0.055214 | 422.6128 | 0 | 423.6865 | -0.004813 | 423.6865 | 0.010621
| 423.2813 | 35.746 | 423.9056 | 28.5532 | 422.4517 | 6.952 | 421.14 | 7.2097 | 423.9056 | 2.6066 | 423.9056 | 0.086241 | 423.9056 | -0.0024271 | 432.9243 | 0.01585 | 423.9056 | 0 |  |  | 423.2813 | 0.37359 | 423.9056 | 0 | 423.9056 | 0.023992 | 421.1357 | -0.089063 | 423.9056 | 0 | 423.2813 | -0.019181 | 422.8316 | 0 | 423.9056 | -0.0054854 | 423.9056 | -0.01591
| 423.5004 | 35.288 | 424.1247 | 28.1874 | 422.6709 | 7.1544 | 421.35 | 7.6772 | 424.1247 | 2.8871 | 424.1247 | 0.063086 | 424.1247 | 0.012823 | 433.1438 | 0.050178 | 424.1247 | 0.010298 |  |  | 423.5004 | 0.39684 | 424.1247 | 0.01989 | 424.1247 | 0.028358 | 421.3513 | 0.092807 | 424.1247 | 0.0077598 | 423.5004 | 0.033408 | 423.0503 | 0 | 424.1247 | 0.0019584 | 424.1247 | 0.019104
| 423.7196 | 34.0053 | 424.3438 | 27.1628 | 422.89 | 7.4647 | 421.57 | 8.1357 | 424.3438 | 2.7786 | 424.3438 | 0.059784 | 424.3438 | -0.004397 | 433.3633 | 0.019416 | 424.3438 | 0 |  |  | 423.7196 | 0.36458 | 424.3438 | 0 | 424.3438 | 0.025098 | 421.5669 | -0.086284 | 424.3438 | 0 | 423.7196 | -0.060735 | 423.2691 | 0 | 424.3438 | -0.010882 | 424.3438 | -0.020851
| 423.9388 | 33.5534 | 424.563 | 26.8018 | 423.1092 | 7.681 | 421.78 | 8.3707 | 424.563 | 3.1193 | 424.563 | 0.074372 | 424.563 | 0.01373 | 433.5828 | 0.050737 | 424.563 | 0.018088 |  |  | 423.9388 | 0.36417 | 424.563 | 0.011594 | 424.563 | 0.033542 | 421.7825 | 0.076665 | 424.563 | 0.0094759 | 423.9388 | 0.0055524 | 423.4879 | 0 | 424.563 | 0.00099613 | 424.563 | 0.024898
| 424.158 | 32.7286 | 424.7821 | 26.143 | 423.3284 | 7.9752 | 422 | 9.0585 | 424.7821 | 3.1471 | 424.7821 | 0.072389 | 424.7821 | -0.013661 | 433.8023 | 0.014981 | 424.7821 | 0 |  |  | 424.158 | 0.35293 | 424.7821 | 0 | 424.7821 | 0.023526 | 421.9981 | 0.041771 | 424.7821 | 0 | 424.158 | -0.07914 | 423.7067 | 0 | 424.7821 | -0.011711 | 424.7821 | -0.025215
| 424.3772 | 32.7763 | 425.0013 | 26.181 | 423.5476 | 8.3244 | 422.21 | 9.5317 | 425.0013 | 3.4521 | 425.0013 | 0.15907 | 425.0013 | 0.0048473 | 434.0218 | 0.051821 | 425.0013 | 0.018088 |  |  | 424.3772 | 0.36233 | 425.0013 | 0.014061 | 425.0013 | 0.025567 | 422.2137 | 0.13819 | 425.0013 | 0.0093818 | 424.3772 | 0.044907 | 423.9255 | 0 | 425.0013 | 0.002097 | 425.0013 | 0.0057584
| 424.5964 | 31.5533 | 425.2205 | 25.2042 | 423.7668 | 8.4186 | 422.43 | 9.7667 | 425.2205 | 3.4992 | 425.2205 | 0.080302 | 425.2205 | -0.0052401 | 434.2414 | 0.018115 | 425.2205 | 0 |  |  | 424.5964 | 0.34869 | 425.2205 | 0 | 425.2205 | 0.034959 | 422.4294 | -0.12142 | 425.2205 | 0 | 424.5964 | -0.052269 | 424.1443 | 0 | 425.2205 | -0.0073504 | 425.2205 | -0.032372
| 424.8156 | 31.0467 | 425.4397 | 24.7995 | 423.986 | 8.8247 | 422.65 | 10.4606 | 425.4397 | 3.7125 | 425.4397 | 0.16775 | 425.4397 | 0.015615 | 434.4609 | 0.052633 | 425.4397 | 0.01379 |  |  | 424.8156 | 0.34964 | 425.4397 | 0.025104 | 425.4397 | 0.029634 | 422.6451 | 0.10883 | 425.4397 | 0.0086473 | 424.8156 | 0.025997 | 424.3631 | 0 | 425.4397 | -0.00020686 | 425.4397 | 0.025261
| 425.0349 | 30.2655 | 425.6589 | 24.1755 | 424.2052 | 9.0474 | 422.86 | 10.4545 | 425.6589 | 3.7141 | 425.6589 | 0.16833 | 425.6589 | -0.014171 | 434.6805 | 0.01715 | 425.6589 | 0 |  |  | 425.0349 | 0.33342 | 425.6589 | 0 | 425.6589 | 0.0251 | 422.8607 | 0.01366 | 425.6589 | 0 | 425.0349 | -0.068465 | 424.582 | 0 | 425.6589 | -0.015096 | 425.6589 | -0.033726
| 425.2541 | 29.994 | 425.8781 | 23.9586 | 424.4244 | 9.3354 | 423.08 | 10.9277 | 425.8781 | 4.0632 | 425.8781 | 0.14244 | 425.8781 | 0.0089555 | 434.9001 | 0.054788 | 425.8781 | 0.014058 |  |  | 425.2541 | 0.37016 | 425.8781 | 0.016508 | 425.8781 | 0.029573 | 423.0764 | 0.054978 | 425.8781 | 0.010571 | 425.2541 | 0.049324 | 424.8008 | 0 | 425.8781 | 0.0057594 | 425.8781 | 0.015377
| 425.4734 | 28.7153 | 426.0973 | 22.9372 | 424.6437 | 9.5908 | 423.29 | 11.1541 | 426.0973 | 4.0647 | 426.0973 | 0.088358 | 426.0973 | -0.0098955 | 435.1196 | 0.022981 | 426.0973 | 0 |  |  | 425.4734 | 0.30793 | 426.0973 | 0 | 426.0973 | 0.031831 | 423.2921 | -0.041916 | 426.0973 | 0 | 425.4734 | -0.072882 | 425.0197 | 0 | 426.0973 | -0.011578 | 426.0973 | -0.020038
| 425.6927 | 28.1337 | 426.3166 | 22.4727 | 424.8629 | 10.0405 | 423.51 | 11.8476 | 426.3166 | 4.3532 | 426.3166 | 0.13699 | 426.3166 | 0.0039417 | 435.3392 | 0.05353 | 426.3166 | 0.0051776 |  |  | 425.6927 | 0.33711 | 426.3166 | 0.0038185 | 426.3166 | 0.030018 | 423.5078 | 0.11312 | 426.3166 | 0.011281 | 425.6927 | 0.012016 | 425.2385 | 0 | 426.3166 | -0.0020513 | 426.3166 | 0.011881
| 425.912 | 27.1915 | 426.5358 | 21.72 | 425.0822 | 10.295 | 423.72 | 12.3298 | 426.5358 | 4.3557 | 426.5358 | 0.078332 | 426.5358 | -0.017532 | 435.5588 | 0.021594 | 426.5359 | 0 |  |  | 425.912 | 0.313 | 426.5358 | 0 | 426.5359 | 0.026431 | 423.7235 | 5.7912e-05 | 426.5359 | 0 | 425.912 | -0.050429 | 425.4574 | 0 | 426.5358 | -0.016689 | 426.5358 | -0.020214
| 426.1313 | 27.3455 | 426.7551 | 21.843 | 425.3015 | 10.6718 | 423.94 | 13.2497 | 426.7551 | 4.7471 | 426.7551 | 0.17241 | 426.7551 | 0.01067 | 435.7785 | 0.051862 | 426.7551 | 0.016387 |  |  | 426.1313 | 0.33565 | 426.7551 | 0.008494 | 426.7551 | 0.034634 | 423.9392 | 0.15456 | 426.7551 | 0.0090297 | 426.1313 | 0.027634 | 425.6763 | 0 | 426.7551 | 0.00183 | 426.7551 | 0.022434
| 426.3506 | 26.2796 | 426.9744 | 20.9916 | 425.5208 | 10.8952 | 424.15 | 13.4847 | 426.9744 | 4.7919 | 426.9744 | 0.13912 | 426.9744 | -0.0072564 | 435.9981 | 0.018391 | 426.9744 | 0 |  |  | 426.3506 | 0.28319 | 426.9744 | 0 | 426.9744 | 0.026857 | 424.155 | -0.077023 | 426.9744 | 0 | 426.3506 | -0.051533 | 425.8952 | 0 | 426.9744 | -0.012238 | 426.9744 | -0.024541
| 426.57 | 26.311 | 427.1937 | 21.0167 | 425.7401 | 11.3303 | 424.37 | 14.1843 | 427.1937 | 5.1581 | 427.1937 | 0.17614 | 427.1937 | -0.0052695 | 436.2177 | 0.051836 | 427.1937 | 0.015491 |  |  | 426.57 | 0.31328 | 427.1937 | 0.0073708 | 427.1937 | 0.035165 | 424.3707 | 0.23279 | 427.1937 | 0.0050285 | 426.57 | 0.070674 | 426.1141 | 0 | 427.1937 | -0.0018408 | 427.1937 | 0.018108
| 426.7894 | 25.3971 | 427.413 | 20.2867 | 425.9594 | 11.6922 | 424.59 | 14.4107 | 427.413 | 5.1799 | 427.413 | 0.088123 | 427.413 | -0.015068 | 436.4374 | 0.015658 | 427.413 | 0 |  |  | 426.7894 | 0.3021 | 427.413 | 0 | 427.413 | 0.019332 | 424.5865 | 0.030915 | 427.413 | 0 | 426.7894 | -0.11889 | 426.333 | 0 | 427.413 | -0.010533 | 427.413 | -0.037971
| 427.0087 | 25.312 | 427.6324 | 20.2187 | 426.1787 | 11.9967 | 424.8 | 15.1072 | 427.6324 | 5.6839 | 427.6324 | 0.17168 | 427.6324 | 0.013847 | 436.6571 | 0.054123 | 427.6324 | 0.012447 |  |  | 427.0087 | 0.29387 | 427.6324 | 0.0099587 | 427.6324 | 0.035796 | 424.8023 | 0.060137 | 427.6324 | 0.013329 | 427.0087 | 0.079876 | 426.5519 | 0 | 427.6324 | 0.0024509 | 427.6324 | 0.017713
| 427.2281 | 24.6199 | 427.8517 | 19.6659 | 426.398 | 12.3068 | 425.02 | 15.5717 | 427.8517 | 5.731 | 427.8517 | 0.14143 | 427.8517 | -0.0069734 | 436.8767 | 0.015159 | 427.8517 | 0.0052687 |  |  | 427.2281 | 0.29239 | 427.8517 | 0 | 427.8517 | 0.031883 | 425.0181 | -0.14379 | 427.8517 | 0 | 427.2281 | -0.047852 | 426.7708 | 0 | 427.8517 | 0.0020253 | 427.8517 | -0.010323
| 427.4475 | 23.9016 | 428.0711 | 19.0921 | 426.6173 | 12.9006 | 425.23 | 16.7328 | 428.0711 | 6.0585 | 428.0711 | 0.17939 | 428.0711 | 0.0086224 | 437.0964 | 0.050789 | 428.0711 | 0.013074 |  |  | 427.4475 | 0.27858 | 428.0711 | 0.0086252 | 428.0711 | 0.030411 | 425.2339 | -0.012041 | 428.0711 | 0.0083283 | 427.4475 | 0.040858 | 426.9898 | 0 | 428.0711 | -0.0022801 | 428.0711 | 0.014758
| 427.6669 | 22.7394 | 428.2905 | 18.1638 | 426.8367 | 13.191 | 425.45 | 16.9678 | 428.2905 | 6.0148 | 428.2905 | 0.14624 | 428.2905 | -0.015129 | 437.3161 | 0.020586 | 428.2904 | 0 |  |  | 427.6669 | 0.24277 | 428.2905 | 0 | 428.2904 | 0.030601 | 425.4497 | 0.0034103 | 428.2904 | 0 | 427.6669 | -0.069201 | 427.2088 | 0 | 428.2905 | -0.0077076 | 428.2905 | -0.01659
| 427.8864 | 22.6604 | 428.5098 | 18.1007 | 427.056 | 13.6858 | 425.67 | 17.4353 | 428.5098 | 6.4506 | 428.5098 | 0.15309 | 428.5098 | 0.01039 | 437.5358 | 0.053443 | 428.5098 | 0.014327 |  |  | 427.8864 | 0.28755 | 428.5098 | 0.0028208 | 428.5098 | 0.034499 | 425.6655 | 0.19368 | 428.5098 | 0.0074104 | 427.8864 | 0.02305 | 427.4277 | 0 | 428.5098 | 0.0018082 | 428.5098 | 0.018471
| 428.1058 | 21.6745 | 428.7292 | 17.3132 | 427.2754 | 14.1586 | 425.88 | 18.1288 | 428.7292 | 6.5315 | 428.7292 | 0.18663 | 428.7292 | -0.0084461 | 437.7556 | 0.021584 | 428.7292 | 0 |  |  | 428.1058 | 0.23952 | 428.7292 | 0 | 428.7292 | 0.030655 | 425.8813 | -0.0027105 | 428.7292 | 0 | 428.1058 | -0.059999 | 427.6467 | 0 | 428.7292 | -0.011526 | 428.7292 | -0.023439
| 428.3253 | 21.6188 | 428.9486 | 17.2687 | 427.4948 | 14.4974 | 426.1 | 19.2898 | 428.9487 | 6.9336 | 428.9487 | 0.15918 | 428.9487 | 0.01717 | 437.9753 | 0.05481 | 428.9487 | 0.016297 |  |  | 428.3253 | 0.27169 | 428.9487 | 0.016999 | 428.9487 | 0.034558 | 426.0972 | -0.0016232 | 428.9487 | 0.0087733 | 428.3253 | 0.049693 | 427.8657 | 0 | 428.9487 | 0.0088059 | 428.9487 | 0.0098932
| 428.5448 | 20.6634 | 429.1681 | 16.5055 | 427.7142 | 14.9771 | 426.31 | 19.7512 | 429.1681 | 6.9093 | 429.1681 | 0.18667 | 429.1681 | -0.0022963 | 438.195 | 0.022399 | 429.1681 | 0 |  |  | 428.5448 | 0.24274 | 429.1681 | 0 | 429.1681 | 0.028445 | 426.313 | 0.029457 | 429.1681 | 0 | 428.5448 | -0.060367 | 428.0847 | 0 | 429.1681 | -0.0061416 | 429.1681 | -0.014245
| 428.7643 | 20.4526 | 429.3875 | 16.3371 | 427.9336 | 15.4826 | 426.53 | 20.4508 | 429.3875 | 7.3299 | 429.3875 | 0.22689 | 429.3875 | 0.0091122 | 438.4148 | 0.053888 | 429.3875 | 0.012805 |  |  | 428.7643 | 0.22653 | 429.3875 | 0.0091403 | 429.3875 | 0.032117 | 426.5289 | 0.0196 | 429.3875 | 0.012075 | 428.7643 | 0.012143 | 428.3037 | 0 | 429.3875 | -0.0014225 | 429.3875 | 0.0097147
| 428.9838 | 19.7413 | 429.607 | 15.769 | 428.153 | 15.9459 | 426.74 | 20.9122 | 429.607 | 7.6186 | 429.607 | 0.18244 | 429.607 | 0.0013156 | 438.6346 | 0.025936 | 429.607 | 0 |  |  | 428.9838 | 0.21233 | 429.607 | 0 | 429.607 | 0.027365 | 426.7448 | 0.0026126 | 429.607 | 0 | 428.9838 | -0.059999 | 428.5227 | 0 | 429.607 | -0.007013 | 429.607 | -0.0248
| 429.2033 | 19.4637 | 429.8265 | 15.5472 | 428.3724 | 16.4494 | 426.96 | 21.6118 | 429.8265 | 8.0711 | 429.8265 | 0.22601 | 429.8265 | 0.0081247 | 438.8543 | 0.055487 | 429.8265 | 0.012984 |  |  | 429.2033 | 0.2322 | 429.8265 | 0.008 | 429.8264 | 0.037562 | 426.9607 | 0.10486 | 429.8265 | 0.010546 | 429.2033 | 0.017593 | 428.7417 | 0 | 429.8265 | -0.0044555 | 429.8265 | 0.011766
| 429.4228 | 18.3664 | 430.0459 | 14.6707 | 428.5918 | 16.936 | 427.18 | 22.5464 | 430.0459 | 8.114 | 430.0459 | 0.1888 | 430.0459 | -0.0097707 | 439.0741 | 0.022529 | 430.0459 | 0 |  |  | 429.4228 | 0.19757 | 430.0459 | 0 | 430.0459 | 0.027843 | 427.1766 | -0.023713 | 430.0459 | 0 | 429.4228 | -0.032398 | 428.9608 | 0 | 430.0459 | -0.012544 | 430.0459 | -0.014503
| 429.6424 | 18.1911 | 430.2654 | 14.5307 | 428.8113 | 17.3735 | 427.39 | 23.2342 | 430.2654 | 8.4854 | 430.2654 | 0.20139 | 430.2654 | 0.0098336 | 439.2939 | 0.064216 | 430.2654 | 0.012894 |  |  | 429.6424 | 0.24347 | 430.2654 | 0.022167 | 430.2654 | 0.036099 | 427.3925 | 0.088575 | 430.2654 | 0.004684 | 429.6424 | 0.05411 | 429.1798 | 0 | 430.2654 | 0.0039318 | 430.2654 | 0.012352
| 429.8619 | 17.1617 | 430.485 | 13.7084 | 429.0307 | 17.6779 | 427.61 | 24.1718 | 430.4849 | 8.5677 | 430.4849 | 0.13271 | 430.4849 | -0.0040517 | 439.5137 | 0.030057 | 430.485 | 0 |  |  | 429.8619 | 0.18313 | 430.4849 | 0 | 430.485 | 0.03495 | 427.6084 | 0.089835 | 430.485 | 0 | 429.8619 | -0.043435 | 429.3989 | 0 | 430.4849 | -0.013864 | 430.4849 | -0.01456
| 430.0815 | 16.8355 | 430.7045 | 13.4478 | 429.2502 | 18.3168 | 427.82 | 25.1034 | 430.7045 | 9.0598 | 430.7045 | 0.26153 | 430.7045 | 0.017306 | 439.7336 | 0.061017 | 430.7045 | 0.012178 |  |  | 430.0815 | 0.19956 | 430.7045 | 0.01423 | 430.7045 | 0.033063 | 427.8244 | 0.11329 | 430.7045 | 0.0038682 | 430.0815 | 0.062208 | 429.618 | 0 | 430.7045 | 0.007823 | 430.7045 | 0.010416
| 430.3011 | 15.9114 | 430.924 | 12.7097 | 429.4696 | 18.5981 | 428.04 | 25.7969 | 430.924 | 9.1692 | 430.924 | 0.21962 | 430.924 | -0.0047013 | 439.9534 | 0.030428 | 430.924 | 0 |  |  | 430.3011 | 0.17858 | 430.924 | 0 | 430.924 | 0.025829 | 428.0403 | -0.03758 | 430.924 | 0 | 430.3011 | -0.059631 | 429.837 | 0 | 430.924 | -0.010809 | 430.924 | -0.027475
| 430.5207 | 15.957 | 431.1436 | 12.7461 | 429.6891 | 19.0939 | 428.26 | 26.4847 | 431.1436 | 9.6243 | 431.1436 | 0.25116 | 431.1436 | 0.012398 | 440.1732 | 0.061234 | 431.1436 | 0.010119 |  |  | 430.5207 | 0.20053 | 431.1436 | 0.011197 | 431.1436 | 0.045001 | 428.2563 | 0.00055885 | 431.1436 | 0.0099059 | 430.5207 | 0.027244 | 430.0561 | 0 | 431.1436 | 0.0064159 | 431.1436 | 0.011807
| 430.7403 | 15.3035 | 431.3631 | 12.2241 | 429.9086 | 19.4114 | 428.47 | 27.4255 | 431.3631 | 9.8848 | 431.3631 | 0.27817 | 431.3631 | -0.00086849 | 440.3931 | 0.027039 | 431.3631 | 0 |  |  | 430.7404 | 0.17951 | 431.3631 | 0 | 431.3631 | 0.026791 | 428.4723 | -0.052185 | 431.3631 | 0 | 430.7403 | -0.075827 | 430.2752 | 0 | 431.3631 | -0.010859 | 431.3631 | -0.025061
| 430.96 | 15.2812 | 431.5827 | 12.2063 | 430.1281 | 19.9243 | 428.69 | 27.8869 | 431.5827 | 10.6118 | 431.5827 | 0.2645 | 431.5827 | 0.011966 | 440.613 | 0.060407 | 431.5827 | 0.015402 |  |  | 430.96 | 0.19698 | 431.5827 | 0.011257 | 431.5827 | 0.036193 | 428.6882 | 0.13977 | 431.5827 | 0.0082012 | 430.96 | 0.040122 | 430.4943 | 0 | 431.5827 | 0.0047656 | 431.5827 | 0.0087015
| 431.1796 | 14.7716 | 431.8023 | 11.7992 | 430.3476 | 20.3608 | 428.9 | 29.2743 | 431.8023 | 11.0349 | 431.8023 | 0.29366 | 431.8023 | -0.0089436 | 440.8329 | 0.028712 | 431.8023 | 0 |  |  | 431.1796 | 0.17481 | 431.8023 | 0 | 431.8023 | 0.028323 | 428.9042 | -0.036987 | 431.8023 | 0 | 431.1796 | -0.044171 | 430.7134 | 0 | 431.8023 | -0.0088575 | 431.8023 | -0.023996
| 431.3993 | 14.7371 | 432.0219 | 11.7717 | 430.5671 | 20.743 | 429.12 | 29.9825 | 432.0219 | 11.5781 | 432.0219 | 0.29881 | 432.0219 | 0.020613 | 441.0527 | 0.056366 | 432.0219 | 0.01773 |  |  | 431.3993 | 0.19068 | 432.0219 | 0.018695 | 432.0219 | 0.040345 | 429.1203 | 0.08742 | 432.0219 | 0.010348 | 431.3993 | 0.048956 | 430.9326 | 0 | 432.0219 | 0.0069025 | 432.0219 | 0.024105
| 431.619 | 13.8739 | 432.2415 | 11.0822 | 430.7867 | 20.9499 | 429.34 | 30.9024 | 432.2415 | 11.882 | 432.2415 | 0.30136 | 432.2415 | 0.0020732 | 441.2726 | 0.029847 | 432.2415 | 0 |  |  | 431.619 | 0.15626 | 432.2415 | 0 | 432.2415 | 0.03344 | 429.3363 | -0.016595 | 432.2415 | 0 | 431.619 | -0.040122 | 431.1517 | 0 | 432.2415 | -0.010142 | 432.2415 | -0.019743
| 431.8387 | 13.6307 | 432.4612 | 10.8879 | 431.0062 | 21.4757 | 429.55 | 32.3045 | 432.4612 | 12.3096 | 432.4612 | 0.28882 | 432.4612 | 0.016531 | 441.4926 | 0.058205 | 432.4611 | 0.016745 |  |  | 431.8387 | 0.18385 | 432.4612 | 0.006403 | 432.4612 | 0.036498 | 429.5523 | 0.099925 | 432.4611 | 0.0085276 | 431.8387 | 0.025671 | 431.3708 | 0 | 432.4612 | 0.00079846 | 432.4612 | 0.02366
| 432.0584 | 12.7097 | 432.6808 | 10.1522 | 431.2258 | 21.8234 | 429.77 | 32.9923 | 432.6808 | 12.4291 | 432.6808 | 0.31887 | 432.6808 | -0.0021324 | 441.7125 | 0.029425 | 432.6808 | 0 |  |  | 432.0584 | 0.13417 | 432.6808 | 0 | 432.6808 | 0.027969 | 429.7684 | 0.008689 | 432.6808 | 0 | 432.0584 | -0.020816 | 431.59 | 0 | 432.6808 | -0.0077551 | 432.6808 | -0.024859
| 432.2781 | 12.5151 | 432.9005 | 9.9969 | 431.4453 | 22.1087 | 429.98 | 33.6919 | 432.9005 | 13.0387 | 432.9005 | 0.332 | 432.9005 | 0.0079549 | 441.9324 | 0.061329 | 432.9005 | 0.014238 |  |  | 432.2781 | 0.16234 | 432.9005 | 0.005226 | 432.9005 | 0.038734 | 429.9844 | 0.0014389 | 432.9005 | 0.01112 | 432.2781 | 0.015619 | 431.8092 | 0 | 432.9005 | -0.0031055 | 432.9005 | 0.013748
| 432.4979 | 11.7502 | 433.1202 | 9.3858 | 431.6649 | 22.477 | 430.2 | 34.6265 | 433.1202 | 13.2588 | 433.1202 | 0.32522 | 433.1202 | 4.1344e-05 | 442.1523 | 0.029676 | 433.1202 | 0 |  |  | 432.4979 | 0.13397 | 433.1202 | 0 | 433.1201 | 0.035148 | 430.2005 | -0.093022 | 433.1202 | 0 | 432.4979 | -0.082821 | 432.0284 | 0 | 433.1202 | -0.01079 | 433.1202 | -0.010674
| 432.7176 | 11.582 | 433.3398 | 9.2515 | 431.8845 | 22.7821 | 430.42 | 35.5464 | 433.3398 | 13.9075 | 433.3398 | 0.35651 | 433.3398 | 0.019246 | 442.3723 | 0.062523 | 433.3398 | 0.014148 |  |  | 432.7176 | 0.16016 | 433.3398 | 0.010243 | 433.3398 | 0.036332 | 430.4166 | 0.10335 | 433.3398 | 0.012303 | 432.7176 | 0.086134 | 432.2475 | 0 | 433.3398 | -0.00015039 | 433.3398 | 0.0050145
| 432.9374 | 11.1392 | 433.5595 | 8.8978 | 432.1041 | 23.0698 | 430.63 | 36.9395 | 433.5595 | 14.2384 | 433.5595 | 0.32274 | 433.5595 | -0.0041567 | 442.5923 | 0.027189 | 433.5595 | 0 |  |  | 432.9374 | 0.13737 | 433.5595 | 0 | 433.5595 | 0.027944 | 430.6327 | 0.052169 | 433.5595 | 0 | 432.9374 | -0.050797 | 432.4667 | 0 | 433.5595 | -0.013972 | 433.5595 | -0.0040408
| 433.1572 | 10.8282 | 433.7793 | 8.6493 | 432.3237 | 23.4089 | 430.85 | 37.8861 | 433.7793 | 15.0225 | 433.7793 | 0.42779 | 433.7793 | 0.017543 | 442.8123 | 0.061963 | 433.7793 | 0.0064648 |  |  | 433.1572 | 0.154 | 433.7793 | 0.0061835 | 433.7793 | 0.039283 | 430.8488 | 0.040115 | 433.7793 | 0.012129 | 433.1572 | 0.011079 | 432.6859 | 0 | 433.7793 | -0.0043812 | 433.7793 | 0.0028655
| 433.377 | 10.3803 | 433.999 | 8.2916 | 432.5433 | 23.6328 | 431.06 | 39.0294 | 433.999 | 15.3903 | 433.999 | 0.42713 | 433.999 | -0.005052 | 443.0323 | 0.032358 | 433.999 | 0 |  |  | 433.377 | 0.13852 | 433.999 | 0 | 433.999 | 0.035956 | 431.0649 | 0.0077874 | 433.999 | 0 | 433.377 | -0.08871 | 432.9052 | 0 | 433.999 | -0.0093526 | 433.999 | -0.023538
| 433.5968 | 10.4269 | 434.2187 | 8.3288 | 432.7629 | 23.9627 | 431.28 | 40.4255 | 434.2187 | 16.1326 | 434.2187 | 0.4186 | 434.2187 | 0.014144 | 443.2523 | 0.066187 | 434.2188 | 0.0091335 |  |  | 433.5968 | 0.15028 | 434.2187 | 0.0069895 | 434.2188 | 0.042032 | 431.281 | 0.051495 | 434.2188 | 0.0088705 | 433.5968 | 0.042699 | 433.1244 | 0 | 434.2187 | 0.0019163 | 434.2187 | 0.0042561
| 433.8166 | 9.9122 | 434.4385 | 7.9177 | 432.9826 | 24.0674 | 431.5 | 41.128 | 434.4385 | 16.6055 | 434.4385 | 0.46942 | 434.4385 | 0.0043943 | 443.4723 | 0.032766 | 434.4385 | 0 |  |  | 433.8166 | 0.12907 | 434.4385 | 0 | 434.4385 | 0.034781 | 431.4972 | 0.011243 | 434.4385 | 0 | 433.8166 | -0.050797 | 433.3436 | 0 | 434.4385 | -0.0071613 | 434.4385 | -0.02295
| 434.0364 | 9.6437 | 434.6583 | 7.7032 | 433.2022 | 24.3271 | 431.71 | 42.5215 | 434.6583 | 17.139 | 434.6583 | 0.43388 | 434.6583 | 0.022369 | 443.6923 | 0.064271 | 434.6583 | 0.011462 |  |  | 434.0364 | 0.14597 | 434.6583 | 0.015026 | 434.6583 | 0.039409 | 431.7133 | 0.11053 | 434.6583 | 0.009267 | 434.0364 | 0.068833 | 433.5629 | 0 | 434.6583 | -0.0016945 | 434.6583 | 0.010228
| 434.2563 | 9.0652 | 434.878 | 7.2411 | 433.4219 | 24.301 | 431.93 | 43.215 | 434.8781 | 17.1757 | 434.8781 | 0.43621 | 434.8781 | -0.00090073 | 443.9123 | 0.035702 | 434.878 | 0 |  |  | 434.2563 | 0.10566 | 434.8781 | 0 | 434.8781 | 0.026191 | 431.9295 | -0.068145 | 434.878 | 0 | 434.2563 | -0.050061 | 433.7821 | 0 | 434.8781 | -0.0060187 | 434.8781 | -0.014894
| 434.4762 | 8.7632 | 435.0978 | 6.9999 | 433.6415 | 24.4801 | 432.15 | 44.6081 | 435.0978 | 17.5464 | 435.0978 | 0.46747 | 435.0978 | 0.020541 | 444.1324 | 0.064659 | 435.0978 | 0.012089 |  |  | 434.4761 | 0.13455 | 435.0978 | 0.01443 | 435.0978 | 0.039142 | 432.1456 | 0.035502 | 435.0978 | 0.0066207 | 434.4762 | 0.075827 | 434.0014 | 0 | 435.0978 | 0.0040936 | 435.0978 | 0.01098
| 434.696 | 8.1715 | 435.3177 | 6.5273 | 433.8612 | 24.5858 | 432.36 | 45.7573 | 435.3177 | 17.8273 | 435.3177 | 0.41944 | 435.3177 | 0.01003 | 444.3524 | 0.035609 | 435.3177 | 0 |  |  | 434.696 | 0.11336 | 435.3177 | 0 | 435.3177 | 0.035947 | 432.3618 | 0.014583 | 435.3177 | 0 | 434.696 | -0.044171 | 434.2207 | 0 | 435.3177 | -0.0067849 | 435.3177 | -0.017516
| 434.9159 | 8.1219 | 435.5375 | 6.4876 | 434.0809 | 24.803 | 432.58 | 46.698 | 435.5375 | 18.4971 | 435.5375 | 0.54178 | 435.5375 | 0.030113 | 444.5725 | 0.069126 | 435.5375 | 0.014506 |  |  | 434.9159 | 0.12907 | 435.5375 | 0.015395 | 435.5375 | 0.036812 | 432.578 | 0.040862 | 435.5375 | 0.0060837 | 434.9159 | 0.034293 | 434.44 | 0 | 435.5375 | 0.0054685 | 435.5375 | 0.0096721
| 435.1358 | 7.7348 | 435.7573 | 6.1784 | 434.3006 | 24.7524 | 432.79 | 48.5525 | 435.7573 | 19.1274 | 435.7573 | 0.49949 | 435.7573 | 0.0063493 | 444.7926 | 0.038806 | 435.7573 | 0.00082573 |  |  | 435.1358 | 0.099632 | 435.7573 | 0 | 435.7573 | 0.033936 | 432.7943 | 0.00010095 | 435.7573 | 0 | 435.1358 | -0.021787 | 434.6593 | 0 | 435.7573 | -0.0073516 | 435.7573 | -0.013328
| 435.3558 | 7.6588 | 435.9772 | 6.1177 | 434.5203 | 24.712 | 433.01 | 49.0054 | 435.9772 | 19.8862 | 435.9772 | 0.56089 | 435.9772 | 0.015417 | 445.0127 | 0.069876 | 435.9772 | 0.0095813 |  |  | 435.3558 | 0.11569 | 435.9772 | 0.0033453 | 435.9772 | 0.042525 | 433.0105 | -0.010067 | 435.9772 | 0.0017781 | 435.3558 | 0.027725 | 434.8786 | 0 | 435.9772 | -0.0028572 | 435.9772 | 0.010237
| 435.5757 | 7.3326 | 436.197 | 5.8571 | 434.74 | 24.7631 | 433.23 | 49.94 | 436.197 | 20.3204 | 436.197 | 0.57699 | 436.197 | 0.0072755 | 445.2328 | 0.041855 | 436.197 | 0 |  |  | 435.5757 | 0.10317 | 436.197 | 0 | 436.1971 | 0.03201 | 433.2267 | -0.0020168 | 436.197 | 0 | 435.5757 | -0.072514 | 435.0979 | 0 | 436.197 | -0.007113 | 436.197 | -0.017543
| 435.7957 | 7.3255 | 436.4169 | 5.8515 | 434.9597 | 24.5168 | 433.44 | 51.8031 | 436.4169 | 20.9919 | 436.4169 | 0.55023 | 436.4169 | 0.030357 | 445.4529 | 0.074679 | 436.4169 | 0.014596 |  |  | 435.7957 | 0.11377 | 436.4169 | 0.0074234 | 436.4169 | 0.041428 | 433.4429 | 0.08403 | 436.4169 | 0.0058377 | 435.7957 | 0.032165 | 435.3173 | 0 | 436.4169 | 0.0050364 | 436.4169 | 0.0082939
| 436.0156 | 6.8513 | 436.6368 | 5.4727 | 435.1795 | 24.648 | 433.66 | 52.7295 | 436.6368 | 21.5229 | 436.6368 | 0.59443 | 436.6368 | 0.015391 | 445.673 | 0.04114 | 436.6368 | 0.00028965 |  |  | 436.0156 | 0.091733 | 436.6368 | 0 | 436.6368 | 0.035125 | 433.6592 | -0.024122 | 436.6368 | 0 | 436.0156 | -0.061472 | 435.5366 | 0 | 436.6368 | -0.0054393 | 436.6368 | -0.014045
| 436.2356 | 6.8614 | 436.8567 | 5.4808 | 435.3992 | 24.5071 | 433.88 | 54.3429 | 436.8567 | 22.2858 | 436.8567 | 0.63829 | 436.8567 | 0.022261 | 445.8931 | 0.070124 | 436.8567 | 0.012536 |  |  | 436.2356 | 0.11366 | 436.8567 | 0.0085461 | 436.8567 | 0.032917 | 433.8755 | 0.1051 | 436.8567 | 0.0047874 | 436.2356 | 0.03602 | 435.756 | 0 | 436.8567 | 0.0031588 | 436.8567 | 0.0096354
| 436.4556 | 6.4187 | 437.0766 | 5.1271 | 435.619 | 24.273 | 434.09 | 55.2922 | 437.0767 | 22.6574 | 437.0767 | 0.62049 | 437.0767 | 0.013258 | 446.1133 | 0.048126 | 437.0767 | 0 |  |  | 436.4556 | 0.09672 | 437.0767 | 0 | 437.0767 | 0.032044 | 434.0917 | -0.049843 | 437.0767 | 0 | 436.4556 | -0.020766 | 435.9753 | 0 | 437.0767 | -0.0081973 | 437.0767 | -0.021053
| 436.6756 | 6.4207 | 437.2966 | 5.1287 | 435.8387 | 24.1314 | 434.31 | 56.6825 | 437.2966 | 23.4619 | 437.2966 | 0.66463 | 437.2966 | 0.028603 | 446.3334 | 0.077361 | 437.2966 | 0.01173 |  |  | 436.6756 | 0.095104 | 437.2966 | 0.0080216 | 437.2966 | 0.039164 | 434.308 | 0.15103 | 437.2966 | 0.0098803 | 436.6756 | 0.050061 | 436.1947 | 0 | 437.2966 | 0.0019329 | 437.2966 | 0.0077583
| 436.8956 | 6.0772 | 437.5165 | 4.8544 | 436.0585 | 23.9218 | 434.52 | 58.2934 | 437.5165 | 24.0111 | 437.5165 | 0.63209 | 437.5165 | 0.013689 | 446.5536 | 0.052545 | 437.5165 | 0.00054355 |  |  | 436.8956 | 0.086644 | 437.5165 | 0 | 437.5165 | 0.035483 | 434.5244 | 0.1523 | 437.5165 | 0 | 436.8956 | -0.03023 | 436.4141 | 0 | 437.5165 | -0.0051287 | 437.5165 | -0.020867
| 437.1157 | 6.0874 | 437.7365 | 4.8625 | 436.2783 | 23.835 | 434.74 | 59.4574 | 437.7365 | 24.6217 | 437.7365 | 0.67696 | 437.7365 | 0.031982 | 446.7738 | 0.079833 | 437.7365 | 0.0075897 |  |  | 437.1157 | 0.10685 | 437.7365 | 0.0056212 | 437.7365 | 0.038987 | 434.7407 | 0.024624 | 437.7365 | 0.0085933 | 437.1157 | 0.029028 | 436.6335 | 0 | 437.7365 | 0.00087693 | 437.7365 | 0.01022
| 437.3357 | 5.6213 | 437.9565 | 4.4902 | 436.4981 | 23.4662 | 434.96 | 61.0769 | 437.9565 | 24.8464 | 437.9565 | 0.75092 | 437.9565 | 0.014804 | 446.994 | 0.047921 | 437.9565 | 0 |  |  | 437.3357 | 0.078627 | 437.9565 | 0 | 437.9565 | 0.027041 | 434.957 | -0.11105 | 437.9565 | 0 | 437.3357 | -0.03865 | 436.8528 | 0 | 437.9565 | -0.0057399 | 437.9565 | -0.020625
| 437.5558 | 5.7864 | 438.1765 | 4.6221 | 436.7179 | 23.3672 | 435.17 | 62.4761 | 438.1765 | 25.9155 | 438.1765 | 0.79711 | 438.1765 | 0.028629 | 447.2142 | 0.081598 | 438.1764 | 0.011283 |  |  | 437.5558 | 0.088942 | 438.1765 | 0.014364 | 438.1765 | 0.044205 | 435.1733 | -0.1095 | 438.1764 | 0.0033143 | 437.5558 | 0.02033 | 437.0723 | 0 | 438.1765 | -0.0022071 | 438.1765 | 0.013228
| 437.7759 | 5.3619 | 438.3965 | 4.283 | 436.9377 | 23.1033 | 435.39 | 63.64 | 438.3965 | 26.4465 | 438.3965 | 0.72364 | 438.3965 | 0.015646 | 447.4344 | 0.054999 | 438.3965 | 0 |  |  | 437.7759 | 0.092338 | 438.3965 | 0 | 438.3965 | 0.032217 | 435.3897 | -0.061568 | 438.3965 | 0 | 437.7759 | -0.03865 | 437.2917 | 0 | 438.3965 | -0.0092509 | 438.3965 | -0.024913
| 437.996 | 5.5909 | 438.6165 | 4.4659 | 437.1575 | 22.9088 | 435.61 | 65.0184 | 438.6165 | 27.4417 | 438.6165 | 0.82709 | 438.6165 | 0.045849 | 447.6546 | 0.085061 | 438.6165 | 0.018267 |  |  | 437.996 | 0.11134 | 438.6165 | 0.020938 | 438.6165 | 0.042973 | 435.606 | 0.13209 | 438.6165 | 0.016937 | 437.996 | 0.051165 | 437.5111 | 0 | 438.6165 | 0.0080559 | 438.6165 | 0.031412
| 438.2161 | 5.1886 | 438.8365 | 4.1446 | 437.3774 | 22.5341 | 435.82 | 65.9297 | 438.8365 | 28.1681 | 438.8365 | 0.79108 | 438.8365 | 0.016298 | 447.8749 | 0.054142 | 438.8365 | 0.00097886 |  |  | 438.2161 | 0.077105 | 438.8365 | 0 | 438.8365 | 0.02802 | 435.8224 | 0.024992 | 438.8365 | 0 | 438.2161 | -0.047116 | 437.7306 | 0 | 438.8365 | -0.011706 | 438.8365 | -0.019445
| 438.4362 | 5.2717 | 439.0566 | 4.2109 | 437.5972 | 22.2585 | 436.04 | 67.8136 | 439.0566 | 29.1016 | 439.0566 | 0.88366 | 439.0566 | 0.038225 | 448.0951 | 0.091398 | 439.0566 | 0.011014 |  |  | 438.4362 | 0.085144 | 439.0566 | 0.012673 | 439.0565 | 0.034927 | 436.0388 | 0.13584 | 439.0566 | 0.0087691 | 438.4362 | 0.013827 | 437.95 | 0 | 439.0566 | -0.0019558 | 439.0566 | 0.015788
| 438.6564 | 4.8644 | 439.2766 | 3.8856 | 437.8171 | 21.9859 | 436.26 | 68.4928 | 439.2766 | 29.6738 | 439.2766 | 0.86412 | 439.2766 | 0.021071 | 448.3154 | 0.057394 | 439.2766 | 0 |  |  | 438.6564 | 0.061129 | 439.2766 | 0 | 439.2766 | 0.035126 | 436.2552 | 0.013973 | 439.2766 | 0 | 438.6564 | -0.036347 | 438.1695 | 0 | 439.2766 | -0.0093904 | 439.2766 | -0.023101
| 438.8765 | 5.0934 | 439.4967 | 4.0685 | 438.037 | 21.6709 | 436.47 | 70.8001 | 439.4967 | 30.5706 | 439.4967 | 0.95481 | 439.4967 | 0.043197 | 448.5356 | 0.08909 | 439.4967 | 0.015491 |  |  | 438.8765 | 0.10028 | 439.4967 | 0.0098224 | 439.4967 | 0.037504 | 436.4716 | 0.093984 | 439.4967 | 0.0058304 | 438.8765 | 0.057054 | 438.3889 | 0 | 439.4967 | 0.0047632 | 439.4967 | 0.019595
| 439.0967 | 4.7246 | 439.7168 | 3.7739 | 438.2568 | 21.2877 | 436.69 | 71.7347 | 439.7168 | 30.8932 | 439.7168 | 0.8789 | 439.7168 | 0.020841 | 448.7559 | 0.060946 | 439.7168 | 0 |  |  | 439.0967 | 0.075113 | 439.7168 | 0 | 439.7168 | 0.035804 | 436.688 | -0.018778 | 439.7168 | 0 | 439.0967 | -0.049324 | 438.6084 | 0 | 439.7168 | -0.010805 | 439.7168 | -0.024778
| 439.3169 | 4.8107 | 439.9369 | 3.8427 | 438.4767 | 20.9263 | 436.9 | 72.9104 | 439.9369 | 31.5013 | 439.9369 | 1.0412 | 439.9369 | 0.046101 | 448.9762 | 0.092529 | 439.9369 | 0.016387 |  |  | 439.3169 | 0.083081 | 439.9369 | 0.0058702 | 439.9369 | 0.036173 | 436.9044 | -0.01628 | 439.9369 | 0.0087689 | 439.3169 | 0.040858 | 438.8279 | 0 | 439.9369 | 0.0032448 | 439.9369 | 0.018118
| 439.5371 | 4.4014 | 440.157 | 3.5157 | 438.6966 | 20.4821 | 437.12 | 74.304 | 440.157 | 31.8435 | 440.157 | 1.0158 | 440.157 | 0.030111 | 449.1965 | 0.068185 | 440.157 | 0 |  |  | 439.5371 | 0.058016 | 440.157 | 0 | 440.157 | 0.027817 | 437.1209 | -0.0037749 | 440.157 | 0 | 439.5371 | -0.037177 | 439.0474 | 0 | 440.157 | -0.0089724 | 440.157 | -0.013305
| 439.7573 | 4.5898 | 440.3771 | 3.6663 | 438.9165 | 20.1805 | 437.34 | 75.4532 | 440.3771 | 32.8255 | 440.3771 | 1.061 | 440.3771 | 0.043988 | 449.4168 | 0.097634 | 440.3771 | 0.013253 |  |  | 439.7573 | 0.090193 | 440.3771 | 0.014032 | 440.3771 | 0.033144 | 437.3373 | 0.09305 | 440.3771 | 0.0054049 | 439.7573 | 0.039386 | 439.2669 | 0 | 440.3771 | -0.00090274 | 440.3771 | 0.01271
| 439.9775 | 4.2514 | 440.5972 | 3.396 | 439.1365 | 19.6135 | 437.55 | 76.8463 | 440.5973 | 33.3739 | 440.5973 | 1.0906 | 440.5973 | 0.031334 | 449.6371 | 0.065614 | 440.5973 | 0 |  |  | 439.9775 | 0.055351 | 440.5973 | 0 | 440.5973 | 0.035619 | 437.5538 | 0.035823 | 440.5973 | 0 | 439.9775 | -0.022242 | 439.4865 | 0 | 440.5973 | -0.0088782 | 440.5973 | -0.014081
| 440.1977 | 4.3821 | 440.8174 | 3.5004 | 439.3564 | 19.4014 | 437.77 | 77.5402 | 440.8174 | 33.981 | 440.8174 | 1.1015 | 440.8174 | 0.054154 | 449.8575 | 0.10129 | 440.8174 | 0.0197 |  |  | 440.1977 | 0.079201 | 440.8174 | 0.010151 | 440.8174 | 0.037156 | 437.7703 | 0.044197 | 440.8174 | 0.013418 | 440.1977 | 0.083557 | 439.706 | 0 | 440.8174 | 0.0057537 | 440.8174 | 0.015378
| 440.418 | 3.9505 | 441.0376 | 3.1556 | 439.5763 | 18.9418 | 437.99 | 78.9186 | 441.0376 | 34.3406 | 441.0376 | 1.1889 | 441.0376 | 0.031585 | 450.0779 | 0.075504 | 441.0376 | 0 |  |  | 440.418 | 0.052379 | 441.0376 | 0 | 441.0376 | 0.028941 | 437.9868 | 0.037478 | 441.0376 | 0 | 440.418 | -0.028376 | 439.9255 | 0 | 441.0376 | -0.0067073 | 441.0376 | -0.01169
| 440.6383 | 4.0083 | 441.2577 | 3.2017 | 439.7963 | 18.4753 | 438.2 | 80.0796 | 441.2578 | 35.4363 | 441.2578 | 1.2393 | 441.2578 | 0.049282 | 450.2982 | 0.1037 | 441.2577 | 0.012894 |  |  | 440.6383 | 0.075259 | 441.2578 | 0.0063981 | 441.2578 | 0.037591 | 438.2033 | 0.04951 | 441.2577 | 0.0088083 | 440.6383 | 0.047852 | 440.1451 | 0 | 441.2578 | -0.0016071 | 441.2578 | 0.015195
| 440.8585 | 3.7904 | 441.478 | 3.0277 | 440.0163 | 18.0866 | 438.42 | 81.0174 | 441.4779 | 35.8671 | 441.4779 | 1.2876 | 441.4779 | 0.038976 | 450.5186 | 0.079853 | 441.4779 | 0.0044823 |  |  | 440.8585 | 0.057845 | 441.4779 | 0 | 441.4779 | 0.029805 | 438.4198 | -0.17373 | 441.4779 | 0 | 440.8585 | -0.049324 | 440.3647 | 0 | 441.4779 | -0.0022461 | 441.4779 | -0.01319
| 441.0788 | 3.9373 | 441.6982 | 3.1451 | 440.2362 | 17.624 | 438.64 | 82.1666 | 441.6982 | 36.5973 | 441.6982 | 1.2819 | 441.6982 | 0.061281 | 450.739 | 0.10723 | 441.6981 | 0.015312 |  |  | 441.0788 | 0.076165 | 441.6982 | 0.010365 | 441.6982 | 0.033739 | 438.6363 | 0.071838 | 441.6981 | 0.012958 | 441.0788 | 0.027 | 440.5842 | 0 | 441.6982 | 0.0043585 | 441.6982 | 0.012332
| 441.2991 | 3.5837 | 441.9184 | 2.8626 | 440.4562 | 17.3319 | 438.85 | 83.319 | 441.9184 | 37.2639 | 441.9184 | 1.3291 | 441.9184 | 0.045806 | 450.9594 | 0.080477 | 441.9184 | 0 |  |  | 441.2992 | 0.059183 | 441.9184 | 0 | 441.9184 | 0.028458 | 438.8529 | 0.057572 | 441.9184 | 0 | 441.2991 | -0.014188 | 440.8038 | 0 | 441.9184 | -0.0060291 | 441.9184 | -0.011744
| 441.5195 | 3.6709 | 442.1386 | 2.9322 | 440.6762 | 16.8636 | 439.07 | 84.7151 | 442.1386 | 37.9837 | 442.1386 | 1.4038 | 442.1386 | 0.050716 | 451.1797 | 0.10831 | 442.1386 | 0.011104 |  |  | 441.5195 | 0.067911 | 442.1386 | 0.0082597 | 442.1386 | 0.031317 | 439.0694 | 0.028316 | 442.1386 | 0.0090903 | 441.5195 | 0.01962 | 441.0234 | 0 | 442.1386 | -0.0033931 | 442.1386 | 0.012357
| 441.7398 | 3.4479 | 442.3589 | 2.7542 | 440.8962 | 16.4898 | 439.29 | 85.6381 | 442.3589 | 38.388 | 442.3589 | 1.4866 | 442.3589 | 0.044416 | 451.4001 | 0.087551 | 442.3589 | 0.0033466 |  |  | 441.7398 | 0.043867 | 442.3589 | 0 | 442.3589 | 0.027597 | 439.286 | 0.0032078 | 442.3589 | 0 | 441.7398 | -0.056318 | 441.243 | 0 | 442.3589 | -0.00023705 | 442.3589 | -0.0081732
| 441.9602 | 3.4864 | 442.5791 | 2.7849 | 441.1162 | 16.0863 | 439.5 | 86.8168 | 442.5791 | 39.108 | 442.5791 | 1.5418 | 442.5791 | 0.062978 | 451.6206 | 0.11682 | 442.5791 | 0.017909 |  |  | 441.9602 | 0.078157 | 442.5791 | 0.011807 | 442.5791 | 0.033554 | 439.5025 | -0.032413 | 442.5791 | 0.0090734 | 441.9602 | 0.036557 | 441.4626 | 0 | 442.5791 | 0.0022804 | 442.5791 | 0.021978
| 442.1805 | 3.3041 | 442.7994 | 2.6392 | 441.3362 | 15.7437 | 439.72 | 87.0346 | 442.7994 | 39.9606 | 442.7994 | 1.5397 | 442.7994 | 0.056512 | 451.841 | 0.092554 | 442.7994 | 0.002537 |  |  | 442.1805 | 0.059378 | 442.7994 | 0 | 442.7994 | 0.029551 | 439.7191 | 0.082732 | 442.7994 | 0 | 442.1805 | -0.070306 | 441.6823 | 0 | 442.7994 | -0.0029064 | 442.7994 | -0.0041714
| 442.4009 | 3.4145 | 443.0197 | 2.7274 | 441.5563 | 15.4235 | 439.94 | 88.4216 | 443.0197 | 41.0431 | 443.0197 | 1.6005 | 443.0197 | 0.066807 | 452.0615 | 0.1196 | 443.0197 | 0.013253 |  |  | 442.4009 | 0.077822 | 443.0197 | 0.011551 | 443.0197 | 0.037835 | 439.9357 | 0.1618 | 443.0197 | 0.012328 | 442.4009 | 0.029271 | 441.9019 | 0 | 443.0197 | 0.0045008 | 443.0197 | 0.010747
| 442.6213 | 3.1359 | 443.24 | 2.5049 | 441.7763 | 15.0058 | 440.15 | 88.6541 | 443.24 | 41.8612 | 443.24 | 1.6014 | 443.24 | 0.062197 | 452.2819 | 0.099918 | 443.24 | 0.0037523 |  |  | 442.6213 | 0.049877 | 443.24 | 0 | 443.24 | 0.026596 | 440.1523 | -0.037824 | 443.24 | 0 | 442.6213 | -0.034119 | 442.1215 | 0 | 443.24 | -0.0056329 | 443.24 | -0.015563
| 442.8417 | 3.2179 | 443.4603 | 2.5704 | 441.9964 | 14.7514 | 440.37 | 89.574 | 443.4603 | 42.4965 | 443.4603 | 1.6975 | 443.4603 | 0.066188 | 452.5024 | 0.13024 | 443.4603 | 0.0062084 |  |  | 442.8417 | 0.057208 | 443.4603 | 0.0092305 | 443.4603 | 0.033515 | 440.369 | 0.037781 | 443.4603 | 0.0054284 | 442.8417 | 0.029097 | 442.3412 | 0 | 443.4603 | 0.00067706 | 443.4603 | 0.0104
| 443.0622 | 2.8279 | 443.6806 | 2.2588 | 442.2164 | 14.2734 | 440.59 | 89.8237 | 443.6806 | 42.3933 | 443.6806 | 1.7228 | 443.6806 | 0.055228 | 452.7229 | 0.10482 | 443.6806 | 0 |  |  | 443.0622 | 0.040912 | 443.6806 | 0 | 443.6806 | 0.02541 | 440.5856 | 0.013042 | 443.6806 | 0 | 443.0622 | -0.035023 | 442.5609 | 0 | 443.6806 | -0.0088127 | 443.6806 | -0.019913
| 443.2826 | 2.9869 | 443.901 | 2.3859 | 442.4365 | 14.0735 | 440.8 | 90.7321 | 443.901 | 42.4166 | 443.901 | 1.7844 | 443.901 | 0.073536 | 452.9434 | 0.1364 | 443.901 | 0.010835 |  |  | 443.2826 | 0.058626 | 443.901 | 0.0028844 | 443.901 | 0.029484 | 440.8022 | -0.0066117 | 443.901 | 0.0086635 | 443.2826 | 0.017061 | 442.7805 | 0 | 443.901 | -0.00053116 | 443.901 | 0.0048078
| 443.503 | 2.6708 | 444.1213 | 2.1334 | 442.6566 | 13.6149 | 441.02 | 90.5147 | 444.1213 | 42.3649 | 444.1213 | 1.823 | 444.1213 | 0.062249 | 453.1639 | 0.11675 | 444.1213 | 0.0040228 |  |  | 443.5031 | 0.043051 | 444.1213 | 0 | 444.1213 | 0.023769 | 441.0189 | -0.086985 | 444.1213 | 0 | 443.503 | -0.069201 | 443.0002 | 0 | 444.1213 | -0.0072633 | 444.1213 | -0.0028986
| 443.7235 | 2.8025 | 444.3417 | 2.2386 | 442.8767 | 13.3587 | 441.24 | 91.2 | 444.3417 | 42.412 | 444.3417 | 1.9356 | 444.3417 | 0.081747 | 453.3844 | 0.14923 | 444.3417 | 0.01576 |  |  | 443.7235 | 0.057568 | 444.3417 | 0.012107 | 444.3417 | 0.021728 | 441.2355 | 0.0076799 | 444.3417 | 0.013008 | 443.7235 | 0.054478 | 443.2199 | 0 | 444.3417 | 0.0024524 | 444.3417 | 0.020221
| 443.944 | 2.4692 | 444.5621 | 1.9723 | 443.0968 | 13.0062 | 441.45 | 91.426 | 444.5621 | 42.3585 | 444.5621 | 1.9396 | 444.5621 | 0.064064 | 453.6049 | 0.12425 | 444.5621 | 0.002164 |  |  | 443.944 | 0.050753 | 444.5621 | 0 | 444.5621 | 0.017237 | 441.4522 | -0.093822 | 444.5621 | 0 | 443.944 | -0.06184 | 443.4396 | 0 | 444.5621 | -0.0070288 | 444.5621 | -0.012252
| 444.1645 | 2.5462 | 444.7825 | 2.0338 | 443.3169 | 12.6873 | 441.67 | 91.2057 | 444.7825 | 42.5383 | 444.7825 | 2.0726 | 444.7825 | 0.082061 | 453.8254 | 0.15124 | 444.7825 | 0.013253 |  |  | 444.1645 | 0.058518 | 444.7825 | 0.0067841 | 444.7825 | 0.021412 | 441.6689 | 0.062436 | 444.7825 | 0.0074634 | 444.1645 | 0.041226 | 443.6593 | 0 | 444.7825 | 0.00060652 | 444.7825 | 0.017331
| 444.385 | 2.3517 | 445.0029 | 1.8785 | 443.537 | 12.3584 | 441.89 | 91.2118 | 445.0029 | 43.3944 | 445.0029 | 2.0924 | 445.0029 | 0.070426 | 454.046 | 0.13325 | 445.0029 | 0.0066207 |  |  | 444.385 | 0.033236 | 445.0029 | 0 | 445.0029 | 0.016434 | 441.8856 | 0.086606 | 445.0029 | 0 | 444.385 | -0.034163 | 443.879 | 0 | 445.0029 | -0.0070225 | 445.0029 | -0.0083487
| 444.6055 | 2.4439 | 445.2233 | 1.9521 | 443.7572 | 12.0945 | 442.1 | 91.6499 | 445.2233 | 43.8076 | 445.2233 | 2.1481 | 445.2233 | 0.093988 | 454.2665 | 0.16026 | 445.2233 | 0.01567 |  |  | 444.6055 | 0.042761 | 445.2233 | 0.016463 | 445.2233 | 0.028535 | 442.1023 | 0.048294 | 445.2233 | 0.0072137 | 444.6055 | 0.01948 | 444.0988 | 0 | 445.2233 | 0.00033004 | 445.2233 | 0.011822
| 444.8261 | 2.1369 | 445.4438 | 1.7069 | 443.9773 | 11.929 | 442.32 | 91.4439 | 445.4438 | 44.0473 | 445.4438 | 2.2641 | 445.4438 | 0.076649 | 454.4871 | 0.14209 | 445.4438 | 0.0034827 |  |  | 444.8261 | 0.025996 | 445.4438 | 0 | 445.4438 | 0.018892 | 442.319 | 0.010176 | 445.4438 | 0 | 444.8261 | -0.055582 | 444.3185 | 0 | 445.4438 | -0.0062927 | 445.4438 | -0.015363
| 445.0466 | 2.2898 | 445.6642 | 1.8291 | 444.1975 | 11.5587 | 442.54 | 91.882 | 445.6642 | 44.8088 | 445.6642 | 2.3324 | 445.6642 | 0.1005 | 454.7077 | 0.17023 | 445.6642 | 0.012089 |  |  | 445.0466 | 0.04537 | 445.6642 | 0.012027 | 445.6642 | 0.026205 | 442.5358 | 0.064061 | 445.6642 | 0.010306 | 445.0466 | 0.026411 | 444.5383 | 0 | 445.6642 | 0.0013333 | 445.6642 | 0.019436
| 445.2672 | 2.1227 | 445.8847 | 1.6955 | 444.4176 | 11.2415 | 442.75 | 90.5093 | 445.8847 | 45.6635 | 445.8847 | 2.4196 | 445.8847 | 0.088985 | 454.9283 | 0.14899 | 445.8847 | 0 |  |  | 445.2672 | 0.02865 | 445.8847 | 0 | 445.8847 | 0.022088 | 442.7525 | -0.045362 | 445.8847 | 0 | 445.2672 | -0.041963 | 444.758 | 0 | 445.8847 | -0.0085021 | 445.8847 | -0.022675
| 445.4878 | 2.2534 | 446.1051 | 1.8 | 444.6378 | 11.0418 | 442.97 | 90.2625 | 446.1051 | 47.044 | 446.1051 | 2.5328 | 446.1051 | 0.099265 | 455.1489 | 0.17548 | 446.1052 | 0.014148 |  |  | 445.4878 | 0.039918 | 446.1051 | 0.0064052 | 446.1052 | 0.026422 | 442.9693 | 0.11838 | 446.1052 | 0.0091878 | 445.4878 | 0.05595 | 444.9778 | 0 | 446.1051 | 4.9805e-05 | 446.1051 | 0.012747
| 445.7084 | 1.9646 | 446.3256 | 1.5693 | 444.858 | 10.864 | 443.19 | 90.5007 | 446.3256 | 48.0166 | 446.3256 | 2.4809 | 446.3256 | 0.097717 | 455.3695 | 0.15544 | 446.3256 | 0.0046444 |  |  | 445.7084 | 0.021861 | 446.3256 | 0 | 446.3257 | 0.019879 | 443.186 | -0.026757 | 446.3256 | 0 | 445.7084 | -0.018574 | 445.1976 | 0 | 446.3256 | -0.0068698 | 446.3256 | -0.01428
| 445.929 | 2.1328 | 446.5462 | 1.7036 | 445.0782 | 10.5842 | 443.4 | 89.7986 | 446.5461 | 48.5794 | 446.5461 | 2.579 | 446.5461 | 0.11146 | 455.5901 | 0.18335 | 446.5461 | 0.015043 |  |  | 445.929 | 0.051515 | 446.5461 | 0.016229 | 446.5461 | 0.025352 | 443.4028 | 0.12409 | 446.5461 | 0.0064389 | 445.929 | 0.013926 | 445.4174 | 0 | 446.5461 | -0.00095672 | 446.5461 | 0.0094383
| 446.1496 | 1.8714 | 446.7667 | 1.4948 | 445.2984 | 10.418 | 443.62 | 89.099 | 446.7667 | 49.3135 | 446.7667 | 2.6051 | 446.7667 | 0.10518 | 455.8108 | 0.16617 | 446.7667 | 0.0033277 |  |  | 446.1496 | 0.024476 | 446.7667 | 0 | 446.7667 | 0.021008 | 443.6196 | 0.023161 | 446.7667 | 0 | 446.1496 | -0.048956 | 445.6372 | 0 | 446.7667 | -0.005783 | 446.7667 | -0.023174
| 446.3702 | 2.0761 | 446.9872 | 1.6583 | 445.5186 | 10.1856 | 443.84 | 88.6466 | 446.9872 | 50.4645 | 446.9872 | 2.8333 | 446.9872 | 0.12766 | 456.0314 | 0.19404 | 446.9872 | 0.023103 |  |  | 446.3702 | 0.046059 | 446.9872 | 0.021617 | 446.9872 | 0.028148 | 443.8364 | 0.14022 | 446.9872 | 0.0097577 | 446.3702 | 0.057054 | 445.857 | 0 | 446.9872 | 0.0035449 | 446.9872 | 0.024647
| 446.5909 | 1.8268 | 447.2077 | 1.4592 | 445.7388 | 9.9855 | 444.05 | 87.0004 | 447.2077 | 50.5962 | 447.2077 | 2.7543 | 447.2077 | 0.11269 | 456.2521 | 0.17577 | 447.2077 | 0.0018423 |  |  | 446.5909 | 0.029833 | 447.2077 | 0 | 447.2077 | 0.016649 | 444.0532 | -0.080217 | 447.2077 | 0 | 446.5909 | -0.050429 | 446.0768 | 0 | 447.2077 | -0.0074017 | 447.2077 | -0.019592
| 446.8116 | 1.8906 | 447.4283 | 1.5102 | 445.9591 | 9.7699 | 444.27 | 87.2562 | 447.4283 | 50.3135 | 447.4283 | 2.9322 | 447.4283 | 0.13336 | 456.4727 | 0.20748 | 447.4283 | 0.018894 |  |  | 446.8116 | 0.056824 | 447.4283 | 0.0098843 | 447.4283 | 0.021329 | 444.2701 | 0.13658 | 447.4283 | 0.010046 | 446.8116 | 0.042699 | 446.2967 | 0 | 447.4283 | 0.00241 | 447.4283 | 0.0089274
| 447.0322 | 1.5715 | 447.6489 | 1.2553 | 446.1793 | 9.5779 | 444.49 | 85.8512 | 447.6489 | 49.2964 | 447.6489 | 3.0039 | 447.6489 | 0.12724 | 456.6934 | 0.18953 | 447.6489 | 0.0055566 |  |  | 447.0322 | 0.028641 | 447.6489 | 0 | 447.6489 | 0.01388 | 444.4869 | -0.12347 | 447.6489 | 0 | 447.0322 | -0.02365 | 446.5165 | 0 | 447.6489 | -0.0053841 | 447.6489 | -0.019057
| 447.2529 | 1.761 | 447.8695 | 1.4066 | 446.3996 | 9.3617 | 444.7 | 85.1516 | 447.8695 | 48.7894 | 447.8695 | 3.1037 | 447.8695 | 0.13616 | 456.9141 | 0.21932 | 447.8694 | 0.01764 |  |  | 447.2529 | 0.040197 | 447.8695 | 0.011602 | 447.8694 | 0.020226 | 444.7037 | -0.03374 | 447.8694 | 0.0082158 | 447.2529 | 0.061103 | 446.7364 | 0 | 447.8695 | 0.0021045 | 447.8695 | 0.007369
| 447.4736 | 1.4053 | 448.0901 | 1.1225 | 446.6199 | 9.1568 | 444.92 | 83.2885 | 448.0901 | 48.184 | 448.0901 | 3.1451 | 448.0901 | 0.11697 | 457.1348 | 0.19859 | 448.0901 | 0.0032095 |  |  | 447.4736 | 0.014036 | 448.0901 | 0 | 448.0901 | 0.015678 | 444.9206 | -0.024999 | 448.0901 | 0 | 447.4736 | -0.029029 | 446.9562 | 0 | 448.0901 | -0.0095592 | 448.0901 | -0.013009
| 447.6944 | 1.6394 | 448.3107 | 1.3095 | 446.8401 | 8.9264 | 445.14 | 82.1422 | 448.3107 | 48.1666 | 448.3107 | 3.2362 | 448.3107 | 0.1425 | 457.3555 | 0.23358 | 448.3107 | 0.018894 |  |  | 447.6944 | 0.047239 | 448.3107 | 0.012433 | 448.3107 | 0.026252 | 445.1375 | 0.0085233 | 448.3107 | 0.0076057 | 447.6944 | 0.030732 | 447.1761 | 0 | 448.3107 | 0.00024546 | 448.3107 | 0.01288
| 447.9151 | 1.3425 | 448.5313 | 1.0724 | 447.0604 | 8.7932 | 445.35 | 81.2076 | 448.5313 | 47.9401 | 448.5313 | 3.3364 | 448.5313 | 0.13488 | 457.5763 | 0.21404 | 448.5313 | 0.005496 |  |  | 447.9151 | 0.023936 | 448.5313 | 0 | 448.5313 | 0.012201 | 445.3544 | -0.034059 | 448.5313 | 0 | 447.9151 | -0.044171 | 447.396 | 0 | 448.5313 | -0.0074341 | 448.5313 | -0.024954
| 448.1359 | 1.5614 | 448.7519 | 1.2472 | 447.2807 | 8.6716 | 445.57 | 80.2786 | 448.7519 | 48.3973 | 448.7519 | 3.5228 | 448.7519 | 0.15068 | 457.797 | 0.24715 | 448.752 | 0.015402 |  |  | 448.1359 | 0.045572 | 448.7519 | 0.0083186 | 448.752 | 0.021151 | 445.5713 | 0.12667 | 448.752 | 0.0044581 | 448.1359 | 0.059263 | 447.6159 | 0 | 448.7519 | 0.00025838 | 448.7519 | 0.009397
| 448.3566 | 1.306 | 448.9726 | 1.0432 | 447.501 | 8.4653 | 445.79 | 78.6648 | 448.9726 | 48.762 | 448.9726 | 3.5397 | 448.9726 | 0.15146 | 458.0178 | 0.22152 | 448.9726 | 0.0066405 |  |  | 448.3566 | 0.02348 | 448.9726 | 0 | 448.9726 | 0.012779 | 445.7882 | 0.024895 | 448.9726 | 0 | 448.3566 | -0.031428 | 447.8358 | 0 | 448.9726 | -0.0074184 | 448.9726 | -0.0093412
| 448.5774 | 1.5107 | 449.1933 | 1.2067 | 447.7214 | 8.3021 | 446.01 | 77.9657 | 449.1933 | 48.5174 | 449.1933 | 3.7152 | 449.1933 | 0.17332 | 458.2385 | 0.26161 | 449.1933 | 0.022655 |  |  | 448.5774 | 0.052447 | 449.1933 | 0.0073307 | 449.1933 | 0.015893 | 446.0051 | 0.058762 | 449.1933 | 0.011534 | 448.5774 | 0.037177 | 448.0557 | 0 | 449.1933 | 0.00432 | 449.1933 | 0.011567
| 448.7982 | 1.1956 | 449.4139 | 0.95501 | 447.9417 | 8.1354 | 446.22 | 76.8017 | 449.4139 | 47.8191 | 449.4139 | 3.7047 | 449.4139 | 0.15961 | 458.4593 | 0.24828 | 449.4139 | 0.0053748 |  |  | 448.7982 | 0.028324 | 449.4139 | 0 | 449.4139 | 0.013504 | 446.222 | -0.13495 | 449.4139 | 0 | 448.7982 | -0.013577 | 448.2757 | 0 | 449.4139 | -0.0055791 | 449.4139 | -0.015112
| 449.019 | 1.5006 | 449.6346 | 1.1986 | 448.162 | 7.9533 | 446.44 | 75.1822 | 449.6346 | 47.6105 | 449.6346 | 3.8823 | 449.6346 | 0.18993 | 458.6801 | 0.27566 | 449.6346 | 0.024625 |  |  | 449.019 | 0.048121 | 449.6346 | 0.021646 | 449.6346 | 0.018461 | 446.439 | 0.04875 | 449.6346 | 0.0096959 | 449.019 | 0.026823 | 448.4956 | 0 | 449.6346 | 0.0059808 | 449.6346 | 0.023309
| 449.2398 | 1.1723 | 449.8553 | 0.9364 | 448.3824 | 7.8197 | 446.66 | 74.0359 | 449.8553 | 47.2569 | 449.8553 | 4.0366 | 449.8553 | 0.17753 | 458.9008 | 0.25996 | 449.8553 | 0.0067358 |  |  | 449.2398 | 0.019688 | 449.8553 | 0 | 449.8553 | 0.015139 | 446.6559 | 0.046324 | 449.8553 | 0 | 449.2398 | -0.03033 | 448.7155 | 0 | 449.8553 | -0.0024569 | 449.8553 | -0.01327
| 449.4606 | 1.227 | 450.0761 | 0.9801 | 448.6027 | 7.6741 | 446.87 | 72.8602 | 450.0761 | 47.0336 | 450.0761 | 4.1219 | 450.0761 | 0.19022 | 459.1216 | 0.28727 | 450.0761 | 0.019163 |  |  | 449.4607 | 0.033178 | 450.0761 | 0.013943 | 450.076 | 0.016852 | 446.8729 | 0.00026808 | 450.0761 | 0.0093857 | 449.4606 | 0.0018508 | 448.9355 | 0 | 450.0761 | 0.0011916 | 450.0761 | 0.0052522
| 449.6815 | 0.99193 | 450.2968 | 0.79233 | 448.8231 | 7.4967 | 447.09 | 70.5382 | 450.2968 | 46.2644 | 450.2968 | 4.1938 | 450.2968 | 0.18921 | 459.3425 | 0.27662 | 450.2968 | 0.0056918 |  |  | 449.6815 | 0.017496 | 450.2968 | 0 | 450.2968 | 0.012276 | 447.0898 | -0.078716 | 450.2968 | 0 | 449.6815 | -0.071042 | 449.1555 | 0 | 450.2968 | -0.0096048 | 450.2968 | -0.017703
| 449.9024 | 1.2341 | 450.5175 | 0.98576 | 449.0435 | 7.2941 | 447.31 | 69.3742 | 450.5175 | 45.8197 | 450.5175 | 4.3644 | 450.5175 | 0.20548 | 459.5633 | 0.30794 | 450.5176 | 0.019431 |  |  | 449.9024 | 0.031964 | 450.5175 | 0.00097071 | 450.5175 | 0.019336 | 447.3069 | -0.00058483 | 450.5176 | 0.0036743 | 449.9024 | 0.062576 | 449.3755 | 0 | 450.5175 | -0.0026062 | 450.5175 | 0.008242
| 450.1232 | 0.9818 | 450.7383 | 0.78424 | 449.2639 | 7.1921 | 447.52 | 68.4543 | 450.7383 | 45.0319 | 450.7383 | 4.4378 | 450.7383 | 0.19907 | 459.7841 | 0.2938 | 450.7383 | 0.0080868 |  |  | 450.1232 | 0.021864 | 450.7383 | 0 | 450.7383 | 0.0072195 | 447.5238 | -0.043985 | 450.7383 | 0 | 450.1232 | -0.087974 | 449.5954 | 0 | 450.7383 | -0.0063009 | 450.7383 | -0.017437
| 450.3441 | 1.1095 | 450.9591 | 0.88622 | 449.4843 | 7.0071 | 447.74 | 66.5881 | 450.9591 | 44.7902 | 450.9591 | 4.5571 | 450.9591 | 0.21976 | 460.005 | 0.33338 | 450.9591 | 0.022028 |  |  | 450.3441 | 0.028651 | 450.9591 | 0.01437 | 450.9591 | 0.016999 | 447.7408 | 0.1151 | 450.9591 | 0.013133 | 450.3441 | 0.053373 | 449.8154 | 0 | 450.9591 | -0.00072556 | 450.9591 | 0.0094665
| 450.565 | 0.90581 | 451.1799 | 0.72354 | 449.7047 | 6.9458 | 447.96 | 65.6648 | 451.1799 | 43.9607 | 451.1799 | 4.6616 | 451.1799 | 0.20826 | 460.2258 | 0.31481 | 451.1799 | 0.006108 |  |  | 450.565 | 0.023029 | 451.1799 | 0 | 451.1799 | 0.011691 | 447.9579 | -0.04555 | 451.1799 | 0 | 450.565 | -0.057791 | 450.0354 | 0 | 451.1799 | -0.0099675 | 451.1799 | -0.018915
| 450.786 | 1.1074 | 451.4007 | 0.8846 | 449.9251 | 6.7774 | 448.17 | 64.0396 | 451.4007 | 43.5415 | 451.4007 | 4.9354 | 451.4007 | 0.23237 | 460.4467 | 0.34911 | 451.4007 | 0.026057 |  |  | 450.786 | 0.034475 | 451.4007 | 0.0080838 | 451.4007 | 0.018904 | 448.1749 | 0.023826 | 451.4007 | 0.0065284 | 450.786 | 0.050061 | 450.2555 | 0 | 451.4007 | -0.0016027 | 451.4007 | 0.022136
| 451.0069 | 0.90783 | 451.6215 | 0.72516 | 450.1455 | 6.5847 | 448.39 | 61.9644 | 451.6215 | 42.7532 | 451.6215 | 4.9436 | 451.6215 | 0.23013 | 460.6676 | 0.32867 | 451.6215 | 0.010924 |  |  | 451.0069 | 0.014462 | 451.6215 | 0 | 451.6215 | 0.012392 | 448.392 | -0.09694 | 451.6215 | 0 | 451.0069 | -0.072146 | 450.4755 | 0 | 451.6215 | -0.0084466 | 451.6215 | -0.022297
| 451.2278 | 1.0699 | 451.8423 | 0.85465 | 450.366 | 6.5001 | 448.61 | 61.4912 | 451.8423 | 42.107 | 451.8423 | 5.1163 | 451.8423 | 0.25255 | 460.8885 | 0.36062 | 451.8423 | 0.022565 |  |  | 451.2278 | 0.033272 | 451.8423 | 0.016919 | 451.8423 | 0.019984 | 448.609 | 0.010406 | 451.8423 | 0.0080542 | 451.2278 | 0.044171 | 450.6955 | 0 | 451.8423 | -0.0018733 | 451.8423 | 0.00047773
| 451.4488 | 0.79233 | 452.0632 | 0.6329 | 450.5864 | 6.3325 | 448.83 | 59.6363 | 452.0632 | 41.3873 | 452.0632 | 5.2776 | 452.0632 | 0.25012 | 461.1094 | 0.34728 | 452.0631 | 0.009044 |  |  | 451.4488 | 0.0095724 | 452.0632 | 0 | 452.0631 | 0.010737 | 448.8261 | -0.090396 | 452.0631 | 0 | 451.4488 | -0.024653 | 450.9156 | 0 | 452.0632 | -0.011128 | 452.0632 | -0.017543
| 451.6698 | 1.0203 | 452.284 | 0.815 | 450.8069 | 6.1373 | 449.04 | 58.2403 | 452.284 | 40.6139 | 452.284 | 5.4002 | 452.284 | 0.27263 | 461.3303 | 0.38654 | 452.284 | 0.030445 |  |  | 451.6698 | 0.03038 | 452.284 | 0.0099552 | 452.284 | 0.01654 | 449.0432 | 0.090912 | 452.284 | 0.0097303 | 451.6698 | 0.050061 | 451.1356 | 0 | 452.284 | 0.00237 | 452.284 | 0.01581
| 451.8908 | 0.76396 | 452.5049 | 0.61024 | 451.0274 | 6.0815 | 449.26 | 56.8472 | 452.5049 | 39.5958 | 452.5049 | 5.6022 | 452.5049 | 0.26794 | 461.5512 | 0.37664 | 452.5049 | 0.012894 |  |  | 451.8908 | 0.017126 | 452.5049 | 0 | 452.5049 | 0.0082352 | 449.2603 | -0.18927 | 452.5049 | 0 | 451.8908 | -0.043067 | 451.3557 | 0 | 452.5049 | -0.0059538 | 452.5049 | -0.019345
| 452.1118 | 0.91898 | 452.7258 | 0.73406 | 451.2479 | 5.9589 | 449.48 | 55.6918 | 452.7258 | 38.9288 | 452.7258 | 5.8847 | 452.7258 | 0.27911 | 461.7722 | 0.40807 | 452.7258 | 0.022476 |  |  | 452.1118 | 0.039874 | 452.7258 | 0.023235 | 452.7258 | 0.015853 | 449.4774 | 0.12181 | 452.7258 | 0.0090105 | 452.1118 | 0.012301 | 451.5758 | 0 | 452.7258 | 0.0035871 | 452.7258 | 0.0069862
| 452.3328 | 0.70317 | 452.9467 | 0.56168 | 451.4683 | 5.7799 | 449.69 | 53.8403 | 452.9467 | 37.8564 | 452.9467 | 5.8381 | 452.9467 | 0.28395 | 461.9931 | 0.40182 | 452.9467 | 0.010656 |  |  | 452.3328 | 0.010346 | 452.9467 | 0 | 452.9467 | 0.0044474 | 449.6945 | -0.071245 | 452.9467 | 0 | 452.3328 | -0.035853 | 451.7959 | 0 | 452.9467 | -0.010249 | 452.9467 | -0.020155
| 452.5538 | 0.88453 | 453.1676 | 0.70655 | 451.6889 | 5.6566 | 449.91 | 53.1463 | 453.1676 | 37.0936 | 453.1676 | 5.998 | 453.1676 | 0.304 | 462.2141 | 0.4336 | 453.1676 | 0.027311 |  |  | 452.5538 | 0.016328 | 453.1676 | 0.016121 | 453.1676 | 0.017217 | 449.9116 | 0.028517 | 453.1676 | 0.0053845 | 452.5538 | 0.062208 | 452.016 | 0 | 453.1676 | 0.0024686 | 453.1676 | 0.01115
| 452.7749 | 0.72242 | 453.3885 | 0.57705 | 451.9094 | 5.5301 | 450.13 | 51.9914 | 453.3885 | 35.7285 | 453.3885 | 6.1788 | 453.3885 | 0.30254 | 462.435 | 0.41545 | 453.3885 | 0.015402 |  |  | 452.7749 | 0.02603 | 453.3885 | 0 | 453.3885 | 0.0028868 | 450.1287 | 0.039223 | 453.3885 | 0 | 452.7749 | -0.0059307 | 452.2361 | 0 | 453.3885 | -0.0045883 | 453.3885 | -0.013481
| 452.9959 | 0.79841 | 453.6094 | 0.63775 | 452.1299 | 5.3733 | 450.35 | 50.1252 | 453.6094 | 34.7287 | 453.6094 | 6.3229 | 453.6094 | 0.31414 | 462.656 | 0.4594 | 453.6094 | 0.02355 |  |  | 452.9959 | 0.019575 | 453.6094 | 0.002882 | 453.6094 | 0.01933 | 450.3459 | 0.057614 | 453.6094 | 0.0080182 | 452.9959 | 0.055214 | 452.4562 | 0 | 453.6094 | -0.0017557 | 453.6094 | 0.0076215
| 453.217 | 0.58259 | 453.8304 | 0.46537 | 452.3504 | 5.263 | 450.56 | 49.4369 | 453.8304 | 33.6897 | 453.8304 | 6.5539 | 453.8304 | 0.30961 | 462.877 | 0.45151 | 453.8304 | 0.01379 |  |  | 453.217 | 0.01948 | 453.8304 | 0 | 453.8304 | 0.0087465 | 450.563 | -0.065135 | 453.8304 | 0 | 453.217 | -0.042699 | 452.6763 | 0 | 453.8304 | -0.0099021 | 453.8304 | -0.023363
| 453.4381 | 0.82171 | 454.0513 | 0.65637 | 452.571 | 5.0958 | 450.78 | 48.2788 | 454.0513 | 33.1135 | 454.0513 | 6.7541 | 454.0513 | 0.33991 | 463.098 | 0.49783 | 454.0513 | 0.033848 |  |  | 453.4381 | 0.035432 | 454.0513 | 0.011108 | 454.0513 | 0.013066 | 450.7802 | -0.018962 | 454.0513 | 0.0084255 | 453.4381 | 0.040858 | 452.8965 | 0 | 454.0513 | 0.0039199 | 454.0513 | 0.022688
| 453.6592 | 0.56334 | 454.2723 | 0.44999 | 452.7915 | 5.0377 | 451 | 46.1803 | 454.2723 | 32.0996 | 454.2723 | 6.8783 | 454.2723 | 0.34148 | 463.319 | 0.48726 | 454.2723 | 0.016387 |  |  | 453.6592 | 0.0090929 | 454.2723 | 0 | 454.2723 | 0.0033474 | 450.9974 | -0.0438 | 454.2723 | 0 | 453.6592 | -0.03123 | 453.1166 | 0 | 454.2723 | -0.0039651 | 454.2723 | -0.016022
| 453.8803 | 0.87136 | 454.4933 | 0.69602 | 453.0121 | 4.9348 | 451.21 | 45.9478 | 454.4933 | 31.5918 | 454.4933 | 7.1152 | 454.4933 | 0.36798 | 463.54 | 0.52611 | 454.4933 | 0.034833 |  |  | 453.8803 | 0.035457 | 454.4933 | 0.020265 | 454.4933 | 0.0076245 | 451.2146 | 0.11269 | 454.4933 | 0.013483 | 453.8803 | 0.055582 | 453.3368 | 0 | 454.4933 | 0.0072731 | 454.4933 | 0.019918
| 454.1015 | 0.47418 | 454.7143 | 0.37877 | 453.2327 | 4.8006 | 451.43 | 44.5547 | 454.7143 | 30.4875 | 454.7143 | 7.2527 | 454.7143 | 0.3494 | 463.7611 | 0.55366 | 454.7143 | 0.013969 |  |  | 454.1015 | 0.0028845 | 454.7143 | 0 | 454.7143 | 0.01313 | 451.4318 | -0.055961 | 454.7143 | 0 | 454.1015 | -0.051533 | 453.5569 | 0 | 454.7143 | -0.0074465 | 454.7143 | -0.01656
| 454.3226 | 0.74673 | 454.9353 | 0.59648 | 453.4532 | 4.6972 | 451.65 | 43.6348 | 454.9353 | 29.9853 | 454.9353 | 7.4593 | 454.9353 | 0.39329 | 463.9821 | 0.54279 | 454.9353 | 0.038056 |  |  | 454.3226 | 0.037129 | 454.9353 | 0.01699 | 454.9353 | 0.016983 | 451.649 | 0.021817 | 454.9353 | 0.013476 | 454.3226 | 0.05411 | 453.7771 | 0 | 454.9353 | 0.0063514 | 454.9353 | 0.017104
| 454.5438 | 0.63933 | 455.1563 | 0.51069 | 453.6738 | 4.599 | 451.87 | 42.7058 | 455.1563 | 29.0102 | 455.1563 | 7.6275 | 455.1563 | 0.39199 | 464.2032 | 0.58906 | 455.1563 | 0.025072 |  |  | 454.5438 | 0.0091428 | 455.1563 | 0 | 455.1563 | 0.0087483 | 451.8662 | -0.074099 | 455.1563 | 0 | 454.5438 | -0.01309 | 453.9973 | 0 | 455.1563 | 0.0010399 | 455.1563 | -0.0055543
| 454.7649 | 0.71127 | 455.3774 | 0.56815 | 453.8944 | 4.4301 | 452.08 | 41.5387 | 455.3774 | 28.0962 | 455.3774 | 7.8563 | 455.3774 | 0.40536 | 464.4242 | 0.5864 | 455.3774 | 0.032594 |  |  | 454.7649 | 0.0213 | 455.3774 | 0.0086327 | 455.3774 | 0.015194 | 452.0835 | 0.024914 | 455.3774 | 0.010173 | 454.7649 | 0.037545 | 454.2175 | 0 | 455.3774 | 0.0026314 | 455.3774 | 0.01579
| 454.9861 | 0.41845 | 455.5985 | 0.33425 | 454.1151 | 4.3361 | 452.3 | 40.6188 | 455.5984 | 26.9741 | 455.5984 | 7.9911 | 455.5984 | 0.4038 | 464.6453 | 0.61452 | 455.5985 | 0.018983 |  |  | 454.9861 | 0.018144 | 455.5984 | 0 | 455.5984 | 0.0041255 | 452.3008 | -0.028413 | 455.5985 | 0 | 454.9861 | -0.030268 | 454.4377 | 0 | 455.5984 | -0.0062651 | 455.5984 | -0.0096832
| 455.2073 | 0.63528 | 455.8195 | 0.50745 | 454.3357 | 4.2753 | 452.52 | 39.9192 | 455.8195 | 26.6146 | 455.8195 | 8.2216 | 455.8195 | 0.43656 | 464.8664 | 0.6016 | 455.8195 | 0.034475 |  |  | 455.2073 | 0.02941 | 455.8195 | 0.010989 | 455.8195 | 0.0087629 | 452.518 | 0.069862 | 455.8195 | 0.01039 | 455.2073 | 0.047852 | 454.6579 | 0 | 455.8195 | 0.0013697 | 455.8195 | 0.0031069
| 455.4285 | 0.54916 | 456.0406 | 0.43866 | 454.5563 | 4.0898 | 452.74 | 38.9846 | 456.0406 | 25.8581 | 456.0406 | 8.3818 | 456.0406 | 0.42963 | 465.0875 | 0.64403 | 456.0406 | 0.02355 |  |  | 455.4285 | 0.012031 | 456.0406 | 0 | 456.0406 | 0.0063349 | 452.7353 | 0.010371 | 456.0406 | 0 | 455.4285 | -0.053373 | 454.8782 | 0 | 456.0406 | -0.0097804 | 456.0406 | -0.011367
| 455.6498 | 0.67885 | 456.2617 | 0.54225 | 454.777 | 4.0228 | 452.95 | 37.8236 | 456.2617 | 25.3988 | 456.2617 | 8.6997 | 456.2617 | 0.46054 | 465.3086 | 0.64275 | 456.2617 | 0.036892 |  |  | 455.6498 | 0.024624 | 456.2617 | 0.016649 | 456.2617 | 0.017637 | 452.9526 | 0.046254 | 456.2617 | 0.0091941 | 455.6498 | 0.017951 | 455.0984 | 0 | 456.2617 | 0.00086638 | 456.2617 | 0.019948
| 455.871 | 0.51268 | 456.4828 | 0.40952 | 454.9976 | 3.94 | 453.17 | 36.9123 | 456.4828 | 24.3529 | 456.4828 | 8.8598 | 456.4828 | 0.46448 | 465.5298 | 0.6867 | 456.4828 | 0.025699 |  |  | 455.871 | 0.011468 | 456.4828 | 0 | 456.4828 | 0.0083596 | 453.1699 | -0.023943 | 456.4828 | 0 | 455.871 | -0.04638 | 455.3187 | 0 | 456.4828 | -7.222e-05 | 456.4828 | -0.0091659
| 456.0923 | 0.61198 | 456.7039 | 0.48884 | 455.2183 | 3.7859 | 453.39 | 36.6656 | 456.7039 | 24.012 | 456.7039 | 9.1311 | 456.7039 | 0.49563 | 465.7509 | 0.67538 | 456.7039 | 0.038594 |  |  | 456.0923 | 0.038042 | 456.7039 | 0.0074852 | 456.7039 | 0.0090317 | 453.3872 | -0.00086588 | 456.7039 | 0.013489 | 456.0923 | 0.050797 | 455.5389 | 0 | 456.7039 | 0.0032516 | 456.7039 | 0.016416
| 456.3135 | 0.44379 | 456.9251 | 0.35449 | 455.439 | 3.7306 | 453.6 | 35.7337 | 456.9251 | 23.3932 | 456.9251 | 9.2458 | 456.9251 | 0.49995 | 465.972 | 0.7159 | 456.925 | 0.026505 |  |  | 456.3135 | 0.0062843 | 456.9251 | 0 | 456.925 | 0.0066182 | 453.6045 | 0.0076771 | 456.925 | 0 | 456.3135 | -0.030019 | 455.7592 | 0 | 456.9251 | -0.0022798 | 456.9251 | -0.015421
| 456.5348 | 0.53396 | 457.1462 | 0.42652 | 455.6597 | 3.6185 | 453.82 | 35.5102 | 457.1462 | 22.9627 | 457.1462 | 9.535 | 457.1462 | 0.51907 | 466.1932 | 0.71554 | 457.1462 | 0.036892 |  |  | 456.5348 | 0.029867 | 457.1462 | 0.014972 | 457.1462 | 0.017731 | 453.8218 | 0.031851 | 457.1462 | 0.0069406 | 456.5348 | 0.028173 | 455.9795 | 0 | 457.1462 | 0.0010814 | 457.1462 | 0.014392
| 456.7561 | 0.41947 | 457.3674 | 0.33506 | 455.8803 | 3.5188 | 454.04 | 34.5756 | 457.3674 | 22.261 | 457.3674 | 9.6551 | 457.3674 | 0.52975 | 466.4143 | 0.76197 | 457.3674 | 0.027132 |  |  | 456.7561 | -0.0041023 | 457.3674 | 0 | 457.3674 | 0.013873 | 454.0392 | -0.042017 | 457.3674 | 0 | 456.7561 | -0.061472 | 456.1998 | 0 | 457.3674 | -0.0057896 | 457.3674 | -0.018047
| 456.9774 | 0.5907 | 457.5885 | 0.47184 | 456.1011 | 3.427 | 454.26 | 34.1228 | 457.5886 | 21.8709 | 457.5886 | 9.9734 | 457.5886 | 0.55446 | 466.6355 | 0.75147 | 457.5886 | 0.04334 |  |  | 456.9774 | 0.021504 | 457.5886 | 0.015104 | 457.5886 | 0.019 | 454.2565 | 0.014162 | 457.5886 | 0.012404 | 456.9774 | 0.043435 | 456.4201 | 0 | 457.5886 | 0.00082014 | 457.5886 | 0.014988
| 457.1988 | 0.36172 | 457.8097 | 0.28893 | 456.3218 | 3.2514 | 454.47 | 32.9441 | 457.8097 | 21.0635 | 457.8097 | 10.1288 | 457.8097 | 0.55434 | 466.8567 | 0.79104 | 457.8098 | 0.027938 |  |  | 457.1988 | 0.0089058 | 457.8097 | 0 | 457.8098 | 0.012279 | 454.4739 | -0.035742 | 457.8098 | 0 | 457.1988 | -0.041963 | 456.6404 | 0 | 457.8097 | -0.004997 | 457.8097 | -0.024815
| 457.4201 | 0.51674 | 458.0309 | 0.41276 | 456.5425 | 3.278 | 454.69 | 32.7354 | 458.0309 | 20.539 | 458.0309 | 10.3145 | 458.0309 | 0.583 | 467.0779 | 0.81069 | 458.0309 | 0.040653 |  |  | 457.4201 | 0.031108 | 458.0309 | 0.0093147 | 458.0309 | 0.011599 | 454.6913 | 0.033388 | 458.0309 | 0.0084102 | 457.4201 | 0.026834 | 456.8607 | 0 | 458.0309 | -0.0030986 | 458.0309 | 0.0081324
| 457.6415 | 0.38705 | 458.2522 | 0.30916 | 456.7632 | 3.1408 | 454.91 | 31.7861 | 458.2522 | 19.8602 | 458.2522 | 10.5912 | 458.2522 | 0.59157 | 467.2991 | 0.84791 | 458.2522 | 0.029908 |  |  | 457.6415 | 0.014388 | 458.2522 | 0 | 458.2522 | 0.0055323 | 454.9087 | -0.008034 | 458.2522 | 0 | 457.6415 | -0.027667 | 457.081 | 0 | 458.2522 | -0.010939 | 458.2522 | -0.014901
| 457.8628 | 0.48026 | 458.4734 | 0.38362 | 456.984 | 3.147 | 455.13 | 31.1012 | 458.4734 | 19.4238 | 458.4734 | 10.835 | 458.4734 | 0.61852 | 467.5204 | 0.85103 | 458.4734 | 0.044593 |  |  | 457.8628 | 0.035858 | 458.4734 | 0.011606 | 458.4734 | 0.015844 | 455.1261 | 0.080842 | 458.4734 | 0.0083833 | 457.8628 | 0.0071128 | 457.3014 | 0 | 458.4734 | -0.00052506 | 458.4734 | 0.014448
| 458.0842 | 0.32119 | 458.6946 | 0.25656 | 457.2047 | 2.9667 | 455.34 | 30.8662 | 458.6946 | 19.0281 | 458.6946 | 10.9927 | 458.6946 | 0.62354 | 467.7416 | 0.89994 | 458.6946 | 0.028296 |  |  | 458.0842 | 0.011885 | 458.6946 | 0 | 458.6946 | 0.0077522 | 455.3435 | -0.011993 | 458.6946 | 0 | 458.0842 | -0.026799 | 457.5217 | 0 | 458.6946 | -0.0052717 | 458.6946 | -0.012755
| 458.3056 | 0.48735 | 458.9159 | 0.38929 | 457.4255 | 2.8536 | 455.56 | 30.6341 | 458.9159 | 18.6531 | 458.9159 | 11.2729 | 458.9159 | 0.65479 | 467.9628 | 0.89771 | 458.9159 | 0.04531 |  |  | 458.3056 | 0.029966 | 458.9159 | 0.0032354 | 458.9159 | 0.010429 | 455.5609 | 0.027869 | 458.9159 | 0.014097 | 458.3056 | 0.011902 | 457.7421 | 0 | 458.9159 | 4.283e-05 | 458.9159 | 0.010859
| 458.527 | 0.37185 | 459.1372 | 0.29702 | 457.6463 | 2.8499 | 455.78 | 29.9255 | 459.1372 | 18.2201 | 459.1372 | 11.5779 | 459.1372 | 0.66876 | 468.1841 | 0.94656 | 459.1372 | 0.039847 |  |  | 458.527 | 0.013236 | 459.1372 | 0 | 459.1371 | 0.0084642 | 455.7784 | -0.00032701 | 459.1372 | 0 | 458.527 | -0.050061 | 457.9625 | 0 | 459.1372 | -0.0017179 | 459.1372 | -0.010479
| 458.7484 | 0.47823 | 459.3584 | 0.382 | 457.8671 | 2.8 | 456 | 29.2376 | 459.3584 | 18.0303 | 459.3584 | 11.7628 | 459.3584 | 0.71303 | 468.4054 | 0.95032 | 459.3584 | 0.047638 |  |  | 458.7484 | 0.023486 | 459.3584 | 0.0029116 | 459.3584 | 0.013034 | 455.9958 | 0.0089738 | 459.3584 | 0.017318 | 458.7484 | 0.065521 | 458.1828 | 0 | 459.3584 | 0.0018634 | 459.3584 | 0.0055617
| 458.9699 | 0.32321 | 459.5797 | 0.25818 | 458.0879 | 2.6857 | 456.21 | 28.5527 | 459.5797 | 17.5658 | 459.5797 | 12.0624 | 459.5797 | 0.71759 | 468.6266 | 1.0081 | 459.5797 | 0.040206 |  |  | 458.9699 | 0.0098885 | 459.5797 | 0 | 459.5797 | 0.0035612 | 456.2133 | -0.00053281 | 459.5797 | 0 | 458.9699 | -0.027788 | 458.4032 | 0 | 459.5797 | -0.0026999 | 459.5797 | -0.0049469
| 459.1913 | 0.57246 | 459.801 | 0.45727 | 458.3087 | 2.6115 | 456.43 | 28.0857 | 459.801 | 17.1596 | 459.801 | 12.2193 | 459.801 | 0.74358 | 468.8479 | 1.0166 | 459.8011 | 0.054533 |  |  | 459.1913 | 0.035871 | 459.801 | 0.009962 | 459.8011 | 0.016208 | 456.4307 | 0.073426 | 459.8011 | 0.015096 | 459.1913 | 0.019021 | 458.6236 | 0 | 459.801 | 0.0042319 | 459.801 | 0.015026
| 459.4128 | 0.31815 | 460.0224 | 0.25413 | 458.5295 | 2.5436 | 456.65 | 27.3917 | 460.0224 | 16.5445 | 460.0224 | 12.4828 | 460.0224 | 0.75305 | 469.0692 | 1.0663 | 460.0224 | 0.044683 |  |  | 459.4128 | 0.008769 | 460.0224 | 0 | 460.0224 | -0.00061015 | 456.6482 | 0.019268 | 460.0224 | 0 | 459.4128 | -0.029043 | 458.844 | 0 | 460.0224 | 0.00012384 | 460.0224 | -0.01491
| 459.6343 | 0.46405 | 460.2437 | 0.37067 | 458.7503 | 2.4989 | 456.87 | 26.9242 | 460.2437 | 16.3827 | 460.2437 | 12.8205 | 460.2437 | 0.78791 | 469.2905 | 1.0775 | 460.2437 | 0.056861 |  |  | 459.6343 | 0.031763 | 460.2437 | 0.0078905 | 460.2437 | 0.010874 | 456.8657 | 0.02596 | 460.2437 | 0.01019 | 459.6343 | 0.018455 | 459.0645 | 0 | 460.2437 | 0.0027078 | 460.2437 | 0.0082554
| 459.8558 | 0.29484 | 460.4651 | 0.23552 | 458.9712 | 2.4362 | 457.08 | 26.9156 | 460.4651 | 15.9649 | 460.4651 | 13.0012 | 460.4651 | 0.78799 | 469.5119 | 1.1291 | 460.4651 | 0.04128 |  |  | 459.8558 | 0.0083524 | 460.4651 | 0 | 460.4651 | 0.0056964 | 457.0832 | -0.035928 | 460.4651 | 0 | 459.8558 | -0.056686 | 459.2849 | 0 | 460.4651 | -0.0074259 | 460.4651 | -0.01881
| 460.0773 | 0.43973 | 460.6864 | 0.35125 | 459.192 | 2.3739 | 457.3 | 26.4571 | 460.6864 | 15.6582 | 460.6864 | 13.3723 | 460.6864 | 0.83022 | 469.7332 | 1.1494 | 460.6864 | 0.055697 |  |  | 460.0773 | 0.040685 | 460.6864 | 0.013417 | 460.6864 | 0.015462 | 457.3007 | 0.045429 | 460.6864 | 0.011768 | 460.0773 | 0.019371 | 459.5053 | 0 | 460.6864 | 0.0034538 | 460.6864 | 0.012412
| 460.2988 | 0.28775 | 460.9078 | 0.22985 | 459.4129 | 2.3074 | 457.52 | 25.7632 | 460.9078 | 15.438 | 460.9078 | 13.5278 | 460.9078 | 0.85244 | 469.9545 | 1.2023 | 460.9078 | 0.05104 |  |  | 460.2988 | 0.013725 | 460.9078 | 0 | 460.9078 | 0.01261 | 457.5182 | -0.055365 | 460.9078 | 0 | 460.2988 | -0.03865 | 459.7258 | 0 | 460.9078 | -0.0060449 | 460.9078 | -0.0096442
| 460.5203 | 0.34145 | 461.1292 | 0.27274 | 459.6337 | 2.3188 | 457.74 | 25.055 | 461.1292 | 15.3399 | 461.1292 | 13.8351 | 461.1292 | 0.88193 | 470.1759 | 1.2031 | 461.1292 | 0.058741 |  |  | 460.5203 | 0.016868 | 461.1292 | 0.0046946 | 461.1292 | 0.01048 | 457.7358 | 0.098517 | 461.1292 | 0.013634 | 460.5203 | 0.030007 | 459.9462 | 0 | 461.1292 | -0.004492 | 461.1292 | 0.0050187
| 460.7419 | 0.2148 | 461.3506 | 0.17158 | 459.8546 | 2.177 | 457.95 | 24.5965 | 461.3506 | 14.9091 | 461.3506 | 14.1198 | 461.3506 | 0.91433 | 470.3972 | 1.2797 | 461.3506 | 0.051488 |  |  | 460.7419 | 0.0084056 | 461.3506 | 0 | 461.3506 | 0.0071711 | 457.9533 | -0.0051897 | 461.3506 | 0 | 460.7419 | -0.02888 | 460.1667 | 0 | 461.3506 | -0.0071745 | 461.3506 | -0.010288
| 460.9635 | 0.38806 | 461.572 | 0.30997 | 460.0755 | 2.1822 | 458.17 | 24.1351 | 461.572 | 14.8555 | 461.572 | 14.4563 | 461.572 | 0.96034 | 470.6186 | 1.3008 | 461.572 | 0.06295 |  |  | 460.9634 | 0.027056 | 461.572 | 0 | 461.572 | 0.016265 | 458.1709 | 0.10481 | 461.572 | 0.013131 | 460.9635 | 0.048588 | 460.3872 | 0 | 461.572 | 0.00071824 | 461.572 | 0.0034204
| 461.185 | 0.24722 | 461.7934 | 0.19748 | 460.2964 | 2.1281 | 458.39 | 23.894 | 461.7934 | 14.6329 | 461.7934 | 14.588 | 461.7934 | 0.98607 | 470.84 | 1.3525 | 461.7934 | 0.057756 |  |  | 461.185 | 0.017618 | 461.7934 | 0 | 461.7934 | 0.0070503 | 458.3885 | -0.032791 | 461.7934 | 0 | 461.185 | -0.045644 | 460.6077 | 0 | 461.7934 | -0.0051787 | 461.7934 | -0.0087243
| 461.4066 | 0.43163 | 462.0149 | 0.34477 | 460.5173 | 2.0703 | 458.61 | 22.968 | 462.0149 | 14.4464 | 462.0149 | 15.0365 | 462.0149 | 1.0253 | 471.0614 | 1.3592 | 462.0149 | 0.067427 |  |  | 461.4066 | 0.021271 | 462.0149 | 0.0077863 | 462.0149 | 0.014861 | 458.606 | 0.05872 | 462.0149 | 0.011361 | 461.4066 | 0.04638 | 460.8282 | 0 | 462.0149 | 0.00097053 | 462.0149 | 0.010922
| 461.6282 | 0.20872 | 462.2363 | 0.16672 | 460.7382 | 2.0088 | 458.82 | 22.733 | 462.2363 | 13.9851 | 462.2363 | 15.2675 | 462.2363 | 1.0345 | 471.2828 | 1.4342 | 462.2363 | 0.059905 |  |  | 461.6282 | 0.011913 | 462.2363 | 0 | 462.2363 | 0.0077532 | 458.8236 | -0.015534 | 462.2363 | 0 | 461.6282 | -0.041595 | 461.0487 | 0 | 462.2363 | -0.0062454 | 462.2363 | -0.019004
| 461.8498 | 0.31511 | 462.4578 | 0.2517 | 460.9592 | 2.0244 | 459.04 | 22.2802 | 462.4578 | 13.6457 | 462.4578 | 15.6482 | 462.4578 | 1.0727 | 471.5042 | 1.4496 | 462.4578 | 0.071098 |  |  | 461.8498 | 0.026028 | 462.4578 | 0.0057889 | 462.4578 | 0.0085461 | 459.0413 | 0.10244 | 462.4578 | 0.013057 | 461.8498 | 0.027954 | 461.2692 | 0 | 462.4578 | -0.0029916 | 462.4578 | 0.0035749
| 462.0715 | 0.16515 | 462.6793 | 0.13192 | 461.1801 | 1.982 | 459.26 | 22.0334 | 462.6793 | 13.2656 | 462.6793 | 15.7816 | 462.6793 | 1.0661 | 471.7257 | 1.5017 | 462.6793 | 0.058831 |  |  | 462.0715 | 0.014189 | 462.6793 | 0 | 462.6793 | 0.0055339 | 459.2589 | -0.0062957 | 462.6793 | 0 | 462.0715 | -0.014481 | 461.4897 | 0 | 462.6793 | -0.0091417 | 462.6793 | -0.021675
| 462.2931 | 0.38097 | 462.9008 | 0.30431 | 461.4011 | 1.92 | 459.48 | 21.572 | 462.9008 | 13.0043 | 462.9008 | 16.0648 | 462.9008 | 1.1099 | 471.9471 | 1.5274 | 462.9008 | 0.073516 |  |  | 462.2931 | 0.0096275 | 462.9008 | 0.0077163 | 462.9008 | 0.01332 | 459.4765 | -0.019435 | 462.9008 | 0.015915 | 462.2931 | 0.063312 | 461.7103 | 0 | 462.9008 | 0.0012735 | 462.9008 | 0.014424
| 462.5148 | 0.17123 | 463.1223 | 0.13678 | 461.622 | 1.8161 | 459.69 | 21.3456 | 463.1223 | 12.6877 | 463.1223 | 16.2979 | 463.1223 | 1.1298 | 472.1686 | 1.5892 | 463.1223 | 0.06286 |  |  | 462.5148 | 0.009506 | 463.1223 | 0 | 463.1223 | 0.002542 | 459.6942 | 0.068177 | 463.1223 | 0 | 462.5148 | -0.024225 | 461.9308 | 0 | 463.1223 | -0.0092648 | 463.1223 | -0.020408
| 462.7364 | 0.32828 | 463.3438 | 0.26222 | 461.843 | 1.7928 | 459.91 | 20.6607 | 463.3438 | 12.6231 | 463.3438 | 16.7071 | 463.3438 | 1.1946 | 472.39 | 1.6013 | 463.3438 | 0.080411 |  |  | 462.7365 | 0.031211 | 463.3438 | 0.0060545 | 463.3438 | 0.014186 | 459.9118 | 0.075593 | 463.3438 | 0.010253 | 462.7364 | 0.048956 | 462.1514 | 0 | 463.3438 | -0.00034626 | 463.3438 | 0.012992
| 462.9581 | 0.18136 | 463.5654 | 0.14487 | 462.064 | 1.7521 | 460.13 | 19.7261 | 463.5653 | 12.2843 | 463.5653 | 17.0428 | 463.5653 | 1.2124 | 472.6115 | 1.6641 | 463.5653 | 0.06886 |  |  | 462.9581 | 0.0019247 | 463.5653 | 0 | 463.5653 | 0.0063562 | 460.1295 | 0.037836 | 463.5653 | 0 | 462.9581 | -0.0036948 | 462.372 | 0 | 463.5653 | -0.0058919 | 463.5653 | -0.011536
| 463.1798 | 0.31004 | 463.7869 | 0.24766 | 462.285 | 1.7898 | 460.35 | 19.9582 | 463.7869 | 12.2635 | 463.7869 | 17.2384 | 463.7869 | 1.2688 | 472.833 | 1.6809 | 463.7869 | 0.08256 |  |  | 463.1798 | 0.022314 | 463.7869 | 0.0058039 | 463.7869 | 0.010219 | 460.3471 | 0.082898 | 463.7869 | 0.013255 | 463.1798 | 0.023799 | 462.5926 | 0 | 463.7869 | -0.0031805 | 463.7869 | 0.0089548
| 463.4016 | 0.1915 | 464.0085 | 0.15296 | 462.506 | 1.6472 | 460.56 | 19.0236 | 464.0085 | 11.9664 | 464.0085 | 17.3992 | 464.0085 | 1.2928 | 473.0545 | 1.739 | 464.0084 | 0.078531 |  |  | 463.4016 | 0.0057493 | 464.0085 | 0 | 464.0085 | 0.004758 | 460.5648 | 0.044459 | 464.0084 | 0 | 463.4016 | -0.02825 | 462.8132 | 0 | 464.0085 | 0.0010197 | 464.0085 | -0.007519
| 463.6233 | 0.32929 | 464.23 | 0.26303 | 462.727 | 1.6521 | 460.78 | 18.7971 | 464.23 | 11.7049 | 464.23 | 17.7054 | 464.23 | 1.3319 | 473.276 | 1.7712 | 464.23 | 0.086679 |  |  | 463.6233 | 0.0244 | 464.23 | 0.01506 | 464.23 | 0.022018 | 460.7825 | 0.036206 | 464.23 | 0.013747 | 463.6233 | 0.047852 | 463.0338 | 0 | 464.23 | 0.00028389 | 464.23 | 0.00665
| 463.845 | 0.19656 | 464.4516 | 0.15701 | 462.948 | 1.6224 | 461 | 18.0975 | 464.4516 | 11.2283 | 464.4516 | 17.9821 | 464.4516 | 1.3504 | 473.4975 | 1.8562 | 464.4516 | 0.079068 |  |  | 463.845 | 0.019896 | 464.4516 | 0 | 464.4516 | 0.0044923 | 461.0002 | -0.009584 | 464.4516 | 0 | 463.845 | -0.0046521 | 463.2544 | 0 | 464.4516 | -0.0041504 | 464.4516 | -0.0054844
| 464.0668 | 0.35462 | 464.6732 | 0.28327 | 463.169 | 1.5998 | 461.22 | 17.8711 | 464.6732 | 11.0162 | 464.6732 | 18.258 | 464.6732 | 1.3818 | 473.7191 | 1.8435 | 464.6732 | 0.09044 |  |  | 464.0668 | 0.024168 | 464.6732 | 0.0077245 | 464.6732 | 0.014326 | 461.218 | 0.051038 | 464.6732 | 0.0142 | 464.0668 | 0.0088519 | 463.475 | 0 | 464.6732 | 0.00017207 | 464.6732 | 0.0094947
| 464.2886 | 0.096007 | 464.8948 | 0.076689 | 463.3901 | 1.5552 | 461.44 | 16.9365 | 464.8948 | 10.4502 | 464.8948 | 18.5368 | 464.8948 | 1.3902 | 473.9406 | 1.914 | 464.8948 | 0.080411 |  |  | 464.2886 | 0.0060379 | 464.8948 | 0 | 464.8948 | 0.005475 | 461.4357 | -0.065535 | 464.8948 | 0 | 464.2886 | -0.01246 | 463.6956 | 0 | 464.8948 | -0.009269 | 464.8948 | -0.013669
| 464.5104 | 0.27863 | 465.1165 | 0.22257 | 463.6111 | 1.4872 | 461.65 | 16.9365 | 465.1165 | 10.2959 | 465.1165 | 18.9005 | 465.1165 | 1.4325 | 474.1622 | 1.9325 | 465.1165 | 0.09232 |  |  | 464.5103 | 0.017815 | 465.1165 | 0.0054168 | 465.1165 | 0.0085865 | 461.6534 | 0.1429 | 465.1165 | 0.020297 | 464.5104 | 0.023195 | 463.9163 | 0 | 465.1165 | -0.0035044 | 465.1165 | 0.011288
| 464.7321 | 0.29991 | 465.3381 | 0.23956 | 463.8322 | 1.4314 | 461.87 | 16.0166 | 465.3381 | 10.0153 | 465.3381 | 19.3642 | 465.3381 | 1.5204 | 474.3837 | 1.9674 | 465.3381 | 0.09644 |  |  | 464.7321 | 0.02331 | 465.3381 | 0.0033274 | 465.3381 | 0.016101 | 461.8712 | 0.10658 | 465.3381 | 0.015044 | 464.7321 | 0.020096 | 464.1369 | 0 | 465.3381 | -0.0019407 | 465.3381 | 0.0013022
| 464.954 | 0.21176 | 465.5598 | 0.16915 | 464.0533 | 1.412 | 462.09 | 15.7755 | 465.5598 | 9.7381 | 465.5598 | 19.6855 | 465.5598 | 1.5711 | 474.6053 | 1.9788 | 465.5598 | 0.097872 |  |  | 464.954 | 0.017335 | 465.5598 | 0 | 465.5598 | 0.0038231 | 462.089 | -0.015639 | 465.5598 | 0 | 464.954 | -0.04049 | 464.3576 | 0 | 465.5598 | -0.0005805 | 465.5598 | 6.2035e-05
| 465.1758 | 0.30194 | 465.7814 | 0.24118 | 464.2744 | 1.358 | 462.31 | 15.5435 | 465.7814 | 9.7173 | 465.7814 | 19.9165 | 465.7814 | 1.646 | 474.8269 | 2.0492 | 465.7814 | 0.10727 |  |  | 465.1758 | 0.025391 | 465.7814 | 0.0059381 | 465.7814 | 0.01677 | 462.3067 | 0.04552 | 465.7814 | 0.010687 | 465.1758 | 0.040858 | 464.5783 | 0 | 465.7814 | 0.0029977 | 465.7814 | 0.007005
| 465.3976 | 0.083545 | 466.0031 | 0.066734 | 464.4954 | 1.3118 | 462.52 | 14.6145 | 466.0031 | 9.4135 | 466.0031 | 20.1981 | 466.0031 | 1.676 | 475.0485 | 2.1019 | 466.0031 | 0.10047 |  |  | 465.3976 | 0.005521 | 466.0031 | 0 | 466.0031 | 0.0085732 | 462.5245 | 0.021474 | 466.0031 | 0 | 465.3976 | -0.028398 | 464.799 | 0 | 466.0031 | -0.0070521 | 466.0031 | -0.010493
| 465.6195 | 0.31308 | 466.2248 | 0.25008 | 464.7166 | 1.3275 | 462.74 | 14.6231 | 466.2248 | 9.3344 | 466.2248 | 20.4363 | 466.2248 | 1.7319 | 475.2701 | 2.1678 | 466.2248 | 0.11462 |  |  | 465.6195 | 0.021764 | 466.2248 | 0.0048552 | 466.2248 | 0.01333 | 462.7423 | 0.016881 | 466.2248 | 0.019538 | 465.6195 | 0.051901 | 465.0197 | 0 | 466.2248 | 0.0020046 | 466.2248 | 0.015911
| 465.8413 | 0.11855 | 466.4465 | 0.094692 | 464.9377 | 1.2607 | 462.96 | 14.156 | 466.4465 | 8.9544 | 466.4465 | 20.7172 | 466.4465 | 1.765 | 475.4917 | 2.1991 | 466.4465 | 0.1088 |  |  | 465.8414 | 0.013654 | 466.4465 | 0 | 466.4465 | 0.0083331 | 462.9601 | -0.051676 | 466.4465 | 0 | 465.8413 | -0.039754 | 465.2404 | 0 | 466.4465 | -0.0060963 | 466.4465 | -0.0097445
| 466.0632 | 0.31409 | 466.6682 | 0.25089 | 465.1588 | 1.2429 | 463.18 | 13.9296 | 466.6682 | 8.8892 | 466.6682 | 21.0442 | 466.6682 | 1.8288 | 475.7133 | 2.2676 | 466.6682 | 0.12223 |  |  | 466.0632 | 0.021505 | 466.6682 | 0.0033191 | 466.6682 | 0.014025 | 463.1779 | 0.042289 | 466.6682 | 0.014665 | 466.0632 | 0.051901 | 465.4611 | 0 | 466.6682 | 0.0023146 | 466.6682 | 0.018032
| 466.2851 | 0.074428 | 466.89 | 0.059452 | 465.3799 | 1.1905 | 463.4 | 13.4535 | 466.89 | 8.5402 | 466.89 | 21.2473 | 466.89 | 1.8454 | 475.935 | 2.2923 | 466.8899 | 0.11202 |  |  | 466.2851 | 0.018912 | 466.89 | 0 | 466.89 | 0.010144 | 463.3958 | -0.03093 | 466.8899 | 0 | 466.2851 | -0.032534 | 465.6818 | 0 | 466.89 | -0.0061229 | 466.89 | -0.01176
| 466.507 | 0.26749 | 467.1117 | 0.21366 | 465.6011 | 1.2273 | 463.61 | 13.0007 | 467.1117 | 8.3452 | 467.1117 | 21.3571 | 467.1117 | 1.9035 | 476.1566 | 2.4133 | 467.1117 | 0.12483 |  |  | 466.507 | 0.024508 | 467.1117 | 0.00036772 | 467.1117 | 0.01703 | 463.6136 | 0.055019 | 467.1117 | 0.010426 | 466.507 | 0.044907 | 465.9025 | 0 | 467.1117 | -0.0014503 | 467.1117 | 0.0049324
| 466.729 | 0.11753 | 467.3335 | 0.093882 | 465.8222 | 1.1645 | 463.83 | 12.5422 | 467.3335 | 8.1187 | 467.3335 | 21.618 | 467.3335 | 1.9447 | 476.3783 | 2.4658 | 467.3335 | 0.11784 |  |  | 466.729 | 0.00491 | 467.3335 | 0 | 467.3335 | 0.0062011 | 463.8315 | 0.020935 | 467.3335 | 0 | 466.729 | -0.028917 | 466.1233 | 0 | 467.3335 | -0.0047255 | 467.3335 | -0.012788
| 466.9509 | 0.23101 | 467.5553 | 0.18453 | 466.0434 | 1.1186 | 464.05 | 12.7686 | 467.5552 | 8.0094 | 467.5552 | 21.9991 | 467.5552 | 2.0236 | 476.6 | 2.5919 | 467.5552 | 0.13396 |  |  | 466.9509 | 0.023826 | 467.5552 | 0.0090518 | 467.5552 | 0.011744 | 464.0493 | 0.080914 | 467.5552 | 0.016466 | 466.9509 | 0.012954 | 466.344 | 0 | 467.5552 | -0.00044308 | 467.5552 | 0.0075987
| 467.1728 | 0.13172 | 467.777 | 0.10521 | 466.2646 | 1.0931 | 464.27 | 12.0661 | 467.777 | 7.7102 | 467.777 | 21.9838 | 467.777 | 2.0607 | 476.8217 | 2.6893 | 467.777 | 0.131 |  |  | 467.1728 | 0.01623 | 467.777 | 0 | 467.777 | 0.0064989 | 464.2672 | -0.040677 | 467.777 | 0 | 467.1728 | -0.01167 | 466.5648 | 0 | 467.777 | -0.0018164 | 467.777 | -0.0083747
| 467.3948 | 0.21581 | 467.9988 | 0.17239 | 466.4857 | 1.1434 | 464.49 | 11.3665 | 467.9988 | 7.542 | 467.9988 | 22.2181 | 467.9988 | 2.121 | 477.0434 | 2.7856 | 467.9988 | 0.13987 |  |  | 467.3948 | 0.026368 | 467.9988 | 0.0030298 | 467.9988 | 0.024243 | 464.4851 | 0.11447 | 467.9988 | 0.015637 | 467.3948 | 0.031189 | 466.7856 | 0 | 467.9988 | -0.00061531 | 467.9988 | 0.0050885
| 467.6168 | 0.10233 | 468.2206 | 0.081742 | 466.7069 | 1.0075 | 464.7 | 11.5929 | 468.2206 | 7.2303 | 468.2206 | 22.2873 | 468.2206 | 2.1584 | 477.2651 | 2.8448 | 468.2206 | 0.13342 |  |  | 467.6168 | 0.018405 | 468.2206 | 0 | 468.2206 | 0.0073345 | 464.703 | -0.019792 | 468.2206 | 0 | 467.6168 | -0.043803 | 467.0063 | 0 | 468.2206 | -0.0057252 | 468.2206 | -0.0068344
| 467.8388 | 0.24621 | 468.4425 | 0.19667 | 466.9281 | 1.0323 | 464.92 | 10.908 | 468.4425 | 7.2304 | 468.4425 | 22.4484 | 468.4425 | 2.2356 | 477.4868 | 2.9339 | 468.4425 | 0.14524 |  |  | 467.8388 | 0.025104 | 468.4425 | 0.0067152 | 468.4425 | 0.012576 | 464.9209 | 0.092611 | 468.4425 | 0.014211 | 467.8388 | 0.011659 | 467.2271 | 0 | 468.4425 | 0.0019779 | 468.4425 | 0.0069859
| 468.0608 | 0.10132 | 468.6643 | 0.080933 | 467.1494 | 0.98666 | 465.14 | 10.6816 | 468.6643 | 6.9441 | 468.6643 | 22.5706 | 468.6643 | 2.2942 | 477.7085 | 3.0215 | 468.6643 | 0.14085 |  |  | 468.0608 | 0.013486 | 468.6643 | 0 | 468.6643 | 0.015414 | 465.1389 | -0.039133 | 468.6643 | 0 | 468.0608 | -0.043435 | 467.4479 | 0 | 468.6643 | -0.0045574 | 468.6643 | -0.014275
| 468.2828 | 0.25735 | 468.8862 | 0.20557 | 467.3706 | 0.98418 | 465.36 | 10.4466 | 468.8862 | 6.8909 | 468.8862 | 22.7592 | 468.8862 | 2.3718 | 477.9303 | 3.1175 | 468.8862 | 0.15608 |  |  | 468.2828 | 0.017775 | 468.8862 | 0.0085196 | 468.8862 | 0.013612 | 465.3568 | 0.092785 | 468.8862 | 0.011645 | 468.2828 | 0.050061 | 467.6687 | 0 | 468.8862 | 0.0020834 | 468.8862 | 0.0076281
| 468.5048 | 0.089367 | 469.108 | 0.071385 | 467.5918 | 0.94103 | 465.57 | 10.4466 | 469.108 | 6.6029 | 469.108 | 23.1032 | 469.108 | 2.417 | 478.152 | 3.1656 | 469.108 | 0.15061 |  |  | 468.5048 | 0.011184 | 469.108 | 0 | 469.108 | 0.010109 | 465.5747 | 0.0093806 | 469.108 | 0 | 468.5048 | -0.039754 | 467.8896 | 0 | 469.108 | -0.004267 | 469.108 | -0.012378
| 468.7269 | 0.23 | 469.3299 | 0.18372 | 467.8131 | 0.92267 | 465.79 | 10.2055 | 469.3299 | 6.5999 | 469.3299 | 23.1301 | 469.3299 | 2.514 | 478.3738 | 3.2403 | 469.3299 | 0.16584 |  |  | 468.7269 | 0.023328 | 469.3299 | 0.011527 | 469.3299 | 0.017109 | 465.7927 | 0.061161 | 469.3299 | 0.0053103 | 468.7269 | 0.025521 | 468.1104 | 0 | 469.3299 | 0.001691 | 469.3299 | 0.010536
| 468.949 | 0.12462 | 469.5518 | 0.099548 | 468.0343 | 0.87555 | 466.01 | 9.747 | 469.5518 | 6.3445 | 469.5518 | 23.3191 | 469.5518 | 2.5802 | 478.5956 | 3.2974 | 469.5518 | 0.16449 |  |  | 468.949 | 0.012978 | 469.5518 | 0 | 469.5518 | 0.0073871 | 466.0107 | 0.012064 | 469.5518 | 0 | 468.949 | -0.0035632 | 468.3312 | 0 | 469.5518 | -0.0020555 | 469.5518 | -0.0077517
| 469.171 | 0.24418 | 469.7737 | 0.19505 | 468.2556 | 0.91102 | 466.23 | 9.5206 | 469.7737 | 6.2838 | 469.7737 | 23.5954 | 469.7737 | 2.6592 | 478.8173 | 3.3696 | 469.7737 | 0.17739 |  |  | 469.171 | 0.036902 | 469.7737 | 0.003596 | 469.7737 | 0.012357 | 466.2287 | 0.0084045 | 469.7737 | 0.016994 | 469.171 | 0.026825 | 468.5521 | 0 | 469.7737 | 0.0030228 | 469.7737 | 0.015398
| 469.3931 | 0.082976 | 469.9956 | 0.066279 | 468.4769 | 0.85446 | 466.45 | 9.0445 | 469.9956 | 6.0706 | 469.9956 | 23.5034 | 469.9956 | 2.7214 | 479.0391 | 3.3878 | 469.9956 | 0.17282 |  |  | 469.3931 | 0.027349 | 469.9956 | 0 | 469.9956 | 0.0066554 | 466.4467 | -0.0065135 | 469.9956 | 0 | 469.3931 | -0.02402 | 468.773 | 0 | 469.9956 | -0.0034635 | 469.9956 | -0.018173
| 469.6152 | 0.25128 | 470.2176 | 0.20071 | 468.6981 | 0.85769 | 466.66 | 8.8181 | 470.2176 | 6.0422 | 470.2176 | 23.8147 | 470.2176 | 2.8462 | 479.2609 | 3.4514 | 470.2176 | 0.1867 |  |  | 469.6152 | 0.026074 | 470.2176 | 0.0014093 | 470.2176 | 0.018749 | 466.6646 | 0.14028 | 470.2176 | 0.011673 | 469.6152 | 0.024338 | 468.9938 | 0 | 470.2176 | 0.00055589 | 470.2176 | 0.0035323
| 469.8373 | 0.094918 | 470.4395 | 0.075818 | 468.9194 | 0.79196 | 466.88 | 8.586 | 470.4395 | 5.784 | 470.4395 | 23.8651 | 470.4395 | 2.9166 | 479.4827 | 3.5208 | 470.4395 | 0.18473 |  |  | 469.8373 | 0.011659 | 470.4395 | 0 | 470.4395 | 0.0039097 | 466.8827 | 0.063871 | 470.4395 | 0 | 469.8373 | -0.031092 | 469.2147 | 0 | 470.4395 | -0.0039152 | 470.4395 | -0.0090043
| 470.0595 | 0.18947 | 470.6615 | 0.15134 | 469.1407 | 0.83636 | 467.1 | 8.5917 | 470.6615 | 5.7769 | 470.6615 | 24.1004 | 470.6615 | 2.9963 | 479.7046 | 3.6297 | 470.6615 | 0.19691 |  |  | 470.0595 | 0.020055 | 470.6615 | 0.0006603 | 470.6615 | 0.013157 | 467.1007 | 0.026232 | 470.6615 | 0.010473 | 470.0595 | 0.030387 | 469.4356 | 0 | 470.6615 | -0.0012963 | 470.6615 | 0.0020751
| 470.2816 | 0.038123 | 470.8834 | 0.030452 | 469.3621 | 0.76641 | 467.32 | 8.3596 | 470.8834 | 5.5914 | 470.8834 | 24.1876 | 470.8834 | 3.0807 | 479.9264 | 3.7003 | 470.8834 | 0.19431 |  |  | 470.2816 | 0.018911 | 470.8834 | 0 | 470.8834 | 0.010925 | 467.3187 | -0.010243 | 470.8834 | 0 | 470.2816 | -0.032261 | 469.6565 | 0 | 470.8834 | -0.0074611 | 470.8834 | -0.013719
| 470.5038 | 0.20062 | 471.1054 | 0.16025 | 469.5834 | 0.76195 | 467.54 | 8.3505 | 471.1054 | 5.5531 | 471.1054 | 24.5515 | 471.1054 | 3.1944 | 480.1483 | 3.8001 | 471.1054 | 0.2167 |  |  | 470.5038 | 0.033968 | 471.1054 | 0.013553 | 471.1054 | 0.01577 | 467.5368 | 0.025822 | 471.1054 | 0.014877 | 470.5038 | 0.039754 | 469.8774 | 0 | 471.1054 | 0.00060436 | 471.1054 | 0.009982
| 470.7259 | 0.10943 | 471.3274 | 0.087408 | 469.8047 | 0.74682 | 467.75 | 8.1185 | 471.3274 | 5.318 | 471.3274 | 24.4025 | 471.3274 | 3.2561 | 480.3701 | 3.8862 | 471.3274 | 0.20971 |  |  | 470.7259 | 0.020977 | 471.3274 | 0 | 471.3274 | 0.0061978 | 467.7549 | -0.043103 | 471.3274 | 0 | 470.7259 | -0.012417 | 470.0984 | 0 | 471.3274 | -0.0011454 | 471.3274 | -0.0035853
| 470.9481 | 0.20365 | 471.5494 | 0.16268 | 470.0261 | 0.72152 | 467.97 | 7.6571 | 471.5494 | 5.2827 | 471.5494 | 24.8429 | 471.5494 | 3.3689 | 480.592 | 4.0018 | 471.5494 | 0.22458 |  |  | 470.9481 | 0.033438 | 471.5494 | 0.011344 | 471.5494 | 0.011119 | 467.9729 | 0.057683 | 471.5494 | 0.015131 | 470.9481 | 0.029487 | 470.3193 | 0 | 471.5494 | -0.00039638 | 471.5494 | 0.009883
| 471.1703 | 0.034101 | 471.7715 | 0.027239 | 470.2474 | 0.70168 | 468.19 | 7.8921 | 471.7715 | 4.989 | 471.7715 | 24.8105 | 471.7715 | 3.3983 | 480.8139 | 4.0504 | 471.7715 | 0.21661 |  |  | 471.1703 | 0.01878 | 471.7715 | 0 | 471.7715 | 0.015342 | 468.191 | -0.013361 | 471.7715 | 0 | 471.1703 | -0.022807 | 470.5403 | 0 | 471.7715 | -0.0069857 | 471.7715 | -0.012462
| 471.3925 | 0.20163 | 471.9935 | 0.16106 | 470.4688 | 0.66844 | 468.41 | 7.4306 | 471.9935 | 4.9052 | 471.9935 | 24.9798 | 471.9935 | 3.4753 | 481.0358 | 4.1445 | 471.9935 | 0.23568 |  |  | 471.3925 | 0.033009 | 471.9935 | 0.011392 | 471.9935 | 0.013154 | 468.4091 | 0.060321 | 471.9935 | 0.015132 | 471.3925 | 0.019644 | 470.7612 | 0 | 471.9935 | 0.00095692 | 471.9935 | 0.014636
| 471.6148 | 0.050989 | 472.2155 | 0.040729 | 470.6902 | 0.65802 | 468.63 | 7.1986 | 472.2155 | 4.7123 | 472.2155 | 25.0892 | 472.2155 | 3.5367 | 481.2577 | 4.1829 | 472.2156 | 0.23165 |  |  | 471.6148 | 0.021004 | 472.2155 | 0 | 472.2155 | 0.0096777 | 468.6272 | 0.052574 | 472.2156 | 0 | 471.6148 | -0.0095733 | 470.9821 | 0 | 472.2155 | -0.0072985 | 472.2155 | -0.010622
| 471.837 | 0.1915 | 472.4376 | 0.15296 | 470.9116 | 0.66274 | 468.85 | 7.4306 | 472.4376 | 4.6245 | 472.4376 | 25.2197 | 472.4376 | 3.6112 | 481.4796 | 4.2976 | 472.4376 | 0.24625 |  |  | 471.837 | 0.039408 | 472.4376 | 0.0054042 | 472.4376 | 0.016012 | 468.8453 | 0.089859 | 472.4376 | 0.014353 | 471.837 | 0.018074 | 471.2031 | 0 | 472.4376 | 0.0032555 | 472.4376 | 0.0086221
| 472.0593 | 0.035895 | 472.6597 | 0.028673 | 471.133 | 0.64711 | 469.06 | 6.7311 | 472.6597 | 4.4075 | 472.6597 | 25.2846 | 472.6597 | 3.659 | 481.7015 | 4.3879 | 472.6597 | 0.24311 |  |  | 472.0592 | 0.016499 | 472.6597 | 0 | 472.6597 | 0.013887 | 469.0634 | 0.0060065 | 472.6597 | 0 | 472.0593 | -0.035253 | 471.4241 | 0 | 472.6597 | -0.0042079 | 472.6597 | -0.011436
| 472.2815 | 0.26445 | 472.8818 | 0.21124 | 471.3544 | 0.64934 | 469.28 | 6.7311 | 472.8818 | 4.452 | 472.8818 | 25.3917 | 472.8818 | 3.7813 | 481.9234 | 4.5437 | 472.8818 | 0.2621 |  |  | 472.2815 | 0.036487 | 472.8818 | 0.0072975 | 472.8818 | 0.015268 | 469.2816 | 0.019754 | 472.8818 | 0.017321 | 472.2815 | 0.04049 | 471.6451 | 0 | 472.8818 | 0.0067707 | 472.8818 | 0.01847
| 472.5038 | 0.061842 | 473.1039 | 0.049399 | 471.5758 | 0.59751 | 469.5 | 6.7311 | 473.1039 | 4.2199 | 473.1039 | 25.5248 | 473.1039 | 3.8886 | 482.1454 | 4.6387 | 473.1039 | 0.26111 |  |  | 472.5038 | 0.03013 | 473.1039 | 0 | 473.1039 | 0.011564 | 469.4997 | 0.10973 | 473.1039 | 0 | 472.5038 | -0.036394 | 471.8661 | 0 | 473.1039 | -0.0052128 | 473.1039 | -0.0087529
| 472.7261 | 0.16414 | 473.326 | 0.13111 | 471.7972 | 0.62925 | 469.72 | 6.499 | 473.326 | 4.1889 | 473.326 | 25.7971 | 473.326 | 3.9754 | 482.3673 | 4.774 | 473.326 | 0.27463 |  |  | 472.7261 | 0.031309 | 473.326 | 0 | 473.326 | 0.019021 | 469.7179 | -0.028305 | 473.326 | 0.012807 | 472.7261 | 0.031269 | 472.0871 | 0 | 473.326 | 0.0027272 | 473.326 | 0.011372
| 472.9484 | 0.086237 | 473.5481 | 0.068884 | 472.0186 | 0.59502 | 469.94 | 6.2726 | 473.5481 | 4.0411 | 473.5481 | 25.7784 | 473.5481 | 4.0513 | 482.5893 | 4.8282 | 473.5481 | 0.27311 |  |  | 472.9484 | 0.030614 | 473.5481 | 0 | 473.5481 | 0.0087262 | 469.9361 | -0.027526 | 473.5481 | 0 | 472.9484 | -0.035225 | 472.3082 | 0 | 473.5481 | -0.0025468 | 473.5481 | -0.012629
| 473.1707 | 0.1915 | 473.7703 | 0.15296 | 472.2401 | 0.59502 | 470.15 | 6.5046 | 473.7703 | 3.9735 | 473.7703 | 25.9805 | 473.7703 | 4.1087 | 482.8113 | 4.9471 | 473.7703 | 0.28708 |  |  | 473.1707 | 0.033579 | 473.7703 | 0.008611 | 473.7703 | 0.016851 | 470.1543 | 0.10338 | 473.7703 | 0.015765 | 473.1707 | 0.026743 | 472.5292 | 0 | 473.7703 | 0.0012258 | 473.7703 | 0.0084279
| 473.3931 | 0.031689 | 473.9924 | 0.025312 | 472.4615 | 0.53302 | 470.37 | 5.7965 | 473.9924 | 3.7819 | 473.9924 | 25.8037 | 473.9924 | 4.1562 | 483.0333 | 5.1237 | 473.9924 | 0.28314 |  |  | 473.3931 | 0.021486 | 473.9924 | 0 | 473.9924 | 0.0072628 | 470.3725 | 0.013184 | 473.9924 | 0 | 473.3931 | -0.023062 | 472.7502 | 0 | 473.9924 | -0.0067107 | 473.9924 | -0.010202
| 473.6154 | 0.1996 | 474.2146 | 0.15944 | 472.683 | 0.56501 | 470.59 | 5.8112 | 474.2146 | 3.7194 | 474.2146 | 26.1541 | 474.2146 | 4.2595 | 483.2553 | 5.191 | 474.2146 | 0.30114 |  |  | 473.6154 | 0.046245 | 474.2146 | 0.0069603 | 474.2146 | 0.012448 | 470.5907 | -0.0074638 | 474.2146 | 0.018365 | 473.6154 | 0.016369 | 472.9713 | 0 | 474.2146 | 0.0013237 | 474.2146 | 0.0076833
| 473.8378 | 0.086001 | 474.4368 | 0.068696 | 472.9045 | 0.54542 | 470.81 | 5.57 | 474.4368 | 3.585 | 474.4368 | 26.0771 | 474.4368 | 4.3374 | 483.4773 | 5.2584 | 474.4368 | 0.29639 |  |  | 473.8378 | 0.030527 | 474.4368 | 0 | 474.4368 | 0.0082621 | 470.8089 | -0.028988 | 474.4368 | 0 | 473.8378 | -0.024931 | 473.1924 | 0 | 474.4368 | -0.0043597 | 474.4368 | -0.0069014
| 474.0601 | 0.16617 | 474.659 | 0.13273 | 473.126 | 0.54616 | 471.03 | 5.57 | 474.659 | 3.5804 | 474.659 | 26.2014 | 474.659 | 4.457 | 483.6993 | 5.3257 | 474.659 | 0.31439 |  |  | 474.0601 | 0.0339 | 474.659 | 0.009401 | 474.659 | 0.020277 | 471.0271 | 0.054177 | 474.659 | 0.014067 | 474.0601 | 0.026131 | 473.4135 | 0 | 474.659 | -0.00035983 | 474.659 | 0.00024558
| 474.2825 | 0.05317 | 474.8812 | 0.042471 | 473.3475 | 0.49929 | 471.25 | 5.57 | 474.8812 | 3.4397 | 474.8812 | 26.1914 | 474.8812 | 4.5402 | 483.9214 | 5.3931 | 474.8812 | 0.31797 |  |  | 474.2825 | 0.03739 | 474.8812 | 0 | 474.8812 | 0.0065986 | 471.2454 | -0.066106 | 474.8812 | 0 | 474.2825 | -0.023166 | 473.6345 | 0 | 474.8812 | -0.0029998 | 474.8812 | -0.0090589
| 474.5049 | 0.19352 | 475.1034 | 0.15458 | 473.569 | 0.52706 | 471.46 | 5.57 | 475.1034 | 3.4278 | 475.1034 | 26.1376 | 475.1034 | 4.6708 | 484.1434 | 5.4604 | 475.1034 | 0.33427 |  |  | 474.5049 | 0.049307 | 475.1034 | 0.0071357 | 475.1034 | 0.015178 | 471.4636 | 0.05919 | 475.1034 | 0.015605 | 474.5049 | 0.033635 | 473.8556 | 0 | 475.1034 | 0.001444 | 475.1034 | 0.012561
| 474.7274 | 0.048114 | 475.3256 | 0.038433 | 473.7905 | 0.52161 | 471.68 | 5.0969 | 475.3256 | 3.292 | 475.3256 | 26.1726 | 475.3256 | 4.7342 | 484.3655 | 5.5278 | 475.3256 | 0.3366 |  |  | 474.7274 | 0.034965 | 475.3256 | 0 | 475.3256 | 0.011315 | 471.6819 | -0.0030761 | 475.3256 | 0 | 474.7274 | -0.023899 | 474.0767 | 0 | 475.3256 | -0.0038025 | 475.3256 | -0.0066226
| 474.9498 | 0.19048 | 475.5479 | 0.15215 | 474.012 | 0.47374 | 471.9 | 5.57 | 475.5479 | 3.3318 | 475.5479 | 26.2943 | 475.5479 | 4.8634 | 484.5876 | 5.5951 | 475.5479 | 0.35245 |  |  | 474.9498 | 0.045282 | 475.5479 | 0.0097213 | 475.5479 | 0.019823 | 471.9001 | -0.022044 | 475.5479 | 0.013355 | 474.9498 | 0.04049 | 474.2979 | 0 | 475.5479 | 0.0012672 | 475.5479 | 0.012814
| 475.1722 | 0.035853 | 475.7701 | 0.028639 | 474.2336 | 0.48986 | 472.12 | 5.338 | 475.7701 | 3.1762 | 475.7701 | 26.0548 | 475.7701 | 4.9455 | 484.8096 | 5.6625 | 475.7701 | 0.35469 |  |  | 475.1722 | 0.038745 | 475.7701 | 0 | 475.7701 | 0.010053 | 472.1184 | -0.079417 | 475.7701 | 0 | 475.1722 | -0.019486 | 474.519 | 0 | 475.7701 | -0.0041256 | 475.7701 | -0.010139
| 475.3947 | 0.16009 | 475.9924 | 0.12787 | 474.4551 | 0.45514 | 472.34 | 5.57 | 475.9924 | 3.1864 | 475.9924 | 26.1168 | 475.9924 | 5.0891 | 485.0317 | 5.7298 | 475.9924 | 0.3785 |  |  | 475.3947 | 0.056236 | 475.9924 | 0.0078194 | 475.9924 | 0.015105 | 472.3367 | 0.079353 | 475.9924 | 0.012901 | 475.3947 | 0.06368 | 474.7401 | 0 | 475.9924 | -0.00024106 | 475.9924 | 0.0096235
| 475.6172 | 0.0069762 | 476.2147 | 0.0055725 | 474.6767 | 0.45092 | 472.56 | 5.1116 | 476.2147 | 3.0558 | 476.2147 | 26.2001 | 476.2147 | 5.1574 | 485.2538 | 5.7972 | 476.2147 | 0.37842 |  |  | 475.6172 | 0.046918 | 476.2147 | 0 | 476.2147 | 0.0082671 | 472.555 | 0.013427 | 476.2147 | 0 | 475.6172 | -0.032369 | 474.9612 | 0 | 476.2147 | -0.0032872 | 476.2147 | -0.016251
| 475.8396 | 0.17427 | 476.437 | 0.1392 | 474.8983 | 0.47498 | 472.77 | 4.8619 | 476.437 | 3.0556 | 476.437 | 26.1617 | 476.437 | 5.2387 | 485.4759 | 5.8646 | 476.437 | 0.39418 |  |  | 475.8396 | 0.047048 | 476.437 | 0.012603 | 476.437 | 0.014569 | 472.7733 | 0.052159 | 476.437 | 0.013092 | 475.8396 | 0.02082 | 475.1824 | 0 | 476.437 | 0.00091809 | 476.437 | 0.0033235
| 476.0621 | 0.058028 | 476.6593 | 0.046351 | 475.1198 | 0.42934 | 472.99 | 4.6354 | 476.6593 | 2.8615 | 476.6593 | 25.9848 | 476.6593 | 5.2612 | 485.6981 | 5.9319 | 476.6593 | 0.39256 |  |  | 476.0621 | 0.043788 | 476.6593 | 0 | 476.6593 | 0.0077518 | 472.9917 | 0.043309 | 476.6593 | 0 | 476.0621 | -0.01642 | 475.4036 | 0 | 476.6593 | -0.0040658 | 476.6593 | -0.012309
| 476.2846 | 0.20872 | 476.8816 | 0.16672 | 475.3414 | 0.43182 | 473.21 | 4.8852 | 476.8816 | 2.8449 | 476.8816 | 25.9419 | 476.8816 | 5.3188 | 485.9202 | 5.9993 | 476.8816 | 0.4094 |  |  | 476.2847 | 0.063683 | 476.8816 | 0.008024 | 476.8816 | 0.021297 | 473.21 | 0.05405 | 476.8816 | 0.014129 | 476.2846 | 0.023453 | 475.6248 | 0 | 476.8816 | 0.0013141 | 476.8816 | 0.010603
| 476.5072 | 0.039214 | 477.104 | 0.031323 | 475.563 | 0.38966 | 473.43 | 4.409 | 477.104 | 2.7296 | 477.104 | 25.6742 | 477.104 | 5.4363 | 486.1423 | 6.0666 | 477.104 | 0.41262 |  |  | 476.5072 | 0.043586 | 477.104 | 0 | 477.104 | 0.0085715 | 473.4284 | 0.0081089 | 477.104 | 0 | 476.5072 | -0.036809 | 475.8459 | 0 | 477.104 | -0.0053734 | 477.104 | -0.01061
| 476.7297 | 0.1459 | 477.3263 | 0.11654 | 475.7846 | 0.43802 | 473.65 | 4.409 | 477.3263 | 2.7321 | 477.3263 | 25.6684 | 477.3263 | 5.5278 | 486.3645 | 6.134 | 477.3263 | 0.43447 |  |  | 476.7297 | 0.063143 | 477.3263 | 0.009693 | 477.3263 | 0.02847 | 473.6468 | 0.020991 | 477.3263 | 0.012374 | 476.7297 | 0.02376 | 476.0671 | 0 | 477.3263 | 0.0033104 | 477.3263 | 0.0098228
| 476.9523 | 0.033821 | 477.5487 | 0.027015 | 476.0063 | 0.35667 | 473.87 | 4.409 | 477.5487 | 2.6023 | 477.5487 | 25.5401 | 477.5487 | 5.5887 | 486.5866 | 6.2013 | 477.5487 | 0.43608 |  |  | 476.9523 | 0.053711 | 477.5487 | 0 | 477.5487 | 0.0076217 | 473.8651 | 0.040781 | 477.5487 | 0 | 476.9523 | -0.034194 | 476.2883 | 0 | 477.5487 | -0.0054921 | 477.5487 | -0.013302
| 477.1748 | 0.11753 | 477.7711 | 0.093882 | 476.2279 | 0.39958 | 474.08 | 4.409 | 477.7711 | 2.6539 | 477.7711 | 25.4247 | 477.7711 | 5.6973 | 486.8088 | 6.2687 | 477.7711 | 0.45641 |  |  | 477.1748 | 0.06359 | 477.7711 | 0.0043609 | 477.7711 | 0.019414 | 474.0835 | -0.016719 | 477.7711 | 0.016531 | 477.1748 | 0.026082 | 476.5096 | 0 | 477.7711 | -0.0035818 | 477.7711 | 0.0048931
| 477.3974 | 0.002108 | 477.9934 | 0.0016838 | 476.4495 | 0.36535 | 474.3 | 4.409 | 477.9935 | 2.5322 | 477.9935 | 25.2539 | 477.9935 | 5.8098 | 487.031 | 6.336 | 477.9934 | 0.45856 |  |  | 477.3974 | 0.043339 | 477.9935 | 0 | 477.9934 | 0.011354 | 474.3019 | -0.038091 | 477.9934 | 0 | 477.3974 | -0.026349 | 476.7308 | 0 | 477.9935 | -0.0070124 | 477.9935 | -0.0096142
| 477.62 | 0.16819 | 478.2158 | 0.13435 | 476.6712 | 0.38345 | 474.52 | 3.9506 | 478.2159 | 2.5417 | 478.2159 | 25.1683 | 478.2159 | 5.9265 | 487.2532 | 6.4034 | 478.2158 | 0.48497 |  |  | 477.62 | 0.078385 | 478.2159 | 0.0041352 | 478.2159 | 0.017922 | 474.5203 | 0.090816 | 478.2158 | 0.018151 | 477.62 | 0.029127 | 476.952 | 0 | 478.2159 | 0.00051489 | 478.2159 | 0.0071576
| 477.8426 | 0.11956 | 478.4383 | 0.095501 | 476.8928 | 0.34402 | 474.74 | 4.409 | 478.4383 | 2.4499 | 478.4383 | 24.8003 | 478.4383 | 6.039 | 487.4754 | 6.4707 | 478.4383 | 0.49545 |  |  | 477.8426 | 0.066899 | 478.4383 | 0 | 478.4383 | 0.0060445 | 474.7387 | 0.023213 | 478.4383 | 0 | 477.8426 | -0.0036467 | 477.1732 | 0 | 478.4383 | -0.00077684 | 478.4383 | -0.0045009
| 478.0652 | 0.17427 | 478.6607 | 0.1392 | 477.1145 | 0.39214 | 474.96 | 4.409 | 478.6607 | 2.4848 | 478.6607 | 24.6782 | 478.6607 | 6.1651 | 487.6977 | 6.7432 | 478.6607 | 0.52115 |  |  | 478.0652 | 0.084718 | 478.6607 | 0.0099445 | 478.6607 | 0.014277 | 474.9572 | 0.013323 | 478.6607 | 0.01857 | 478.0652 | 0.029018 | 477.3945 | 0 | 478.6607 | 0.0013767 | 478.6607 | 0.013437
| 478.2879 | 0.0067647 | 478.8831 | 0.0054035 | 477.3362 | 0.33534 | 475.18 | 3.9506 | 478.8831 | 2.3338 | 478.8831 | 24.6194 | 478.8831 | 6.2072 | 487.9199 | 6.8544 | 478.8832 | 0.51891 |  |  | 478.2879 | 0.062625 | 478.8831 | 0 | 478.8831 | 0.011814 | 475.1756 | -0.062401 | 478.8832 | 0 | 478.2879 | -0.0025597 | 477.6158 | 0 | 478.8831 | -0.0051897 | 478.8831 | -0.0082427
| 478.5105 | 0.19352 | 479.1056 | 0.15458 | 477.5579 | 0.36212 | 475.39 | 4.1679 | 479.1056 | 2.3703 | 479.1056 | 24.4039 | 479.1056 | 6.2526 | 488.1421 | 7.0708 | 479.1056 | 0.54201 |  |  | 478.5105 | 0.084624 | 479.1056 | 0.0096904 | 479.1056 | 0.017258 | 475.3941 | 0.14047 | 479.1056 | 0.017957 | 478.5105 | 0.014663 | 477.8371 | 0 | 479.1056 | 0.00072683 | 479.1056 | 0.015265
| 478.7332 | 0.015232 | 479.3281 | 0.012167 | 477.7796 | 0.32194 | 475.61 | 3.7241 | 479.3281 | 2.2217 | 479.3281 | 24.1391 | 479.3281 | 6.2187 | 488.3644 | 7.4136 | 479.3281 | 0.53628 |  |  | 478.7332 | 0.07775 | 479.3281 | 0 | 479.3281 | 0.0088113 | 475.6125 | 0.0061685 | 479.3281 | 0 | 478.7332 | -0.0035637 | 478.0583 | 0 | 479.3281 | -0.0039105 | 479.3281 | -0.0074797
| 478.9559 | 0.1459 | 479.5505 | 0.11654 | 478.0013 | 0.34625 | 475.83 | 3.9506 | 479.5506 | 2.2254 | 479.5506 | 24.1007 | 479.5506 | 6.247 | 488.5866 | 7.7591 | 479.5505 | 0.55598 |  |  | 478.9559 | 0.086699 | 479.5506 | 0.0051051 | 479.5505 | 0.019946 | 475.831 | 0.090157 | 479.5505 | 0.018144 | 478.9559 | 0.032715 | 478.2796 | 0 | 479.5506 | -0.00034692 | 479.5506 | 0.0084721
| 479.1785 | 7.5143e-05 | 479.7731 | 6.0023e-05 | 478.223 | 0.32393 | 476.05 | 3.7094 | 479.773 | 2.0827 | 479.773 | 23.827 | 479.773 | 6.2385 | 488.8089 | 8.0059 | 479.773 | 0.55921 |  |  | 479.1786 | 0.067441 | 479.773 | 0 | 479.773 | 0.017603 | 476.0495 | -0.014351 | 479.773 | 0 | 479.1785 | -0.016519 | 478.5009 | 0 | 479.773 | -0.0045705 | 479.773 | -0.0094035
| 479.4013 | 0.13374 | 479.9955 | 0.10683 | 478.4447 | 0.31748 | 476.27 | 3.7241 | 479.9956 | 2.0875 | 479.9956 | 23.5639 | 479.9956 | 6.3095 | 489.0312 | 8.2816 | 479.9955 | 0.5772 |  |  | 479.4013 | 0.08723 | 479.9956 | 0.011622 | 479.9955 | 0.017055 | 476.268 | 0.040254 | 479.9955 | 0.018434 | 479.4013 | 0.020765 | 478.7223 | 0 | 479.9956 | -0.00052587 | 479.9956 | 0.0050701
| 479.624 | 0.012379 | 480.2181 | 0.0098878 | 478.6665 | 0.31673 | 476.49 | 3.7094 | 480.2181 | 1.9712 | 480.2181 | 23.3953 | 480.2181 | 6.3534 | 489.2535 | 8.6224 | 480.2181 | 0.5832 |  |  | 479.624 | 0.070404 | 480.2181 | 0 | 480.2181 | 0.0077154 | 476.4865 | -0.0021309 | 480.2181 | 0 | 479.624 | -0.043435 | 478.9436 | 0 | 480.2181 | -0.0055264 | 480.2181 | -0.010793
| 479.8467 | 0.22189 | 480.4406 | 0.17724 | 478.8882 | 0.30954 | 476.71 | 3.7241 | 480.4406 | 2.0277 | 480.4406 | 23.3565 | 480.4406 | 6.4236 | 489.4758 | 8.8425 | 480.4406 | 0.61616 |  |  | 479.8467 | 0.097272 | 480.4406 | 0.020956 | 480.4406 | 0.023155 | 476.705 | 0.026827 | 480.4406 | 0.019186 | 479.8467 | 0.032319 | 479.1649 | 0 | 480.4406 | 0.0040143 | 480.4406 | 0.018243
| 480.0695 | 0.029486 | 480.6632 | 0.023553 | 479.11 | 0.29119 | 476.92 | 3.248 | 480.6632 | 1.9224 | 480.6632 | 23.0127 | 480.6632 | 6.4976 | 489.6982 | 8.9744 | 480.6631 | 0.62323 |  |  | 480.0694 | 0.082004 | 480.6632 | 0 | 480.6631 | 0.0072588 | 476.9236 | 0.0050428 | 480.6631 | 0 | 480.0695 | 0.00088899 | 479.3863 | 0 | 480.6632 | -0.0033105 | 480.6632 | -0.020744
| 480.2922 | 0.21075 | 480.8857 | 0.16834 | 479.3318 | 0.29888 | 477.14 | 3.248 | 480.8857 | 1.9849 | 480.8857 | 22.7578 | 480.8857 | 6.6069 | 489.9205 | 9.2319 | 480.8857 | 0.65099 |  |  | 480.2922 | 0.10847 | 480.8857 | 0.0052598 | 480.8857 | 0.01667 | 477.1421 | 0.074465 | 480.8857 | 0.015185 | 480.2922 | 0.010916 | 479.6076 | 0 | 480.8857 | 0.0023052 | 480.8857 | 0.0088508
| 480.515 | 0.067438 | 481.1083 | 0.053868 | 479.5535 | 0.26514 | 477.36 | 3.248 | 481.1083 | 1.8788 | 481.1083 | 22.4902 | 481.1083 | 6.6337 | 490.1428 | 9.4611 | 481.1083 | 0.65824 |  |  | 480.515 | 0.084907 | 481.1083 | 0 | 481.1083 | 0.0037669 | 477.3607 | 0.011934 | 481.1083 | 0 | 480.515 | 0.0050702 | 479.829 | 0 | 481.1083 | -0.00067977 | 481.1083 | -0.0082064
| 480.7378 | 0.13476 | 481.3309 | 0.10764 | 479.7753 | 0.29218 | 477.58 | 3.483 | 481.3309 | 1.8757 | 481.3309 | 22.3664 | 481.3309 | 6.6537 | 490.3652 | 9.6004 | 481.3309 | 0.6766 |  |  | 480.7378 | 0.10611 | 481.3309 | 0.001895 | 481.3309 | 0.021366 | 477.5792 | 0.071877 | 481.3309 | 0.013471 | 480.7378 | 0.026931 | 480.0504 | 0 | 481.3309 | 0.00027498 | 481.3309 | 0.0090391
| 480.9606 | 0.066185 | 481.5535 | 0.052867 | 479.9971 | 0.26118 | 477.8 | 3.248 | 481.5535 | 1.7697 | 481.5535 | 21.8888 | 481.5535 | 6.6629 | 490.5875 | 9.7678 | 481.5535 | 0.68412 |  |  | 480.9606 | 0.1079 | 481.5535 | 0 | 481.5535 | 0.0143 | 477.7978 | -0.027262 | 481.5535 | 0 | 480.9606 | -0.016164 | 480.2718 | 0 | 481.5535 | -0.0045489 | 481.5535 | -0.0022529
| 481.1834 | 0.14084 | 481.7761 | 0.1125 | 480.2189 | 0.28474 | 478.02 | 3.248 | 481.7761 | 1.7915 | 481.7761 | 21.7112 | 481.7761 | 6.645 | 490.8099 | 9.9092 | 481.7761 | 0.70883 |  |  | 481.1834 | 0.12084 | 481.7761 | 0.012805 | 481.7761 | 0.01863 | 478.0164 | 0.01839 | 481.7761 | 0.01859 | 481.1834 | 0.014984 | 480.4932 | 0 | 481.7761 | 0.002862 | 481.7761 | 0.0087653
| 481.4062 | 0.012006 | 481.9987 | 0.00959 | 480.4408 | 0.25994 | 478.23 | 2.7895 | 481.9987 | 1.6591 | 481.9987 | 21.3422 | 481.9987 | 6.6312 | 491.0323 | 10.1722 | 481.9987 | 0.71063 |  |  | 481.4062 | 0.10264 | 481.9987 | 0 | 481.9987 | 0.014096 | 478.235 | -0.018897 | 481.9987 | 0 | 481.4062 | -0.019516 | 480.7146 | 0 | 481.9987 | -0.004737 | 481.9987 | -0.0082499
| 481.629 | 0.14388 | 482.2213 | 0.11492 | 480.6626 | 0.28151 | 478.45 | 3.248 | 482.2214 | 1.6505 | 482.2214 | 21.2107 | 482.2214 | 6.6133 | 491.2547 | 10.4081 | 482.2213 | 0.73418 |  |  | 481.629 | 0.11781 | 482.2214 | 0.0022231 | 482.2213 | 0.013908 | 478.4536 | 0.053789 | 482.2213 | 0.011342 | 481.629 | 0.05411 | 480.936 | 0 | 482.2214 | 0.0011514 | 482.2214 | 0.0076439
| 481.8519 | -0.003007 | 482.444 | -0.002402 | 480.8844 | 0.24332 | 478.67 | 2.7895 | 482.444 | 1.5348 | 482.444 | 20.8339 | 482.444 | 6.6124 | 491.4771 | 10.5825 | 482.444 | 0.73991 |  |  | 481.8519 | 0.11574 | 482.444 | 0 | 482.444 | 0.01184 | 478.6722 | 0.038935 | 482.444 | 0 | 481.8519 | -0.033536 | 481.1574 | 0 | 482.444 | -0.0016583 | 482.444 | -0.0063557
| 482.0747 | 0.15097 | 482.6667 | 0.12059 | 481.1063 | 0.26564 | 478.89 | 2.7895 | 482.6667 | 1.6039 | 482.6667 | 20.4305 | 482.6667 | 6.6213 | 491.6995 | 10.7262 | 482.6667 | 0.76767 |  |  | 482.0747 | 0.14122 | 482.6667 | 0.0063333 | 482.6667 | 0.017633 | 478.8909 | 0.07104 | 482.6667 | 0.013516 | 482.0747 | 0.033379 | 481.3788 | 0 | 482.6667 | 0.0015434 | 482.6667 | 0.0049399
| 482.2976 | -0.015317 | 482.8893 | -0.012235 | 481.3282 | 0.23488 | 479.11 | 2.5484 | 482.8893 | 1.4908 | 482.8893 | 20.1907 | 482.8893 | 6.607 | 491.9219 | 10.9167 | 482.8893 | 0.77608 |  |  | 482.2976 | 0.14983 | 482.8893 | 0 | 482.8893 | 0.015037 | 479.1095 | 0.048087 | 482.8893 | 0 | 482.2976 | -0.023272 | 481.6003 | 0 | 482.8893 | -0.0050605 | 482.8893 | -0.012051
| 482.5205 | 0.080124 | 483.112 | 0.064002 | 481.55 | 0.25646 | 479.33 | 3.016 | 483.112 | 1.4873 | 483.112 | 20.1872 | 483.112 | 6.6013 | 492.1444 | 11.0834 | 483.112 | 0.79533 |  |  | 482.5205 | 0.15843 | 483.112 | 0.0051485 | 483.112 | 0.018403 | 479.3282 | 0.10132 | 483.112 | 0.012363 | 482.5205 | 0.027848 | 481.8217 | 0 | 483.112 | -0.00040723 | 483.112 | 0.0042337
| 482.7434 | 0.031807 | 483.3347 | 0.025407 | 481.7719 | 0.20115 | 479.55 | 2.322 | 483.3347 | 1.4043 | 483.3347 | 19.7433 | 483.3347 | 6.5677 | 492.3668 | 11.1568 | 483.3347 | 0.80662 |  |  | 482.7434 | 0.16703 | 483.3347 | 0 | 483.3347 | 0.018744 | 479.5468 | 0.0099479 | 483.3347 | 0 | 482.7434 | -0.028005 | 482.0432 | 0 | 483.3347 | -0.0033959 | 483.3347 | -0.012321
| 482.9663 | 0.11247 | 483.5575 | 0.089836 | 481.9938 | 0.23612 | 479.77 | 2.5631 | 483.5575 | 1.4301 | 483.5575 | 19.4536 | 483.5575 | 6.5741 | 492.5893 | 11.346 | 483.5575 | 0.83303 |  |  | 482.9663 | 0.17563 | 483.5575 | 0.0025432 | 483.5575 | 0.011981 | 479.7655 | 0.076726 | 483.5575 | 0.011675 | 482.9663 | 0.031343 | 482.2647 | 0 | 483.5575 | -0.0020748 | 483.5575 | 0.0021265
| 483.1893 | 0.013878 | 483.7802 | 0.011086 | 482.2157 | 0.19148 | 479.98 | 2.322 | 483.7802 | 1.3401 | 483.7802 | 19.1709 | 483.7802 | 6.5347 | 492.8118 | 11.6946 | 483.7802 | 0.84306 |  |  | 483.1893 | 0.18423 | 483.7802 | 0 | 483.7802 | 0.014391 | 479.9842 | 0.029489 | 483.7802 | 0 | 483.1893 | -0.017069 | 482.4862 | 0 | 483.7802 | -0.0025504 | 483.7802 | -0.012807
| 483.4122 | 0.14084 | 484.0029 | 0.1125 | 482.4376 | 0.22422 | 480.2 | 2.322 | 484.0029 | 1.3783 | 484.0029 | 19.1499 | 484.0029 | 6.5121 | 493.0342 | 11.9429 | 484.0029 | 0.87396 |  |  | 483.4122 | 0.19284 | 484.0029 | 0.0043766 | 484.0029 | 0.018486 | 480.2029 | 0.067109 | 484.0029 | 0.019284 | 483.4122 | 0.01807 | 482.7077 | 0 | 484.0029 | 0.00048215 | 484.0029 | 0.0095758
| 483.6352 | -0.012479 | 484.2257 | -0.009968 | 482.6595 | 0.21207 | 480.42 | 2.322 | 484.2257 | 1.2539 | 484.2257 | 18.7243 | 484.2257 | 6.4937 | 493.2567 | 12.0691 | 484.2257 | 0.87798 |  |  | 483.6352 | 0.20144 | 484.2257 | 0 | 484.2257 | 0.017454 | 480.4216 | 0.0070858 | 484.2257 | 0 | 483.6352 | -0.017325 | 482.9292 | 0 | 484.2257 | -0.0034912 | 484.2257 | -0.0070415
| 483.8582 | 0.14692 | 484.4484 | 0.11735 | 482.8815 | 0.24034 | 480.64 | 2.322 | 484.4485 | 1.3046 | 484.4485 | 18.8811 | 484.4485 | 6.4669 | 493.4792 | 12.1955 | 484.4485 | 0.90718 |  |  | 483.8582 | 0.21004 | 484.4485 | 0.0067028 | 484.4485 | 0.015361 | 480.6403 | 0.051906 | 484.4485 | 0.01286 | 483.8582 | 0.020437 | 483.1507 | 0 | 484.4485 | 0.0020968 | 484.4485 | 0.011308
| 484.0811 | 0.020249 | 484.6712 | 0.016174 | 483.1034 | 0.21479 | 480.86 | 2.322 | 484.6712 | 1.1938 | 484.6712 | 18.6031 | 484.6712 | 6.4171 | 493.7018 | 12.247 | 484.6712 | 0.92141 |  |  | 484.0811 | 0.21864 | 484.6712 | 0 | 484.6712 | 0.013648 | 480.8591 | -0.046859 | 484.6712 | 0 | 484.0811 | -0.02164 | 483.3722 | 0 | 484.6712 | -0.0036095 | 484.6712 | -0.015369
| 484.3041 | 0.09656 | 484.894 | 0.077131 | 483.3254 | 0.21504 | 481.08 | 2.322 | 484.894 | 1.2552 | 484.894 | 18.4952 | 484.894 | 6.398 | 493.9243 | 12.4258 | 484.894 | 0.94407 |  |  | 484.3041 | 0.22725 | 484.894 | 0.011533 | 484.894 | 0.028613 | 481.0778 | 0.062614 | 484.894 | 0.013788 | 484.3041 | 0.019545 | 483.5938 | 0 | 484.894 | -0.0010811 | 484.894 | 0.0087403
| 484.5272 | -0.0072653 | 485.1168 | -0.0058033 | 483.5473 | 0.18453 | 481.3 | 2.322 | 485.1168 | 1.1216 | 485.1168 | 18.2336 | 485.1168 | 6.3362 | 494.1468 | 12.536 | 485.1168 | 0.96216 |  |  | 484.5272 | 0.23585 | 485.1168 | 0 | 485.1168 | 0.0091891 | 481.2966 | -0.05606 | 485.1168 | 0 | 484.5272 | -0.016612 | 483.8153 | 0 | 485.1168 | -0.0023698 | 485.1168 | -0.0064772
| 484.7502 | 0.10943 | 485.3397 | 0.087408 | 483.7693 | 0.22695 | 481.52 | 2.322 | 485.3397 | 1.1762 | 485.3397 | 18.1287 | 485.3397 | 6.3079 | 494.3694 | 12.7569 | 485.3397 | 0.99063 |  |  | 484.7502 | 0.24445 | 485.3397 | 0.00677 | 485.3397 | 0.026648 | 481.5153 | -0.020448 | 485.3397 | 0.013828 | 484.7502 | 0.041226 | 484.0369 | 0 | 485.3397 | 0.0002061 | 485.3397 | 0.0060717
| 484.9732 | -0.0025113 | 485.5625 | -0.002006 | 483.9913 | 0.20636 | 481.73 | 2.087 | 485.5625 | 1.0786 | 485.5625 | 17.9554 | 485.5625 | 6.2606 | 494.5919 | 13.1059 | 485.5625 | 1.0042 |  |  | 484.9732 | 0.25305 | 485.5625 | 0 | 485.5625 | 0.012531 | 481.7341 | -0.022656 | 485.5625 | 0 | 484.9732 | -0.0037615 | 484.2584 | 0 | 485.5625 | -0.0065374 | 485.5625 | -0.0099758
| 485.1963 | 0.14185 | 485.7853 | 0.11331 | 484.2133 | 0.23265 | 481.95 | 2.0956 | 485.7853 | 1.11 | 485.7853 | 17.87 | 485.7853 | 6.2435 | 494.8145 | 13.4168 | 485.7853 | 1.0337 |  |  | 485.1963 | 0.26165 | 485.7853 | 0.0052666 | 485.7853 | 0.023607 | 481.9529 | 0.044709 | 485.7853 | 0.013982 | 485.1963 | 0.048588 | 484.48 | 0 | 485.7853 | -0.0011108 | 485.7853 | 0.005653
| 485.4193 | 0.024983 | 486.0082 | 0.019956 | 484.4353 | 0.18329 | 482.17 | 2.087 | 486.0082 | 1.0244 | 486.0082 | 17.7261 | 486.0082 | 6.1752 | 495.0371 | 13.4916 | 486.0082 | 1.0524 |  |  | 485.4193 | 0.27026 | 486.0082 | 0 | 486.0082 | 0.013711 | 482.1717 | -0.033924 | 486.0082 | 0 | 485.4193 | -0.029997 | 484.7016 | 0 | 486.0082 | -0.00091396 | 486.0082 | -0.010305
| 485.6424 | 0.18846 | 486.2311 | 0.15054 | 484.6573 | 0.23811 | 482.39 | 2.322 | 486.2311 | 1.0888 | 486.2311 | 17.599 | 486.2311 | 6.1574 | 495.2597 | 13.5931 | 486.231 | 1.0856 |  |  | 485.6424 | 0.27886 | 486.2311 | 0.0086187 | 486.231 | 0.026813 | 482.3905 | 0.063646 | 486.231 | 0.016654 | 485.6424 | 0.057054 | 484.9232 | 0 | 486.2311 | 0.0038916 | 486.2311 | 0.018229
| 485.8655 | 0.031049 | 486.454 | 0.024802 | 484.8793 | 0.18701 | 482.61 | 1.8549 | 486.4539 | 0.96818 | 486.4539 | 17.3364 | 486.4539 | 6.0793 | 495.4823 | 13.548 | 486.454 | 1.0983 |  |  | 485.8655 | 0.28746 | 486.4539 | 0 | 486.4539 | 0.022415 | 482.6093 | 0.038589 | 486.454 | 0 | 485.8655 | 0.0067067 | 485.1448 | 0 | 486.4539 | -0.0065125 | 486.4539 | -0.0093888
| 486.0886 | 0.1307 | 486.6769 | 0.1044 | 485.1013 | 0.21653 | 482.83 | 2.0899 | 486.6768 | 1.0024 | 486.6768 | 17.2882 | 486.6768 | 6.0385 | 495.7049 | 13.659 | 486.6769 | 1.1334 |  |  | 486.0886 | 0.29606 | 486.6768 | 0.0073347 | 486.6768 | 0.025785 | 482.8282 | 0.078635 | 486.6769 | 0.013764 | 486.0886 | 0.022862 | 485.3664 | 0 | 486.6768 | 0.0009696 | 486.6768 | 0.018198
| 486.3118 | 0.016402 | 486.8998 | 0.013102 | 485.3234 | 0.18602 | 483.05 | 1.8459 | 486.8998 | 0.96142 | 486.8998 | 16.8572 | 486.8998 | 5.9718 | 495.9275 | 13.6541 | 486.8997 | 1.1438 |  |  | 486.3117 | 0.30466 | 486.8998 | 0 | 486.8997 | 0.014517 | 483.047 | -0.045269 | 486.8997 | 0 | 486.3118 | -0.022568 | 485.588 | 0 | 486.8998 | -0.006668 | 486.8998 | -0.0046983
| 486.5349 | 0.10841 | 487.1227 | 0.086598 | 485.5454 | 0.20959 | 483.27 | 2.087 | 487.1227 | 0.98279 | 487.1227 | 16.4602 | 487.1227 | 5.9402 | 496.1501 | 13.9436 | 487.1227 | 1.178 |  |  | 486.5349 | 0.31327 | 487.1227 | 0.0050323 | 487.1227 | 0.024385 | 483.2659 | 0.050486 | 487.1227 | 0.012802 | 486.5349 | 0.01587 | 485.8097 | 0 | 487.1227 | 0.00067221 | 487.1227 | 0.0081783
| 486.758 | 0.0012033 | 487.3456 | 0.00096114 | 485.7675 | 0.14981 | 483.48 | 1.6195 | 487.3456 | 0.86675 | 487.3456 | 16.1685 | 487.3456 | 5.8689 | 496.3728 | 14.0508 | 487.3456 | 1.2047 |  |  | 486.758 | 0.32187 | 487.3456 | 0 | 487.3456 | 0.015831 | 483.4847 | -0.041603 | 487.3456 | 0 | 486.758 | -0.036058 | 486.0313 | 0 | 487.3456 | -0.0067844 | 487.3456 | -0.017619
| 486.9812 | 0.067884 | 487.5686 | 0.054224 | 485.9896 | 0.18652 | 483.7 | 1.4021 | 487.5686 | 0.94416 | 487.5686 | 16.0163 | 487.5686 | 5.8362 | 496.5955 | 14.1679 | 487.5686 | 1.2371 |  |  | 486.9812 | 0.33047 | 487.5686 | 0.0076756 | 487.5686 | 0.027579 | 483.7036 | 0.094589 | 487.5686 | 0.0082318 | 486.9812 | 0.02724 | 486.253 | 0 | 487.5686 | -0.0017256 | 487.5686 | 0.006196
| 487.2044 | -0.026313 | 487.7915 | -0.021018 | 486.2117 | 0.16816 | 483.92 | 1.4021 | 487.7915 | 0.86193 | 487.7915 | 15.7201 | 487.7915 | 5.7731 | 496.8181 | 14.1919 | 487.7915 | 1.2557 |  |  | 487.2044 | 0.33907 | 487.7915 | 0 | 487.7915 | 0.016891 | 483.9225 | 0.028922 | 487.7915 | 0 | 487.2044 | -0.020914 | 486.4746 | 0 | 487.7915 | -0.0075339 | 487.7915 | -0.013327
| 487.4276 | 0.14489 | 488.0145 | 0.11573 | 486.4338 | 0.19991 | 484.14 | 1.4021 | 488.0145 | 0.88855 | 488.0145 | 15.4344 | 488.0145 | 5.7209 | 497.0408 | 14.0827 | 488.0145 | 1.2931 |  |  | 487.4276 | 0.34768 | 488.0145 | 0.0073476 | 488.0145 | 0.023376 | 484.1414 | 0.086308 | 488.0145 | 0.014883 | 487.4276 | 0.034671 | 486.6963 | 0 | 488.0145 | 0.00061719 | 488.0145 | 0.010846
| 487.6508 | -0.074524 | 488.2375 | -0.059528 | 486.6559 | 0.15899 | 484.36 | 1.161 | 488.2375 | 0.79193 | 488.2375 | 15.1127 | 488.2375 | 5.643 | 497.2635 | 14.1448 | 488.2375 | 1.3152 |  |  | 487.6508 | 0.35628 | 488.2375 | 0 | 488.2375 | 0.018104 | 484.3603 | -0.020973 | 488.2375 | 0 | 487.6508 | -0.016501 | 486.918 | 0 | 488.2375 | -0.0077554 | 488.2375 | -0.012429
| 487.874 | 0.12361 | 488.4605 | 0.098738 | 486.878 | 0.15378 | 484.58 | 1.161 | 488.4605 | 0.83013 | 488.4605 | 14.9258 | 488.4605 | 5.6038 | 497.4862 | 14.2221 | 488.4605 | 1.3565 |  |  | 487.874 | 0.36488 | 488.4605 | 0.0086999 | 488.4605 | 0.02539 | 484.5792 | 0.061106 | 488.4605 | 0.019625 | 487.874 | 0.036809 | 487.1397 | 0 | 488.4605 | 0.00036582 | 488.4605 | 0.0055232
| 488.0972 | -0.0066296 | 488.6835 | -0.0052956 | 487.1001 | 0.16618 | 484.8 | 1.161 | 488.6835 | 0.76669 | 488.6835 | 14.3807 | 488.6835 | 5.5241 | 497.7089 | 14.2873 | 488.6835 | 1.3754 |  |  | 488.0972 | 0.37348 | 488.6835 | 0 | 488.6835 | 0.016998 | 484.7982 | -0.011847 | 488.6835 | 0 | 488.0972 | -0.019303 | 487.3614 | 0 | 488.6835 | -0.0067484 | 488.6835 | -0.013049
| 488.3204 | 0.1763 | 488.9065 | 0.14082 | 487.3222 | 0.14733 | 485.02 | 1.161 | 488.9065 | 0.81954 | 488.9065 | 14.2197 | 488.9065 | 5.4878 | 497.9316 | 14.6022 | 488.9065 | 1.42 |  |  | 488.3204 | 0.38208 | 488.9065 | 0.010714 | 488.9065 | 0.020817 | 485.0171 | 0.027693 | 488.9065 | 0.016588 | 488.3204 | 0.044171 | 487.5831 | 0 | 488.9065 | 0.0015916 | 488.9065 | 0.011178
| 488.5437 | -0.01509 | 489.1296 | -0.012053 | 487.5444 | 0.15924 | 485.24 | 1.161 | 489.1296 | 0.73286 | 489.1296 | 13.8107 | 489.1296 | 5.4219 | 498.1544 | 14.8639 | 489.1296 | 1.4483 |  |  | 488.5437 | 0.39069 | 489.1296 | 0 | 489.1296 | 0.024748 | 485.2361 | 0.032384 | 489.1296 | 0 | 488.5437 | -0.01252 | 487.8049 | 0 | 489.1296 | -0.0029146 | 489.1296 | -0.0028631
| 488.767 | 0.12361 | 489.3526 | 0.098738 | 487.7665 | 0.16916 | 485.46 | 1.161 | 489.3526 | 0.77745 | 489.3526 | 13.5584 | 489.3526 | 5.3909 | 498.3771 | 15.029 | 489.3526 | 1.4931 |  |  | 488.767 | 0.39929 | 489.3526 | 0.0051895 | 489.3526 | 0.02303 | 485.455 | 0.034082 | 489.3526 | 0.016308 | 488.767 | 0.014941 | 488.0266 | 0 | 489.3526 | 0.0016895 | 489.3526 | 0.0098748
| 488.9903 | -0.0038424 | 489.5757 | -0.0030693 | 487.9887 | 0.14287 | 485.67 | 1.161 | 489.5757 | 0.68383 | 489.5757 | 13.2185 | 489.5757 | 5.3072 | 498.5999 | 14.9761 | 489.5757 | 1.5119 |  |  | 488.9902 | 0.40789 | 489.5757 | 0 | 489.5757 | 0.017308 | 485.674 | -0.0095355 | 489.5757 | 0 | 488.9903 | -0.03136 | 488.2484 | 0 | 489.5757 | -0.0066751 | 489.5757 | -0.01134
| 489.2135 | 0.095967 | 489.7988 | 0.076656 | 488.2109 | 0.15105 | 485.89 | 1.3874 | 489.7988 | 0.74648 | 489.7988 | 12.9398 | 489.7988 | 5.2624 | 498.8226 | 15.0308 | 489.7988 | 1.5609 |  |  | 489.2135 | 0.40789 | 489.7988 | 0.0077097 | 489.7988 | 0.027312 | 485.893 | 0.059386 | 489.7988 | 0.012602 | 489.2135 | 0.050797 | 488.4701 | 0 | 489.7988 | -0.00060708 | 489.7988 | 0.0087877
| 489.4368 | -0.001002 | 490.0219 | -0.00080039 | 488.4331 | 0.12699 | 486.11 | 1.161 | 490.0219 | 0.67327 | 490.0219 | 12.6266 | 490.0219 | 5.1983 | 499.0454 | 15.1274 | 490.0218 | 1.5881 |  |  | 489.4369 | 0.40908 | 490.0219 | 0 | 490.0219 | 0.015806 | 486.112 | 0.027008 | 490.0218 | 0 | 489.4368 | -0.037177 | 488.6919 | 0 | 490.0219 | -0.003651 | 490.0219 | -0.012136
| 489.6602 | 0.15907 | 490.245 | 0.12706 | 488.6553 | 0.16023 | 486.33 | 1.161 | 490.245 | 0.70732 | 490.245 | 12.2642 | 490.245 | 5.1373 | 499.2682 | 15.1865 | 490.245 | 1.6374 |  |  | 489.6602 | 0.43728 | 490.245 | 0.0055827 | 490.245 | 0.032918 | 486.331 | 0.023998 | 490.245 | 0.014647 | 489.6602 | 0.048956 | 488.9136 | 0 | 490.245 | -0.0013787 | 490.245 | 0.0081618
| 489.8835 | -0.020606 | 490.4681 | -0.01646 | 488.8775 | 0.13741 | 486.55 | 1.161 | 490.4681 | 0.64296 | 490.4681 | 11.9295 | 490.4681 | 5.0769 | 499.491 | 15.175 | 490.4681 | 1.6649 |  |  | 489.8835 | 0.44156 | 490.4681 | 0 | 490.4681 | 0.033135 | 486.55 | -0.036071 | 490.4681 | 0 | 489.8835 | -0.014709 | 489.1354 | 0 | 490.4681 | -0.004406 | 490.4681 | -0.012274
| 490.1069 | 0.093115 | 490.6912 | 0.074379 | 489.0997 | 0.13146 | 486.77 | 1.161 | 490.6912 | 0.70583 | 490.6912 | 11.6712 | 490.6912 | 5.0512 | 499.7138 | 15.18 | 490.6912 | 1.715 |  |  | 490.1069 | 0.46778 | 490.6912 | 0.0061934 | 490.6912 | 0.028141 | 486.7691 | 0.046538 | 490.6912 | 0.01512 | 490.1069 | 0.037545 | 489.3572 | 0 | 490.6912 | 0.003014 | 490.6912 | 0.01158
| 490.3302 | 0.014998 | 490.9144 | 0.01198 | 489.3219 | 0.11583 | 486.99 | 1.161 | 490.9144 | 0.62355 | 490.9144 | 11.282 | 490.9144 | 4.9856 | 499.9366 | 15.3208 | 490.9144 | 1.75 |  |  | 490.3302 | 0.48482 | 490.9144 | 0 | 490.9144 | 0.023448 | 486.9881 | 0.084655 | 490.9144 | 0 | 490.3302 | -0.0060178 | 489.579 | 0 | 490.9144 | -0.005854 | 490.9144 | -0.0087259
| 490.5536 | 0.1307 | 491.1375 | 0.1044 | 489.5441 | 0.12724 | 487.21 | 1.161 | 491.1375 | 0.66371 | 491.1375 | 10.9942 | 491.1375 | 4.9085 | 500.1594 | 15.4501 | 491.1375 | 1.7922 |  |  | 490.5536 | 0.50508 | 491.1375 | 0.0083131 | 491.1375 | 0.031 | 487.2072 | 0.029893 | 491.1375 | 0.016426 | 490.5536 | 0.038282 | 489.8008 | 0 | 491.1375 | 0.0034577 | 491.1375 | 0.0070637
| 490.777 | -0.0014205 | 491.3607 | -0.0011347 | 489.7664 | 0.12699 | 487.43 | 1.161 | 491.3607 | 0.58018 | 491.3607 | 10.7096 | 491.3607 | 4.8251 | 500.3823 | 15.2992 | 491.3607 | 1.8265 |  |  | 490.777 | 0.5119 | 491.3607 | 0 | 491.3607 | 0.036176 | 487.4262 | 0.00013365 | 491.3607 | 0 | 490.777 | -0.0095343 | 490.0227 | 0 | 491.3607 | -0.0056817 | 491.3607 | -0.0049535
| 491.0004 | 0.09132 | 491.5839 | 0.072945 | 489.9886 | 0.12203 | 487.65 | 1.161 | 491.5839 | 0.63662 | 491.5839 | 10.469 | 491.5839 | 4.8065 | 500.6051 | 15.3905 | 491.5839 | 1.8805 |  |  | 491.0004 | 0.52902 | 491.5839 | 0.0053144 | 491.5839 | 0.031782 | 487.6453 | 0.11439 | 491.5839 | 0.013249 | 491.0004 | 0.041226 | 490.2445 | 0 | 491.5839 | 0.0013661 | 491.5839 | 0.0037126
| 491.2238 | -0.029017 | 491.8071 | -0.023178 | 490.2109 | 0.11261 | 487.86 | 1.161 | 491.8071 | 0.55999 | 491.8071 | 10.0365 | 491.8071 | 4.7328 | 500.828 | 15.3792 | 491.8071 | 1.9206 |  |  | 491.2238 | 0.53385 | 491.8071 | 0 | 491.8071 | 0.031896 | 487.8644 | 0.011876 | 491.8071 | 0 | 491.2238 | -0.0078462 | 490.4664 | 0 | 491.8071 | -0.0038967 | 491.8071 | -0.019215
| 491.4472 | 0.15299 | 492.0303 | 0.12221 | 490.4332 | 0.13518 | 488.08 | 1.161 | 492.0303 | 0.59375 | 492.0303 | 9.8159 | 492.0303 | 4.6843 | 501.0509 | 15.4876 | 492.0303 | 1.9701 |  |  | 491.4472 | 0.56886 | 492.0303 | 0.0054689 | 492.0303 | 0.032225 | 488.0835 | 0.075252 | 492.0303 | 0.015628 | 491.4472 | 0.024904 | 490.6882 | 0 | 492.0303 | -0.0012463 | 492.0303 | 0.0094629
| 491.6707 | -0.0010451 | 492.2535 | -0.00083482 | 490.6555 | 0.091027 | 488.3 | 1.161 | 492.2535 | 0.49493 | 492.2535 | 9.4535 | 492.2535 | 4.6073 | 501.2737 | 15.4292 | 492.2535 | 2.0002 |  |  | 491.6707 | 0.58287 | 492.2535 | 0 | 492.2535 | 0.025344 | 488.3026 | -0.040787 | 492.2535 | 0 | 491.6707 | -0.029985 | 490.9101 | 0 | 492.2535 | -0.0069035 | 492.2535 | -0.012808
| 491.8941 | 0.1763 | 492.4767 | 0.14082 | 490.8777 | 0.13617 | 488.52 | 1.161 | 492.4767 | 0.61705 | 492.4767 | 9.276 | 492.4767 | 4.5479 | 501.4966 | 15.5591 | 492.4767 | 2.05 |  |  | 491.8941 | 0.61058 | 492.4767 | 0.0093638 | 492.4767 | 0.0338 | 488.5217 | 0.10096 | 492.4767 | 0.017514 | 491.8941 | 0.035236 | 491.132 | 0 | 492.4767 | 0.0041061 | 492.4767 | 0.01467
| 492.1176 | 0.069473 | 492.7 | 0.055493 | 491.1001 | 0.09698 | 488.74 | 1.161 | 492.7 | 0.50504 | 492.7 | 8.8714 | 492.7 | 4.5022 | 501.7195 | 15.6819 | 492.7 | 2.1029 |  |  | 492.1176 | 0.61728 | 492.7 | 0 | 492.7 | 0.031599 | 488.7409 | 0.025651 | 492.7 | 0 | 492.1176 | -0.018916 | 491.3539 | 0 | 492.7 | -0.0011875 | 492.7 | -0.006781
| 492.3411 | 0.13982 | 492.9232 | 0.11169 | 491.3224 | 0.12029 | 488.96 | 1.161 | 492.9232 | 0.55445 | 492.9232 | 8.7272 | 492.9232 | 4.4803 | 501.9425 | 15.6516 | 492.9232 | 2.1743 |  |  | 492.3411 | 0.65149 | 492.9232 | 0.0046034 | 492.9232 | 0.042393 | 488.96 | 0.037485 | 492.9232 | 0.0080284 | 492.3411 | 0.034036 | 491.5757 | 0 | 492.9232 | 0.00054933 | 492.9232 | 0.0098171
| 492.5646 | 0.032407 | 493.1465 | 0.025886 | 491.5447 | 0.095988 | 489.18 | 1.161 | 493.1465 | 0.45869 | 493.1465 | 8.3919 | 493.1465 | 4.434 | 502.1654 | 15.5471 | 493.1465 | 2.2168 |  |  | 492.5646 | 0.66556 | 493.1465 | 0 | 493.1465 | 0.033547 | 489.1792 | 0.0062925 | 493.1465 | 0 | 492.5646 | -0.028085 | 491.7977 | 0 | 493.1465 | -0.0037341 | 493.1465 | -0.011029
| 492.7881 | 0.15603 | 493.3698 | 0.12464 | 491.767 | 0.12228 | 489.4 | 1.161 | 493.3698 | 0.52955 | 493.3698 | 8.2304 | 493.3698 | 4.3627 | 502.3883 | 15.4572 | 493.3698 | 2.2564 |  |  | 492.7881 | 0.70737 | 493.3698 | 0.0032538 | 493.3698 | 0.035155 | 489.3983 | 0.022107 | 493.3698 | 0.017669 | 492.7881 | 0.0167 | 492.0196 | 0 | 493.3698 | 0.0011965 | 493.3698 | 0.010156
| 493.0116 | 0.01275 | 493.5931 | 0.010184 | 491.9894 | 0.10492 | 489.62 | 1.161 | 493.5931 | 0.47588 | 493.5931 | 7.9595 | 493.5931 | 4.2828 | 502.6113 | 15.2611 | 493.5931 | 2.2955 |  |  | 493.0116 | 0.71282 | 493.5931 | 0 | 493.5931 | 0.033466 | 489.6175 | 0.019189 | 493.5931 | 0 | 493.0116 | -0.0015971 | 492.2415 | 0 | 493.5931 | -0.0025716 | 493.5931 | -0.004694
| 493.2351 | 0.10132 | 493.8164 | 0.080933 | 492.2117 | 0.090531 | 489.84 | 1.161 | 493.8164 | 0.52572 | 493.8164 | 7.7549 | 493.8164 | 4.2217 | 502.8343 | 15.2104 | 493.8164 | 2.3496 |  |  | 493.2351 | 0.7323 | 493.8164 | 0.0064299 | 493.8164 | 0.042913 | 489.8367 | 0.025946 | 493.8164 | 0.015952 | 493.2351 | 0.035795 | 492.4634 | 0 | 493.8164 | -0.00021199 | 493.8164 | 0.012577
| 493.4587 | -0.0061042 | 494.0397 | -0.0048759 | 492.4341 | 0.090283 | 490.06 | 1.161 | 494.0397 | 0.43348 | 494.0397 | 7.5909 | 494.0397 | 4.1812 | 503.0572 | 14.9484 | 494.0397 | 2.4067 |  |  | 493.4587 | 0.76034 | 494.0397 | 0 | 494.0397 | 0.04009 | 490.0559 | -0.021995 | 494.0397 | 0 | 493.4587 | -0.017133 | 492.6854 | 0 | 494.0397 | -0.0044542 | 494.0397 | -0.0043793
| 493.6823 | 0.11652 | 494.263 | 0.093073 | 492.6565 | 0.08061 | 490.28 | 1.161 | 494.263 | 0.51936 | 494.263 | 7.4212 | 494.263 | 4.2207 | 503.2802 | 14.8548 | 494.263 | 2.5198 |  |  | 493.6823 | 0.81827 | 494.263 | 0.012891 | 494.263 | 0.041461 | 490.2751 | -0.047209 | 494.263 | 0.012944 | 493.6823 | 0.036205 | 492.9073 | 0 | 494.263 | 0.00092518 | 494.263 | 0.0097834
| 493.9058 | -0.0012867 | 494.4864 | -0.0010278 | 492.8789 | 0.089291 | 490.49 | 1.161 | 494.4864 | 0.43831 | 494.4864 | 7.385 | 494.4864 | 4.174 | 503.5032 | 14.843 | 494.4864 | 2.5791 |  |  | 493.9058 | 0.83713 | 494.4864 | 0 | 494.4864 | 0.033917 | 490.4944 | -0.017606 | 494.4864 | 0 | 493.9058 | -0.013654 | 493.1293 | 0 | 494.4864 | -0.0034361 | 494.4864 | -0.013107
| 494.1294 | 0.11551 | 494.7097 | 0.092264 | 493.1013 | 0.098468 | 490.71 | 1.161 | 494.7098 | 0.50386 | 494.7098 | 7.2973 | 494.7098 | 4.119 | 503.7262 | 14.7701 | 494.7097 | 2.6323 |  |  | 494.1294 | 0.88153 | 494.7098 | 0.005325 | 494.7097 | 0.048113 | 490.7136 | 0.018186 | 494.7097 | 0.018619 | 494.1294 | 0.048588 | 493.3513 | 0 | 494.7098 | -0.00061672 | 494.7098 | 0.0046683
| 494.353 | -0.010062 | 494.9331 | -0.0080376 | 493.3237 | 0.078874 | 490.93 | 1.161 | 494.9331 | 0.424 | 494.9331 | 7.1614 | 494.9331 | 4.0081 | 503.9492 | 14.6222 | 494.9331 | 2.6536 |  |  | 494.353 | 0.89007 | 494.9331 | 0 | 494.9331 | 0.034986 | 490.9328 | -0.029663 | 494.9331 | 0 | 494.353 | -0.026782 | 493.5733 | 0 | 494.9331 | -0.00331 | 494.9331 | -0.017645
| 494.5766 | 0.14286 | 495.1565 | 0.11412 | 493.5461 | 0.12153 | 491.15 | 1.161 | 495.1565 | 0.49094 | 495.1565 | 7.1012 | 495.1565 | 3.9405 | 504.1722 | 14.6262 | 495.1565 | 2.7101 |  |  | 494.5766 | 0.91817 | 495.1565 | 0.011437 | 495.1565 | 0.039933 | 491.1521 | 0.084391 | 495.1565 | 0.012153 | 494.5766 | 0.031139 | 493.7953 | 0 | 495.1565 | 0.0028266 | 495.1565 | 0.016321
| 494.8003 | 0.038607 | 495.3799 | 0.030838 | 493.7685 | 0.063 | 491.37 | 0.69959 | 495.3799 | 0.39053 | 495.3799 | 7.0092 | 495.3799 | 3.9032 | 504.3953 | 14.7385 | 495.3799 | 2.7619 |  |  | 494.8003 | 0.94369 | 495.3799 | 0 | 495.3799 | 0.038587 | 491.3713 | -0.042937 | 495.3799 | 0 | 494.8003 | -0.0040016 | 494.0173 | 0 | 495.3799 | -4.8667e-05 | 495.3799 | -0.008505
| 495.0239 | 0.081213 | 495.6033 | 0.064871 | 493.9909 | 0.099956 | 491.59 | 1.161 | 495.6033 | 0.47674 | 495.6033 | 7.0056 | 495.6033 | 3.879 | 504.6183 | 14.7234 | 495.6033 | 2.8311 |  |  | 495.0239 | 0.97931 | 495.6033 | 0.0079687 | 495.6033 | 0.045729 | 491.5906 | 0.056122 | 495.6033 | 0.012377 | 495.0239 | 0.027716 | 494.2393 | 0 | 495.6033 | -0.00084273 | 495.6033 | 0.0061661
| 495.2476 | -0.01512 | 495.8268 | -0.012078 | 494.2134 | 0.079866 | 491.81 | 1.161 | 495.8268 | 0.36689 | 495.8268 | 6.9277 | 495.8268 | 3.8429 | 504.8414 | 14.6672 | 495.8268 | 2.9017 |  |  | 495.2476 | 1.007 | 495.8268 | 0 | 495.8268 | 0.039208 | 491.8099 | -0.044115 | 495.8268 | 0 | 495.2476 | -0.01371 | 494.4613 | 0 | 495.8268 | -0.005369 | 495.8268 | -0.015761
| 495.4712 | 0.14692 | 496.0502 | 0.11735 | 494.4358 | 0.088547 | 492.03 | 1.161 | 496.0502 | 0.46627 | 496.0502 | 6.8617 | 496.0502 | 3.8138 | 505.0645 | 14.8393 | 496.0502 | 2.9821 |  |  | 495.4712 | 1.0702 | 496.0502 | 0.0072305 | 496.0502 | 0.046307 | 492.0292 | 0.018188 | 496.0502 | 0.014584 | 495.4712 | 0.035181 | 494.6834 | 0 | 496.0502 | 8.106e-05 | 496.0502 | 0.0038957
| 495.6949 | 0.00019225 | 496.2736 | 0.00015356 | 494.6583 | 0.077385 | 492.25 | 0.926 | 496.2736 | 0.38622 | 496.2736 | 6.8068 | 496.2736 | 3.7839 | 505.2875 | 14.9003 | 496.2736 | 3.0654 |  |  | 495.6949 | 1.0841 | 496.2736 | 0 | 496.2737 | 0.049573 | 492.2485 | -0.032128 | 496.2736 | 0 | 495.6949 | -0.0091077 | 494.9054 | 0 | 496.2736 | -0.0031417 | 496.2736 | -0.01183
| 495.9186 | 0.08537 | 496.4971 | 0.068192 | 494.8808 | 0.09698 | 492.47 | 1.161 | 496.4971 | 0.42127 | 496.4971 | 6.7546 | 496.4971 | 3.752 | 505.5106 | 14.5972 | 496.4971 | 3.1392 |  |  | 495.9186 | 1.133 | 496.4971 | 0.0080101 | 496.4971 | 0.05639 | 492.4678 | 0.0048735 | 496.4971 | 0.011156 | 495.9186 | 0.037914 | 495.1275 | 0 | 496.4971 | -0.00025351 | 496.4971 | 0.00076677
| 496.1423 | -0.057122 | 496.7206 | -0.045628 | 495.1033 | 0.063248 | 492.69 | 0.69393 | 496.7206 | 0.32673 | 496.7206 | 6.6895 | 496.7206 | 3.6569 | 505.7337 | 14.4237 | 496.7206 | 3.1581 |  |  | 496.1423 | 1.1355 | 496.7206 | 0 | 496.7206 | 0.046059 | 492.6872 | -0.00016456 | 496.7206 | 0 | 496.1423 | -0.039386 | 495.3495 | 0 | 496.7206 | -0.0075815 | 496.7206 | -0.013111
| 496.366 | 0.12057 | 496.9441 | 0.09631 | 495.3258 | 0.088547 | 492.91 | 1.161 | 496.9441 | 0.40211 | 496.9441 | 6.7233 | 496.9441 | 3.5951 | 505.9568 | 14.2585 | 496.9441 | 3.2221 |  |  | 496.366 | 1.1932 | 496.9441 | 0.0076914 | 496.9441 | 0.058363 | 492.9065 | 0.031125 | 496.9441 | 0.017342 | 496.366 | 0.055582 | 495.5716 | 0 | 496.9441 | 0.0017662 | 496.9441 | 0.0048861
| 496.5898 | 0.024433 | 497.1676 | 0.019516 | 495.5483 | 0.084082 | 493.13 | 0.69959 | 497.1676 | 0.35791 | 497.1676 | 6.4829 | 497.1676 | 3.5347 | 506.18 | 14.2992 | 497.1676 | 3.2784 |  |  | 496.5898 | 1.2209 | 497.1676 | 0 | 497.1676 | 0.055081 | 493.1259 | -0.047498 | 497.1676 | 0 | 496.5898 | 0.0044071 | 495.7937 | 0 | 497.1676 | -0.0030887 | 497.1676 | -0.007268
| 496.8135 | 0.10335 | 497.3911 | 0.082552 | 495.7708 | 0.093755 | 493.35 | 1.161 | 497.3911 | 0.38931 | 497.3911 | 6.4809 | 497.3911 | 3.4604 | 506.4031 | 14.2695 | 497.3911 | 3.3092 |  |  | 496.8135 | 1.2362 | 497.3911 | 0.0082994 | 497.3911 | 0.063723 | 493.3452 | -0.025036 | 497.3911 | 0.014698 | 496.8135 | 0.032201 | 496.0158 | 0 | 497.3911 | -0.00040982 | 497.3911 | 0.0094806
| 497.0373 | 0.035372 | 497.6146 | 0.028254 | 495.9933 | 0.070937 | 493.56 | 1.161 | 497.6146 | 0.31919 | 497.6146 | 6.3707 | 497.6146 | 3.3557 | 506.6262 | 14.0961 | 497.6146 | 3.3123 |  |  | 497.0373 | 1.2549 | 497.6146 | 0 | 497.6146 | 0.055136 | 493.5646 | 0.059054 | 497.6146 | 0 | 497.0373 | -0.01336 | 496.2379 | 0 | 497.6146 | -0.0025255 | 497.6146 | -0.0089286
| 497.2611 | 0.1074 | 497.8382 | 0.085789 | 496.2158 | 0.090531 | 493.78 | 1.161 | 497.8382 | 0.40309 | 497.8382 | 6.2452 | 497.8382 | 3.3163 | 506.8494 | 13.8443 | 497.8382 | 3.3707 |  |  | 497.2611 | 1.2787 | 497.8382 | 0.0036446 | 497.8382 | 0.063788 | 493.784 | 0.074434 | 497.8382 | 0.012771 | 497.2611 | 0.031704 | 496.46 | 0 | 497.8382 | -0.00011346 | 497.8382 | 0.0028676
| 497.4848 | -0.01543 | 498.0617 | -0.012326 | 496.4384 | 0.087059 | 494 | 0.9346 | 498.0617 | 0.31049 | 498.0617 | 6.2327 | 498.0617 | 3.2579 | 507.0725 | 13.7084 | 498.0617 | 3.4472 |  |  | 497.4849 | 1.2959 | 498.0617 | 0 | 498.0617 | 0.052421 | 494.0034 | -0.029332 | 498.0617 | 0 | 497.4848 | -0.024605 | 496.6822 | 0 | 498.0617 | -0.0039043 | 498.0617 | -0.012285
| 497.7087 | 0.14692 | 498.2853 | 0.11735 | 496.6609 | 0.083338 | 494.22 | 0.926 | 498.2853 | 0.36952 | 498.2853 | 6.0516 | 498.2853 | 3.2367 | 507.2957 | 13.4542 | 498.2853 | 3.5327 |  |  | 497.7087 | 1.3523 | 498.2853 | 0.012674 | 498.2853 | 0.060856 | 494.2228 | 0.041951 | 498.2853 | 0.019207 | 497.7087 | 0.017297 | 496.9043 | 0 | 498.2853 | 0.0021925 | 498.2853 | 0.012066
| 497.9325 | -0.034727 | 498.5089 | -0.027739 | 496.8835 | 0.068208 | 494.44 | 0.69959 | 498.5089 | 0.28333 | 498.5089 | 5.9514 | 498.5089 | 3.1741 | 507.5189 | 13.0777 | 498.5088 | 3.5744 |  |  | 497.9325 | 1.3786 | 498.5089 | 0 | 498.5089 | 0.064074 | 494.4422 | -0.012148 | 498.5088 | 0 | 497.9325 | -0.021998 | 497.1264 | 0 | 498.5089 | -0.0045318 | 498.5089 | -0.013287
| 498.1563 | 0.081132 | 498.7324 | 0.064807 | 497.1061 | 0.091771 | 494.66 | 0.9346 | 498.7324 | 0.35579 | 498.7324 | 5.8676 | 498.7324 | 3.1592 | 507.7421 | 13.0722 | 498.7324 | 3.6608 |  |  | 498.1563 | 1.4251 | 498.7324 | 0.0056372 | 498.7325 | 0.074803 | 494.6617 | 0.0074299 | 498.7324 | 0.010423 | 498.1563 | 0.024119 | 497.3486 | 0 | 498.7324 | -0.00092399 | 498.7324 | 0.0026954
| 498.3801 | -0.035718 | 498.9561 | -0.028531 | 497.3287 | 0.097228 | 494.88 | 0.45848 | 498.9561 | 0.26511 | 498.9561 | 5.6857 | 498.9561 | 3.1344 | 507.9653 | 13.2453 | 498.9561 | 3.7529 |  |  | 498.3801 | 1.4543 | 498.9561 | 0 | 498.9561 | 0.063251 | 494.8811 | -0.017153 | 498.9561 | 0 | 498.3801 | -0.014765 | 497.5708 | 0 | 498.9561 | -0.0052986 | 498.9561 | -0.017018
| 498.604 | 0.10639 | 499.1797 | 0.08498 | 497.5513 | 0.091523 | 495.1 | 1.161 | 499.1797 | 0.36616 | 499.1797 | 5.6147 | 499.1797 | 3.1204 | 508.1885 | 13.2163 | 499.1797 | 3.8474 |  |  | 498.604 | 1.4988 | 499.1797 | 0.0043928 | 499.1797 | 0.080689 | 495.1005 | 0.021217 | 499.1797 | 0.019191 | 498.604 | 0.024738 | 497.7929 | 0 | 499.1797 | 0.00051324 | 499.1797 | 0.011198
| 498.8279 | 0.013249 | 499.4033 | 0.010583 | 497.7739 | 0.048862 | 495.32 | 0.46752 | 499.4033 | 0.28756 | 499.4033 | 5.5453 | 499.4033 | 3.0696 | 508.4118 | 13.1292 | 499.4033 | 3.9375 |  |  | 498.8279 | 1.5312 | 499.4033 | 0 | 499.4033 | 0.071825 | 495.32 | -0.002346 | 499.4033 | 0 | 498.8279 | -0.019412 | 498.0151 | 0 | 499.4033 | -0.003815 | 499.4033 | -0.00094709
| 499.0517 | 0.11449 | 499.6269 | 0.091454 | 497.9965 | 0.086563 | 495.54 | 1.161 | 499.6269 | 0.35572 | 499.6269 | 5.4455 | 499.6269 | 3.0139 | 508.635 | 13.1224 | 499.627 | 3.9713 |  |  | 499.0517 | 1.5737 | 499.6269 | 0.0039178 | 499.627 | 0.086922 | 495.5395 | 0.037117 | 499.627 | 0.016372 | 499.0517 | 0.029676 | 498.2373 | 0 | 499.6269 | -0.0021378 | 499.6269 | 0.0078949
| 499.2756 | 0.06749 | 499.8506 | 0.05391 | 498.2191 | 0.056303 | 495.76 | 0.92894 | 499.8506 | 0.25616 | 499.8506 | 5.2622 | 499.8506 | 2.9638 | 508.8583 | 12.878 | 499.8506 | 4.0421 |  |  | 499.2756 | 1.5976 | 499.8506 | 0 | 499.8506 | 0.077057 | 495.759 | 0.0046111 | 499.8506 | 0 | 499.2756 | -0.0098424 | 498.4595 | 0 | 499.8506 | -0.001333 | 499.8506 | 0.001261
| 499.4995 | 0.089053 | 500.0743 | 0.071134 | 498.4418 | 0.078378 | 495.98 | 0.46752 | 500.0743 | 0.3287 | 500.0743 | 5.1534 | 500.0743 | 2.9451 | 509.0815 | 12.6582 | 500.0743 | 4.1496 |  |  | 499.4995 | 1.6587 | 500.0743 | 0.0066384 | 500.0743 | 0.081758 | 495.9785 | 0.026519 | 500.0743 | 0.015283 | 499.4995 | 0.019755 | 498.6818 | 0 | 500.0743 | 0.0016795 | 500.0743 | 0.0091088
| 499.7235 | 0.014028 | 500.298 | 0.011206 | 498.6644 | 0.048614 | 496.2 | 0.47318 | 500.2979 | 0.27653 | 500.2979 | 5.1319 | 500.2979 | 2.8933 | 509.3048 | 12.4775 | 500.2979 | 4.2031 |  |  | 499.7235 | 1.6767 | 500.2979 | 0 | 500.2979 | 0.080053 | 496.198 | -0.0082076 | 500.2979 | 0 | 499.7235 | -0.0092761 | 498.904 | 0 | 500.2979 | -0.0014725 | 500.2979 | -0.0086801
| 499.9474 | 0.11348 | 500.5216 | 0.090645 | 498.8871 | 0.082842 | 496.42 | 0.70819 | 500.5216 | 0.32393 | 500.5216 | 4.9546 | 500.5216 | 2.8531 | 509.5281 | 12.3323 | 500.5216 | 4.2843 |  |  | 499.9474 | 1.728 | 500.5216 | 0.0052024 | 500.5216 | 0.086188 | 496.4175 | 0.057731 | 500.5216 | 0.013634 | 499.9474 | 0.028889 | 499.1262 | 0 | 500.5216 | 0.0015272 | 500.5216 | 0.003874
| 500.1713 | -0.0037487 | 500.7453 | -0.0029944 | 499.1097 | 0.057295 | 496.64 | 0.70253 | 500.7453 | 0.25558 | 500.7453 | 4.8206 | 500.7453 | 2.7905 | 509.7514 | 12.3444 | 500.7454 | 4.3253 |  |  | 500.1713 | 1.7359 | 500.7453 | 0 | 500.7454 | 0.083803 | 496.637 | -0.0078693 | 500.7454 | 0 | 500.1713 | -0.0098962 | 499.3485 | 0 | 500.7453 | -0.0032259 | 500.7453 | -0.0072075
| 500.3953 | 0.074153 | 500.9691 | 0.059232 | 499.3324 | 0.075153 | 496.86 | 0.68783 | 500.9691 | 0.30894 | 500.9691 | 4.8158 | 500.9691 | 2.7536 | 509.9747 | 12.2266 | 500.9691 | 4.4177 |  |  | 500.3953 | 1.8016 | 500.9691 | 0.0053608 | 500.9691 | 0.094171 | 496.8566 | 0.034617 | 500.9691 | 0.018399 | 500.3953 | 0.018015 | 499.5707 | 0 | 500.9691 | -0.00056259 | 500.9691 | 0.0061051
| 500.6193 | 0.016574 | 501.1928 | 0.013239 | 499.5551 | 0.057295 | 497.08 | 0.47612 | 501.1928 | 0.23548 | 501.1928 | 4.6343 | 501.1928 | 2.7283 | 510.198 | 11.8533 | 501.1928 | 4.491 |  |  | 500.6193 | 1.8228 | 501.1928 | 0 | 501.1928 | 0.092513 | 497.0761 | 0.00013012 | 501.1928 | 0 | 500.6193 | 0.0039891 | 499.793 | 0 | 501.1928 | -0.0050468 | 501.1928 | -0.0032504
| 500.8433 | 0.11652 | 501.4165 | 0.093073 | 499.7778 | 0.073665 | 497.3 | 0.926 | 501.4165 | 0.29728 | 501.4165 | 4.612 | 501.4165 | 2.701 | 510.4214 | 11.651 | 501.4165 | 4.5842 |  |  | 500.8433 | 1.8709 | 501.4165 | 0.0020723 | 501.4165 | 0.10184 | 497.2957 | 0.046582 | 501.4165 | 0.017657 | 500.8433 | 0.028616 | 500.0153 | 0 | 501.4165 | -0.0004769 | 501.4165 | 0.011216
| 501.0673 | -0.015994 | 501.6403 | -0.012776 | 500.0005 | 0.063992 | 497.52 | 0.69959 | 501.6403 | 0.21665 | 501.6403 | 4.4486 | 501.6403 | 2.6754 | 510.6447 | 11.4018 | 501.6403 | 4.6906 |  |  | 501.0673 | 1.9185 | 501.6403 | 0 | 501.6403 | 0.083722 | 497.5152 | 0.058682 | 501.6403 | 0 | 501.0673 | -0.014809 | 500.2375 | 0 | 501.6403 | -0.0049198 | 501.6403 | -0.013314
| 501.2913 | 0.096474 | 501.8641 | 0.077061 | 500.2232 | 0.070193 | 497.73 | 0.23207 | 501.8641 | 0.26812 | 501.8641 | 4.413 | 501.8641 | 2.6584 | 510.868 | 11.1955 | 501.8641 | 4.7951 |  |  | 501.2913 | 2.0079 | 501.8641 | 0 | 501.8641 | 0.10371 | 497.7348 | -0.0091033 | 501.8641 | 0.014399 | 501.2913 | 0.036729 | 500.4599 | 0 | 501.8641 | -1.4607e-05 | 501.8641 | 0.0076071
| 501.5153 | -0.018685 | 502.0879 | -0.014925 | 500.4459 | 0.059527 | 497.95 | 0.23207 | 502.0879 | 0.21135 | 502.0879 | 4.2586 | 502.0879 | 2.5974 | 511.0914 | 10.7856 | 502.0879 | 4.8425 |  |  | 501.5153 | 2.0331 | 502.0879 | 0 | 502.0879 | 0.10874 | 497.9544 | 0.0030941 | 502.0879 | 0 | 501.5153 | -0.003506 | 500.6822 | 0 | 502.0879 | -0.0036902 | 502.0879 | -0.011427
| 501.7393 | 0.11551 | 502.3116 | 0.092264 | 500.6687 | 0.073417 | 498.17 | 0.22641 | 502.3117 | 0.27488 | 502.3117 | 4.2191 | 502.3117 | 2.5453 | 511.3148 | 10.7644 | 502.3116 | 4.8921 |  |  | 501.7393 | 2.0798 | 502.3117 | 0.0078508 | 502.3116 | 0.10359 | 498.174 | 0.027398 | 502.3116 | 0.011865 | 501.7393 | 0.037914 | 500.9045 | 0 | 502.3117 | 0.0013742 | 502.3117 | 0.011162
| 501.9634 | -0.011635 | 502.5355 | -0.0092942 | 500.8914 | 0.064984 | 498.39 | 0.24111 | 502.5355 | 0.2099 | 502.5355 | 4.0885 | 502.5355 | 2.4839 | 511.5381 | 10.6715 | 502.5355 | 4.929 |  |  | 501.9634 | 2.1139 | 502.5355 | 0 | 502.5355 | 0.10002 | 498.3936 | -0.02508 | 502.5355 | 0 | 501.9634 | -0.02939 | 501.1268 | 0 | 502.5355 | -0.0051933 | 502.5355 | -0.014486
| 502.1875 | 0.059467 | 502.7593 | 0.047501 | 501.1142 | 0.073417 | 498.61 | 0.46752 | 502.7593 | 0.27872 | 502.7593 | 4.0944 | 502.7593 | 2.4279 | 511.7615 | 10.5692 | 502.7593 | 4.981 |  |  | 502.1875 | 2.1329 | 502.7593 | 0.0067321 | 502.7593 | 0.11911 | 498.6133 | 0.027418 | 502.7593 | 0.014862 | 502.1875 | 0.022721 | 501.3492 | 0 | 502.7593 | 0.001097 | 502.7593 | 0.0068834
| 502.4115 | 0.0057761 | 502.9831 | 0.0046138 | 501.3369 | 0.070193 | 498.83 | 0.47318 | 502.9831 | 0.20856 | 502.9831 | 3.9701 | 502.9831 | 2.3802 | 511.985 | 10.4633 | 502.9831 | 5.0491 |  |  | 502.4115 | 2.1879 | 502.9831 | 0 | 502.9831 | 0.10961 | 498.8329 | 0.0029865 | 502.9831 | 0.0013544 | 502.4115 | -0.013063 | 501.5715 | 0 | 502.9831 | -0.0030026 | 502.9831 | -0.0014048
| 502.6356 | 0.079968 | 503.207 | 0.063877 | 501.5597 | 0.084578 | 499.05 | 0.22641 | 503.207 | 0.24418 | 503.207 | 3.8776 | 503.207 | 2.3587 | 512.2084 | 10.3283 | 503.207 | 5.14 |  |  | 502.6356 | 2.2332 | 503.207 | 0.0089542 | 503.207 | 0.11559 | 499.0526 | 0.024734 | 503.207 | 0.015345 | 502.6356 | 0.01079 | 501.7939 | 0 | 503.207 | 0.0017181 | 503.207 | 0.0083619
| 502.8597 | 0.014418 | 503.4308 | 0.011517 | 501.7825 | 0.075153 | 499.27 | 0.22641 | 503.4308 | 0.20117 | 503.4308 | 3.7759 | 503.4308 | 2.3226 | 512.4318 | 10.2328 | 503.4308 | 5.2203 |  |  | 502.8597 | 2.2867 | 503.4308 | 0 | 503.4308 | 0.121 | 499.2722 | -0.037313 | 503.4308 | 0 | 502.8597 | -0.014912 | 502.0162 | 0 | 503.4308 | -0.0028728 | 503.4308 | -0.010179
| 503.0838 | 0.13577 | 503.6547 | 0.10845 | 502.0053 | 0.08309 | 499.49 | 0.22641 | 503.6547 | 0.23942 | 503.6547 | 3.7516 | 503.6547 | 2.297 | 512.6552 | 10.2538 | 503.6547 | 5.3124 |  |  | 503.0838 | 2.3388 | 503.6547 | 0.0062752 | 503.6547 | 0.12672 | 499.4919 | 0.059792 | 503.6547 | 0.015896 | 503.0838 | 0.025139 | 502.2386 | 0 | 503.6547 | 0.0013273 | 503.6547 | 0.0043023
| 503.308 | 0.018868 | 503.8786 | 0.015072 | 502.2281 | 0.051094 | 499.71 | 0.24111 | 503.8786 | 0.17234 | 503.8786 | 3.5753 | 503.8786 | 2.2326 | 512.8787 | 10.0087 | 503.8786 | 5.3376 |  |  | 503.308 | 2.3795 | 503.8786 | 0 | 503.8786 | 0.12871 | 499.7116 | 0.017355 | 503.8786 | 0 | 503.308 | -0.0055952 | 502.461 | 0 | 503.8786 | -0.0035091 | 503.8786 | -0.0091544
| 503.5321 | 0.1226 | 504.1025 | 0.097929 | 502.4509 | 0.060023 | 499.93 | 0.70253 | 504.1025 | 0.2286 | 504.1025 | 3.6141 | 504.1025 | 2.2174 | 513.1021 | 9.9485 | 504.1025 | 5.4403 |  |  | 503.5321 | 2.4446 | 504.1025 | 0.0049228 | 504.1025 | 0.13667 | 499.9313 | 0.055818 | 504.1025 | 0.01568 | 503.5321 | 0.015693 | 502.6834 | 0 | 504.1025 | 0.0037556 | 504.1025 | 0.0055184
| 503.7563 | 0.00058934 | 504.3264 | 0.00047075 | 502.6738 | 0.079866 | 500.15 | 0 | 504.3264 | 0.17184 | 504.3264 | 3.4952 | 504.3264 | 2.1692 | 513.3256 | 9.9015 | 504.3264 | 5.5057 |  |  | 503.7563 | 2.4751 | 504.3264 | 0 | 504.3264 | 0.1259 | 500.151 | 1.7901e-05 | 504.3264 | 0 | 503.7563 | -0.018969 | 502.9058 | 0 | 504.3264 | -0.0020736 | 504.3264 | -0.0064376
| 503.9805 | 0.082095 | 504.5503 | 0.065576 | 502.8966 | 0.055311 | 500.37 | 0 | 504.5503 | 0.23688 | 504.5503 | 3.3805 | 504.5503 | 2.149 | 513.5491 | 9.7973 | 504.5503 | 5.613 |  |  | 503.9804 | 2.5263 | 504.5503 | 0.0079797 | 504.5503 | 0.14032 | 500.3707 | 0.074883 | 504.5503 | 0.013476 | 503.9805 | 0.034529 | 503.1282 | 0 | 504.5503 | 0.00044578 | 504.5503 | 0.0092002
| 504.2046 | 0.024811 | 504.7742 | 0.019819 | 503.1194 | 0.053079 | 500.59 | 0.24111 | 504.7742 | 0.18384 | 504.7742 | 3.3029 | 504.7742 | 2.104 | 513.7726 | 9.4653 | 504.7742 | 5.6774 |  |  | 504.2046 | 2.5973 | 504.7742 | 0 | 504.7742 | 0.13737 | 500.5904 | -0.033626 | 504.7742 | 0 | 504.2046 | -0.015332 | 503.3506 | 0 | 504.7742 | -0.0015886 | 504.7742 | -0.0056988
| 504.4288 | 0.094237 | 504.9982 | 0.075274 | 503.3423 | 0.055807 | 500.81 | 0.46708 | 504.9982 | 0.24058 | 504.9982 | 3.2953 | 504.9982 | 2.0583 | 513.996 | 9.326 | 504.9982 | 5.7107 |  |  | 504.4288 | 2.6559 | 504.9982 | 0.0052174 | 504.9982 | 0.14421 | 500.8102 | 0.016127 | 504.9982 | 0.016876 | 504.4288 | 0.018493 | 503.5731 | 0 | 504.9982 | 0.00029785 | 504.9982 | 0.0056909
| 504.653 | -0.029585 | 505.2221 | -0.023632 | 503.5652 | 0.032988 | 501.03 | 0 | 505.2221 | 0.1714 | 505.2221 | 3.2161 | 505.2221 | 2.0161 | 514.2195 | 9.1582 | 505.2221 | 5.783 |  |  | 504.653 | 2.6829 | 505.2221 | 0 | 505.2221 | 0.14433 | 501.0299 | 0.063308 | 505.2221 | 0 | 504.653 | -0.0049053 | 503.7955 | 0 | 505.2221 | -0.0034932 | 505.2221 | -0.0085651
| 504.8773 | 0.12057 | 505.4461 | 0.09631 | 503.788 | 0.072921 | 501.25 | 0.24111 | 505.4461 | 0.23179 | 505.4461 | 3.267 | 505.4461 | 2.0015 | 514.4431 | 9.0676 | 505.4461 | 5.9005 |  |  | 504.8773 | 2.7587 | 505.4461 | 0.0051732 | 505.4461 | 0.16008 | 501.2497 | -0.029029 | 505.4461 | 0.013276 | 504.8773 | 0.027993 | 504.018 | 0 | 505.4461 | 0.00059033 | 505.4461 | 0.0035991
| 505.1015 | 0.017315 | 505.6701 | 0.013831 | 504.0109 | 0.041421 | 501.47 | 0.22641 | 505.6701 | 0.15117 | 505.6701 | 3.0675 | 505.6701 | 1.9564 | 514.6666 | 8.9888 | 505.6701 | 5.9732 |  |  | 505.1015 | 2.8026 | 505.6701 | 0 | 505.6701 | 0.14677 | 501.4694 | 0.0099735 | 505.6701 | 0 | 505.1015 | -0.019894 | 504.2404 | 0 | 505.6701 | -0.00433 | 505.6701 | -0.012637
| 505.3258 | 0.09276 | 505.8941 | 0.074095 | 504.2338 | 0.076393 | 501.69 | 0 | 505.8941 | 0.21013 | 505.8941 | 3.0297 | 505.8941 | 1.9364 | 514.8901 | 9.0107 | 505.8941 | 6.0579 |  |  | 505.3257 | 2.8718 | 505.8941 | 0.0055751 | 505.8941 | 0.16408 | 501.6892 | 0.055651 | 505.8941 | 0.01051 | 505.3258 | 0.020721 | 504.4629 | 0 | 505.8941 | 0.0011489 | 505.8941 | 0.0081538
| 505.55 | 0.025798 | 506.1181 | 0.020607 | 504.4567 | 0.028275 | 501.91 | 0.23501 | 506.1181 | 0.13995 | 506.1181 | 3.018 | 506.1181 | 1.9004 | 515.1137 | 8.8463 | 506.1181 | 6.1599 |  |  | 505.55 | 2.9676 | 506.1181 | 0 | 506.1181 | 0.16238 | 501.909 | -0.022365 | 506.1181 | 0 | 505.55 | -0.012045 | 504.6854 | 0 | 506.1181 | -0.0026315 | 506.1181 | -0.0083378
| 505.7743 | 0.12158 | 506.3421 | 0.09712 | 504.6796 | 0.046382 | 502.13 | 0.92894 | 506.3421 | 0.2009 | 506.3421 | 3.002 | 506.3421 | 1.8874 | 515.3373 | 8.8276 | 506.3421 | 6.2523 |  |  | 505.7743 | 3.0256 | 506.3421 | 0.0070624 | 506.3421 | 0.17311 | 502.1288 | 0.041029 | 506.3421 | 0.012596 | 505.7743 | 0.022048 | 504.9079 | 0 | 506.3421 | 0.00099184 | 506.3421 | 0.0063432
| 505.9986 | -0.0043375 | 506.5662 | -0.0034647 | 504.9026 | 0.054815 | 502.35 | 0 | 506.5662 | 0.12978 | 506.5662 | 2.887 | 506.5662 | 1.8475 | 515.5609 | 8.7258 | 506.5662 | 6.3402 |  |  | 505.9986 | 3.0643 | 506.5662 | 0 | 506.5662 | 0.17215 | 502.3486 | -0.0085148 | 506.5662 | 0 | 505.9986 | -0.012299 | 505.1304 | 0 | 506.5662 | -0.0049634 | 506.5662 | -0.0070295
| 506.2229 | 0.11449 | 506.7902 | 0.091454 | 505.1255 | 0.048366 | 502.57 | 0.46752 | 506.7902 | 0.21326 | 506.7902 | 2.8336 | 506.7902 | 1.8128 | 515.7844 | 8.5905 | 506.7902 | 6.4028 |  |  | 506.2229 | 3.102 | 506.7902 | 0.0047532 | 506.7902 | 0.17637 | 502.5685 | 0.072429 | 506.7902 | 0.018221 | 506.2229 | 0.02181 | 505.3529 | 0 | 506.7902 | -8.1216e-05 | 506.7902 | 0.0049299
| 506.4472 | -0.0075802 | 507.0143 | -0.0060549 | 505.3485 | 0.044645 | 502.79 | 0 | 507.0143 | 0.14646 | 507.0143 | 2.7152 | 507.0143 | 1.7603 | 516.0081 | 8.4597 | 507.0143 | 6.4301 |  |  | 506.4472 | 3.1227 | 507.0143 | 0 | 507.0143 | 0.17801 | 502.7883 | -0.049523 | 507.0143 | 0 | 506.4472 | -0.020765 | 505.5755 | 0 | 507.0143 | -0.0034803 | 507.0143 | -0.0018257
| 506.6715 | 0.11855 | 507.2384 | 0.094692 | 505.5714 | 0.066224 | 503.01 | 0.24111 | 507.2384 | 0.19216 | 507.2384 | 2.6642 | 507.2384 | 1.7275 | 516.2316 | 8.3869 | 507.2384 | 6.4968 |  |  | 506.6715 | 3.2044 | 507.2384 | 0.0035962 | 507.2384 | 0.194 | 503.0081 | 0.13855 | 507.2384 | 0.013313 | 506.6715 | 0.036069 | 505.798 | 0 | 507.2384 | 0.00041548 | 507.2384 | 0.0068363
| 506.8958 | 0.019189 | 507.4624 | 0.015328 | 505.7944 | 0.021663 | 503.23 | 0.22641 | 507.4625 | 0.12933 | 507.4625 | 2.6414 | 507.4625 | 1.695 | 516.4553 | 8.2028 | 507.4625 | 6.5495 |  |  | 506.8959 | 3.2588 | 507.4625 | 0 | 507.4625 | 0.18751 | 503.228 | -0.034144 | 507.4625 | 0 | 506.8958 | -0.022287 | 506.0205 | 0 | 507.4625 | -0.0014882 | 507.4625 | -0.0092995
| 507.1202 | 0.11145 | 507.6866 | 0.089026 | 506.0174 | 0.080858 | 503.45 | 0 | 507.6866 | 0.18999 | 507.6866 | 2.5619 | 507.6866 | 1.6741 | 516.6789 | 8.0977 | 507.6866 | 6.6466 |  |  | 507.1202 | 3.3222 | 507.6866 | 0.0068411 | 507.6866 | 0.19336 | 503.4478 | 0.082673 | 507.6866 | 0.011783 | 507.1202 | 0.026484 | 506.2431 | 0 | 507.6866 | -0.00079194 | 507.6866 | 0.0054812
| 507.3446 | 0.045304 | 507.9107 | 0.036188 | 506.2403 | 0.044397 | 503.67 | 0 | 507.9107 | 0.13884 | 507.9107 | 2.5014 | 507.9107 | 1.631 | 516.9025 | 7.9122 | 507.9107 | 6.7175 |  |  | 507.3446 | 3.3686 | 507.9107 | 0 | 507.9107 | 0.19416 | 503.6677 | 0.00089624 | 507.9107 | 0 | 507.3446 | -0.015152 | 506.4657 | 0 | 507.9107 | -0.0040486 | 507.9107 | -0.006862
| 507.5689 | 0.098014 | 508.1348 | 0.078292 | 506.4633 | 0.064984 | 503.89 | 0 | 508.1348 | 0.17668 | 508.1348 | 2.4029 | 508.1348 | 1.6223 | 517.1262 | 7.6765 | 508.1348 | 6.8293 |  |  | 507.569 | 3.4532 | 508.1348 | 0.0034471 | 508.1348 | 0.20305 | 503.8876 | 0.0091885 | 508.1348 | 0.010744 | 507.5689 | 0.0251 | 506.6882 | 0 | 508.1348 | 0.00052541 | 508.1348 | 0.0057569
| 507.7933 | 0.0049271 | 508.3589 | 0.0039357 | 506.6863 | 0.045886 | 504.11 | 0 | 508.3589 | 0.12604 | 508.3589 | 2.4015 | 508.3589 | 1.5993 | 517.3499 | 7.4272 | 508.3589 | 6.947 |  |  | 507.7933 | 3.4922 | 508.3589 | 0 | 508.3589 | 0.20515 | 504.1075 | 0.026037 | 508.3589 | 0 | 507.7933 | -0.0077459 | 506.9108 | 0 | 508.3589 | -0.0042074 | 508.3589 | -0.0066588
| 508.0177 | 0.099427 | 508.5831 | 0.07942 | 506.9094 | 0.044397 | 504.33 | 0.24111 | 508.5831 | 0.1868 | 508.5831 | 2.3262 | 508.5831 | 1.5831 | 517.5735 | 7.3991 | 508.5831 | 7.0355 |  |  | 508.0178 | 3.5643 | 508.5831 | 0.002922 | 508.5831 | 0.21566 | 504.3274 | 0.035375 | 508.5831 | 0.01532 | 508.0177 | 0.039754 | 507.1334 | 0 | 508.5831 | 0.00078243 | 508.5831 | 0.0089504
| 508.2422 | 0.026045 | 508.8072 | 0.020804 | 507.1324 | 0.039685 | 504.55 | 0 | 508.8072 | 0.12993 | 508.8072 | 2.2724 | 508.8072 | 1.542 | 517.7972 | 7.3742 | 508.8073 | 7.1079 |  |  | 508.2422 | 3.6163 | 508.8072 | 0 | 508.8073 | 0.21422 | 504.5474 | -0.005037 | 508.8073 | 0 | 508.2422 | -0.025241 | 507.356 | 0 | 508.8072 | -0.0040879 | 508.8072 | -0.0099713
| 508.4666 | 0.13476 | 509.0314 | 0.10764 | 507.3554 | 0.051094 | 504.77 | 0 | 509.0314 | 0.15914 | 509.0314 | 2.2762 | 509.0314 | 1.5247 | 518.0209 | 7.2498 | 509.0314 | 7.1985 |  |  | 508.4666 | 3.7135 | 509.0314 | 0.0059679 | 509.0314 | 0.22805 | 504.7673 | 0.022598 | 509.0314 | 0.013249 | 508.4666 | 0.0076571 | 507.5786 | 0 | 509.0314 | -0.00048946 | 509.0314 | 0.0048151
| 508.6911 | -0.0051453 | 509.2556 | -0.00411 | 507.5785 | 0.056551 | 504.99 | 0 | 509.2556 | 0.10603 | 509.2556 | 2.1812 | 509.2556 | 1.4838 | 518.2446 | 7.1224 | 509.2556 | 7.231 |  |  | 508.691 | 3.7638 | 509.2556 | 0 | 509.2556 | 0.2228 | 504.9872 | 0.061914 | 509.2556 | 0 | 508.6911 | -0.01041 | 507.8013 | 0 | 509.2556 | -0.0044649 | 509.2556 | -0.010241
| 508.9155 | 0.11145 | 509.4798 | 0.089026 | 507.8015 | 0.055807 | 505.21 | 0 | 509.4798 | 0.15717 | 509.4798 | 2.1579 | 509.4798 | 1.452 | 518.4683 | 7.118 | 509.4798 | 7.2723 |  |  | 508.9155 | 3.8299 | 509.4798 | 0.0047534 | 509.4798 | 0.22893 | 505.2072 | 0.059544 | 509.4798 | 0.018022 | 508.9155 | 0.0046352 | 508.0239 | 0 | 509.4798 | 0.00032195 | 509.4798 | 0.0058138
| 509.14 | 0.040588 | 509.704 | 0.032421 | 508.0246 | 0.034972 | 505.43 | 0 | 509.704 | 0.1164 | 509.704 | 2.1183 | 509.704 | 1.4208 | 518.6921 | 7.0617 | 509.704 | 7.3439 |  |  | 509.14 | 3.862 | 509.704 | 0 | 509.704 | 0.22796 | 505.4272 | 0.0087105 | 509.704 | 0 | 509.14 | -0.0052185 | 508.2466 | 0 | 509.704 | -0.0029197 | 509.704 | -0.0056712
| 509.3645 | 0.097856 | 509.9282 | 0.078165 | 508.2477 | 0.069697 | 505.65 | 0.46142 | 509.9282 | 0.17763 | 509.9282 | 2.0792 | 509.9282 | 1.3967 | 518.9158 | 6.9438 | 509.9282 | 7.3697 |  |  | 509.3645 | 3.8958 | 509.9282 | 0.0029868 | 509.9283 | 0.24055 | 505.6471 | 0.0044314 | 509.9282 | 0.011856 | 509.3645 | 0.01667 | 508.4692 | 0 | 509.9282 | -0.00055915 | 509.9282 | 0.0038655
| 509.589 | 0.0016571 | 510.1525 | 0.0013236 | 508.4708 | 0.029764 | 505.87 | 0.23207 | 510.1525 | 0.09606 | 510.1525 | 1.9949 | 510.1525 | 1.365 | 519.1395 | 6.838 | 510.1525 | 7.3972 |  |  | 509.589 | 3.9623 | 510.1525 | 0 | 510.1525 | 0.23613 | 505.8671 | 0.011195 | 510.1525 | 0 | 509.589 | -0.020983 | 508.6919 | 0 | 510.1525 | -0.0020384 | 510.1525 | -0.0027805
| 509.8135 | 0.080917 | 510.3767 | 0.064635 | 508.6939 | 0.070689 | 506.09 | 0 | 510.3767 | 0.16045 | 510.3767 | 1.9775 | 510.3767 | 1.3431 | 519.3633 | 6.9319 | 510.3767 | 7.4805 |  |  | 509.8135 | 4.0483 | 510.3767 | 0.0036187 | 510.3767 | 0.25262 | 506.0871 | 0.055003 | 510.3767 | 0.011577 | 509.8135 | 0.021165 | 508.9146 | 0 | 510.3767 | -0.00019478 | 510.3767 | 0.0046929
| 510.038 | 0.0052614 | 510.601 | 0.0042027 | 508.917 | 0.058535 | 506.31 | 0 | 510.601 | 0.10947 | 510.601 | 1.9849 | 510.601 | 1.3024 | 519.587 | 6.9354 | 510.601 | 7.5268 |  |  | 510.038 | 4.0876 | 510.601 | 0 | 510.601 | 0.25162 | 506.3071 | 0.033584 | 510.601 | 0 | 510.038 | -0.018104 | 509.1372 | 0 | 510.601 | -0.0051343 | 510.601 | -0.0078632
| 510.2625 | 0.10335 | 510.8253 | 0.082552 | 509.1401 | 0.059775 | 506.53 | 0 | 510.8253 | 0.13578 | 510.8253 | 1.9274 | 510.8253 | 1.2892 | 519.8109 | 6.8729 | 510.8253 | 7.5682 |  |  | 510.2625 | 4.1531 | 510.8253 | 0.0036936 | 510.8253 | 0.25807 | 506.5272 | -0.010747 | 510.8253 | 0.012603 | 510.2625 | 0.02957 | 509.36 | 0 | 510.8253 | -0.00065592 | 510.8253 | 0.0054991
| 510.4871 | -0.028918 | 511.0496 | -0.023099 | 509.3632 | 0.068208 | 506.75 | 0 | 511.0496 | 0.099085 | 511.0496 | 1.8952 | 511.0496 | 1.2523 | 520.0346 | 6.7727 | 511.0496 | 7.6293 |  |  | 510.4871 | 4.17 | 511.0496 | 0 | 511.0496 | 0.25119 | 506.7472 | -0.022513 | 511.0496 | 0 | 510.4871 | -0.0032605 | 509.5826 | 0 | 511.0496 | -0.0033789 | 511.0496 | -0.0063196
| 510.7116 | 0.097986 | 511.2739 | 0.078269 | 509.5863 | 0.057791 | 506.97 | 0 | 511.2739 | 0.14864 | 511.2739 | 1.8409 | 511.2739 | 1.2348 | 520.2584 | 6.6076 | 511.2739 | 7.6431 |  |  | 510.7116 | 4.2194 | 511.2739 | 0.0076756 | 511.2739 | 0.27504 | 506.9672 | 0.10274 | 511.2739 | 0.01483 | 510.7116 | 0.019658 | 509.8054 | 0 | 511.2739 | 0.00020662 | 511.2739 | 0.0029673
| 510.9362 | 0.0019456 | 511.4982 | 0.0015541 | 509.8095 | 0.043653 | 507.19 | 0 | 511.4982 | 0.086436 | 511.4982 | 1.7486 | 511.4982 | 1.2026 | 520.4822 | 6.414 | 511.4982 | 7.6794 |  |  | 510.9362 | 4.2757 | 511.4982 | 0 | 511.4982 | 0.25571 | 507.1873 | 0.0017862 | 511.4982 | 0 | 510.9362 | -0.0050604 | 510.0281 | 0 | 511.4982 | -0.0009547 | 511.4982 | -0.0062335
| 511.1608 | 0.07963 | 511.7225 | 0.063607 | 510.0326 | 0.054815 | 507.41 | 0 | 511.7225 | 0.14404 | 511.7225 | 1.7971 | 511.7225 | 1.1844 | 520.7061 | 6.2143 | 511.7225 | 7.7186 |  |  | 511.1608 | 4.3731 | 511.7225 | 0.0061599 | 511.7225 | 0.27854 | 507.4073 | 0.030053 | 511.7225 | 0.014784 | 511.1608 | 0.041226 | 510.2508 | 0 | 511.7225 | 8.8955e-05 | 511.7225 | 0.0057863
| 511.3854 | -0.018283 | 511.9468 | -0.014604 | 510.2558 | 0.040925 | 507.63 | 0 | 511.9469 | 0.10333 | 511.9469 | 1.7697 | 511.9469 | 1.1448 | 520.9299 | 6.1798 | 511.9468 | 7.7231 |  |  | 511.3854 | 4.428 | 511.9469 | 0 | 511.9468 | 0.26937 | 507.6274 | 0.0070322 | 511.9468 | 0 | 511.3854 | -0.015551 | 510.4736 | 0 | 511.9469 | -0.004956 | 511.9469 | -0.011206
| 511.61 | 0.12665 | 512.1712 | 0.10117 | 510.479 | 0.05035 | 507.85 | 0 | 512.1712 | 0.13281 | 512.1712 | 1.7122 | 512.1712 | 1.1328 | 521.1537 | 6.1284 | 512.1712 | 7.7742 |  |  | 511.61 | 4.4909 | 512.1712 | 0.0039779 | 512.1712 | 0.28371 | 507.8475 | -0.053908 | 512.1712 | 0.017761 | 511.61 | 0.044171 | 510.6963 | 0 | 512.1712 | 0.0004088 | 512.1712 | 0.010223
| 511.8346 | 0.014242 | 512.3956 | 0.011376 | 510.7022 | 0.032988 | 508.07 | 0 | 512.3956 | 0.089277 | 512.3956 | 1.6229 | 512.3956 | 1.0997 | 521.3776 | 6.1111 | 512.3956 | 7.7817 |  |  | 511.8346 | 4.4736 | 512.3956 | 0 | 512.3956 | 0.27469 | 508.0676 | 0.019363 | 512.3956 | 0 | 511.8346 | -0.010643 | 510.9191 | 0 | 512.3956 | -0.0020726 | 512.3956 | -0.0059787
| 512.0593 | 0.10436 | 512.6199 | 0.083361 | 510.9254 | 0.059279 | 508.29 | 0 | 512.6199 | 0.14793 | 512.6199 | 1.6138 | 512.6199 | 1.0918 | 521.6014 | 6.0186 | 512.6199 | 7.8188 |  |  | 512.0593 | 4.5427 | 512.6199 | 0.00513 | 512.6199 | 0.2911 | 508.2877 | 0.045681 | 512.6199 | 0.012005 | 512.0593 | 0.023266 | 511.1419 | 0 | 512.6199 | -0.00077519 | 512.6199 | 0.0065367
| 512.2839 | 0.058418 | 512.8443 | 0.046663 | 511.1486 | 0.043653 | 508.51 | 0 | 512.8443 | 0.094809 | 512.8443 | 1.6214 | 512.8443 | 1.0504 | 521.8253 | 5.9257 | 512.8444 | 7.8095 |  |  | 512.2839 | 4.5492 | 512.8443 | 0 | 512.8444 | 0.28792 | 508.5078 | 0.019395 | 512.8444 | 0 | 512.2839 | -0.0029179 | 511.3647 | 0 | 512.8443 | -0.0011149 | 512.8443 | -0.0079346
| 512.5086 | 0.12969 | 513.0687 | 0.10359 | 511.3718 | 0.043653 | 508.73 | 0 | 513.0687 | 0.13635 | 513.0687 | 1.5393 | 513.0687 | 1.0423 | 522.0493 | 5.9041 | 513.0687 | 7.8423 |  |  | 512.5086 | 4.6058 | 513.0687 | 0.0046921 | 513.0687 | 0.29272 | 508.7279 | 0.077971 | 513.0687 | 0.01608 | 512.5086 | 0.03252 | 511.5875 | 0 | 513.0687 | 0.00070129 | 513.0687 | 0.005593
| 512.7333 | -0.037344 | 513.2931 | -0.02983 | 511.595 | 0.042661 | 508.95 | 0.23207 | 513.2932 | 0.087025 | 513.2932 | 1.5769 | 513.2932 | 1.0172 | 522.2731 | 5.8077 | 513.2931 | 7.9235 |  |  | 512.7333 | 4.7184 | 513.2932 | 0 | 513.2932 | 0.28798 | 508.9481 | 0.013799 | 513.2931 | 0 | 512.7333 | -0.025804 | 511.8103 | 0 | 513.2932 | -0.0057894 | 513.2932 | -0.012922
| 512.958 | 0.13476 | 513.5176 | 0.10764 | 511.8183 | 0.049854 | 509.17 | 0 | 513.5176 | 0.1408 | 513.5176 | 1.5122 | 513.5176 | 1.0147 | 522.497 | 5.6134 | 513.5176 | 8.0219 |  |  | 512.958 | 4.7775 | 513.5176 | 0.0055284 | 513.5176 | 0.30276 | 509.1682 | 0.0085887 | 513.5176 | 0.01304 | 512.958 | 0.02411 | 512.0331 | 0 | 513.5176 | 0.0014896 | 513.5176 | 0.0078278
| 513.1827 | -0.030384 | 513.742 | -0.02427 | 512.0415 | 0.050846 | 509.39 | 0 | 513.742 | 0.075224 | 513.742 | 1.5197 | 513.742 | 0.98652 | 522.7209 | 5.593 | 513.742 | 8.0725 |  |  | 513.1827 | 4.8151 | 513.742 | 0 | 513.742 | 0.30652 | 509.3884 | -0.051879 | 513.742 | 0 | 513.1827 | -0.02806 | 512.2559 | 0 | 513.742 | -0.003811 | 513.742 | -0.0075242
| 513.4074 | 0.11145 | 513.9665 | 0.089026 | 512.2648 | 0.043901 | 509.61 | 0 | 513.9665 | 0.13433 | 513.9665 | 1.4647 | 513.9665 | 0.97532 | 522.9449 | 5.5622 | 513.9665 | 8.125 |  |  | 513.4074 | 4.8678 | 513.9665 | 0.0045888 | 513.9665 | 0.32235 | 509.6086 | 0.075127 | 513.9665 | 0.01486 | 513.4074 | 0.023606 | 512.4788 | 0 | 513.9665 | -0.0012863 | 513.9665 | 0.0055392
| 513.6321 | -0.007511 | 514.1909 | -0.0059996 | 512.488 | 0.03646 | 509.83 | 0 | 514.1909 | 0.070997 | 514.1909 | 1.3765 | 514.1909 | 0.95788 | 523.1688 | 5.4553 | 514.1909 | 8.201 |  |  | 513.6321 | 4.9562 | 514.1909 | 0 | 514.1909 | 0.30578 | 509.8288 | -0.018712 | 514.1909 | 0 | 513.6321 | -0.029716 | 512.7016 | 0 | 514.1909 | -0.0026981 | 514.1909 | -0.010419
| 513.8569 | 0.093282 | 514.4154 | 0.074512 | 512.7113 | 0.044893 | 510.05 | 0 | 514.4154 | 0.1348 | 514.4154 | 1.3857 | 514.4154 | 0.94521 | 523.3928 | 5.2954 | 514.4154 | 8.2013 |  |  | 513.8569 | 5.0254 | 514.4154 | 0.0070787 | 514.4154 | 0.31554 | 510.049 | 0.042163 | 514.4154 | 0.0081862 | 513.8569 | 0.015428 | 512.9244 | 0 | 514.4154 | 0.00024774 | 514.4154 | 0.0065088
| 514.0816 | -0.0028824 | 514.6399 | -0.0023024 | 512.9346 | 0.043157 | 510.27 | 0 | 514.6399 | 0.088248 | 514.6399 | 1.3306 | 514.6399 | 0.91753 | 523.6168 | 5.2532 | 514.6399 | 8.2102 |  |  | 514.0816 | 5.0393 | 514.6399 | 0 | 514.6399 | 0.31115 | 510.2691 | 0.020515 | 514.6399 | 0 | 514.0816 | 0.0040884 | 513.1473 | 0 | 514.6399 | -0.0022491 | 514.6399 | -0.0040849
| 514.3064 | 0.10639 | 514.8644 | 0.08498 | 513.1579 | 0.031996 | 510.49 | 0 | 514.8644 | 0.13808 | 514.8644 | 1.3298 | 514.8644 | 0.90388 | 523.8407 | 5.191 | 514.8644 | 8.2608 |  |  | 514.3064 | 5.1023 | 514.8644 | 0.010021 | 514.8644 | 0.32551 | 510.4893 | 0.032728 | 514.8644 | 0.020008 | 514.3064 | 0.018591 | 513.3702 | 0 | 514.8644 | 0.0012775 | 514.8644 | 0.0059942
| 514.5312 | -0.007058 | 515.0889 | -0.0056378 | 513.3812 | 0.035964 | 510.71 | 0 | 515.0889 | 0.082565 | 515.0889 | 1.3123 | 515.0889 | 0.87833 | 524.0647 | 5.0995 | 515.0889 | 8.2438 |  |  | 514.5312 | 5.0918 | 515.0889 | 0 | 515.0889 | 0.31416 | 510.7096 | -0.027698 | 515.0889 | 0 | 514.5312 | -0.018253 | 513.5931 | 0 | 515.0889 | -0.0028033 | 515.0889 | -0.0082723
| 514.756 | 0.082674 | 515.3134 | 0.066038 | 513.6045 | 0.046878 | 510.93 | 0 | 515.3135 | 0.1362 | 515.3135 | 1.3181 | 515.3135 | 0.88156 | 524.2887 | 4.9013 | 515.3135 | 8.3434 |  |  | 514.756 | 5.1725 | 515.3135 | 0.0071706 | 515.3135 | 0.33747 | 510.9298 | 0.040665 | 515.3135 | 0.011686 | 514.756 | 0.02353 | 513.816 | 0 | 515.3135 | 2.239e-08 | 515.3135 | 0.0035898
| 514.9808 | 0.0005164 | 515.538 | 0.00041249 | 513.8278 | 0.026291 | 511.15 | 0 | 515.538 | 0.070196 | 515.538 | 1.2616 | 515.538 | 0.85188 | 524.5127 | 4.7897 | 515.538 | 8.3464 |  |  | 514.9808 | 5.2056 | 515.538 | 0 | 515.538 | 0.32722 | 511.1501 | -0.010986 | 515.538 | 0 | 514.9808 | -0.0073149 | 514.0389 | 0 | 515.538 | -0.0020925 | 515.538 | -0.0096098
| 515.2056 | 0.10537 | 515.7626 | 0.08417 | 514.0512 | 0.044645 | 511.37 | 0 | 515.7625 | 0.12693 | 515.7625 | 1.2663 | 515.7625 | 0.84653 | 524.7367 | 4.7276 | 515.7626 | 8.4077 |  |  | 515.2056 | 5.2614 | 515.7625 | 0.0047395 | 515.7626 | 0.33722 | 511.3703 | 0.058173 | 515.7626 | 0.017042 | 515.2056 | 0.033699 | 514.2618 | 0 | 515.7625 | -0.00096624 | 515.7625 | 0.0014417
| 515.4304 | 0.0049321 | 515.9871 | 0.0039397 | 514.2745 | 0.03398 | 511.59 | 0 | 515.9871 | 0.067289 | 515.9871 | 1.2363 | 515.9871 | 0.81794 | 524.9608 | 4.6578 | 515.9871 | 8.3587 |  |  | 515.4304 | 5.2702 | 515.9871 | 0 | 515.9871 | 0.33861 | 511.5906 | -0.04401 | 515.9871 | 0 | 515.4304 | -0.013728 | 514.4847 | 0 | 515.9871 | -0.0043405 | 515.9871 | -0.00579
| 515.6553 | 0.13577 | 516.2117 | 0.10845 | 514.4979 | 0.054815 | 511.81 | 0 | 516.2117 | 0.12349 | 516.2117 | 1.1963 | 516.2117 | 0.81412 | 525.1848 | 4.5325 | 516.2117 | 8.3936 |  |  | 515.6553 | 5.3679 | 516.2117 | 0.0083517 | 516.2117 | 0.34069 | 511.8109 | 0.075766 | 516.2117 | 0.013998 | 515.6553 | 0.020904 | 514.7076 | 0 | 516.2117 | 0.001937 | 516.2117 | 0.0076225
| 515.8801 | 0.0017339 | 516.4363 | 0.001385 | 514.7212 | 0.051342 | 512.03 | 0 | 516.4363 | 0.072264 | 516.4363 | 1.173 | 516.4363 | 0.79277 | 525.4088 | 4.5097 | 516.4363 | 8.4191 |  |  | 515.8801 | 5.4123 | 516.4363 | 0 | 516.4363 | 0.34458 | 512.0312 | 0.060325 | 516.4363 | 0 | 515.8801 | -0.011154 | 514.9306 | 0 | 516.4363 | -0.0053939 | 516.4363 | -0.0081558
| 516.105 | 0.13273 | 516.6609 | 0.10602 | 514.9446 | 0.047126 | 512.25 | 0 | 516.6609 | 0.12178 | 516.6609 | 1.1422 | 516.6609 | 0.79177 | 525.6329 | 4.4592 | 516.6609 | 8.4867 |  |  | 516.105 | 5.4944 | 516.6609 | 0.0068819 | 516.6609 | 0.35215 | 512.2515 | 0.0068547 | 516.6609 | 0.015032 | 516.105 | 0.046748 | 515.1536 | 0 | 516.6609 | 0.002622 | 516.6609 | 0.010932
| 516.3299 | -0.0027133 | 516.8855 | -0.0021673 | 515.168 | 0.0051349 | 512.47 | 0 | 516.8855 | 0.078852 | 516.8855 | 1.1035 | 516.8855 | 0.78606 | 525.8569 | 4.4002 | 516.8855 | 8.6043 |  |  | 516.3299 | 5.5548 | 516.8855 | 0 | 516.8855 | 0.3461 | 512.4718 | -0.041783 | 516.8855 | 0 | 516.3299 | -4.8489e-05 | 515.3765 | 0 | 516.8855 | -0.0037635 | 516.8855 | -0.0064032
| 516.5548 | 0.09672 | 517.1101 | 0.077258 | 515.3914 | 0.043653 | 512.69 | 0 | 517.1101 | 0.1315 | 517.1101 | 1.1441 | 517.1101 | 0.77299 | 526.0811 | 4.2784 | 517.1101 | 8.659 |  |  | 516.5548 | 5.638 | 517.1101 | 0.0032568 | 517.1101 | 0.35806 | 512.6921 | 0.055834 | 517.1101 | 0.0093341 | 516.5548 | 0.026285 | 515.5995 | 0 | 517.1101 | -0.00084966 | 517.1101 | 0.005832
| 516.7797 | -0.01902 | 517.3348 | -0.015192 | 515.6148 | 0.038197 | 512.91 | 0 | 517.3348 | 0.077337 | 517.3348 | 1.0896 | 517.3348 | 0.75407 | 526.3051 | 4.2202 | 517.3348 | 8.6641 |  |  | 516.7797 | 5.684 | 517.3348 | 0 | 517.3348 | 0.34999 | 512.9124 | -0.025027 | 517.3348 | 0 | 516.7797 | -0.003316 | 515.8225 | 0 | 517.3348 | -0.0064056 | 517.3348 | -0.0097976
| 517.0046 | 0.11551 | 517.5594 | 0.092264 | 515.8382 | 0.046382 | 513.13 | 0 | 517.5594 | 0.12428 | 517.5594 | 1.0656 | 517.5594 | 0.75255 | 526.5292 | 4.177 | 517.5594 | 8.6775 |  |  | 517.0046 | 5.7207 | 517.5594 | 0.0072869 | 517.5594 | 0.35973 | 513.1328 | 0.058606 | 517.5594 | 0.013752 | 517.0046 | 0.039386 | 516.0455 | 0 | 517.5594 | 0.0036498 | 517.5594 | 0.0089348
| 517.2296 | 0.031733 | 517.7841 | 0.025348 | 516.0617 | 0.025299 | 513.35 | 0 | 517.7841 | 0.061977 | 517.7841 | 1.0434 | 517.7841 | 0.72923 | 526.7534 | 4.1508 | 517.7841 | 8.6727 |  |  | 517.2296 | 5.7173 | 517.7841 | 0 | 517.7841 | 0.35916 | 513.3531 | -0.019473 | 517.7841 | 0 | 517.2296 | -0.014956 | 516.2685 | 0 | 517.7841 | -0.0011141 | 517.7841 | -0.0078874
| 517.4545 | 0.12564 | 518.0088 | 0.10036 | 516.2851 | 0.046134 | 513.57 | 0 | 518.0088 | 0.11614 | 518.0088 | 1.0539 | 518.0088 | 0.7187 | 526.9775 | 4.03 | 518.0088 | 8.702 |  |  | 517.4545 | 5.7654 | 518.0088 | 0.0052522 | 518.0088 | 0.35943 | 513.5735 | 0.060952 | 518.0088 | 0.012971 | 517.4545 | 0.024804 | 516.4915 | 0 | 518.0088 | -0.0005143 | 518.0088 | 0.0075128
| 517.6795 | -0.03717 | 518.2335 | -0.02969 | 516.5085 | 0.04663 | 513.79 | 0 | 518.2335 | 0.05989 | 518.2335 | 0.99385 | 518.2335 | 0.69863 | 527.2016 | 4.0456 | 518.2335 | 8.6415 |  |  | 517.6795 | 5.7842 | 518.2335 | 0 | 518.2335 | 0.37696 | 513.7939 | -0.0051861 | 518.2335 | 0 | 517.6795 | -0.025657 | 516.7145 | 0 | 518.2335 | -0.0053686 | 518.2335 | -0.0053768
| 517.9045 | 0.052927 | 518.4582 | 0.042277 | 516.732 | 0.05283 | 514.01 | 0.22641 | 518.4582 | 0.1101 | 518.4582 | 0.99646 | 518.4582 | 0.69196 | 527.4257 | 3.9609 | 518.4581 | 8.6547 |  |  | 517.9045 | 5.8506 | 518.4582 | 0.0070683 | 518.4581 | 0.37445 | 514.0143 | 0.021643 | 518.4581 | 0.012791 | 517.9045 | 0.018815 | 516.9376 | 0 | 518.4582 | -0.0026607 | 518.4582 | 0.0031337
| 518.1295 | 0.0037391 | 518.6829 | 0.0029868 | 516.9555 | 0.020813 | 514.23 | 0 | 518.6829 | 0.070616 | 518.6829 | 0.95117 | 518.6829 | 0.66193 | 527.6499 | 3.9012 | 518.6829 | 8.6099 |  |  | 518.1295 | 5.8858 | 518.6829 | 0 | 518.6829 | 0.37506 | 514.2347 | -0.016865 | 518.6829 | 0 | 518.1295 | -0.02613 | 517.1606 | 0 | 518.6829 | -0.0057473 | 518.6829 | -0.011566
| 518.3545 | 0.15198 | 518.9076 | 0.1214 | 517.1789 | 0.028027 | 514.46 | 0 | 518.9076 | 0.12415 | 518.9076 | 0.98889 | 518.9076 | 0.67154 | 527.874 | 3.778 | 518.9076 | 8.7081 |  |  | 518.3545 | 6.0021 | 518.9076 | 0.0085848 | 518.9076 | 0.38117 | 514.4551 | 0.017171 | 518.9076 | 0.016526 | 518.3545 | 0.024066 | 517.3837 | 0 | 518.9076 | -0.00050902 | 518.9076 | 0.0049764
| 518.5795 | -0.0035972 | 519.1323 | -0.0028733 | 517.4024 | 0.046878 | 514.68 | 0 | 519.1323 | 0.064454 | 519.1323 | 0.94283 | 519.1323 | 0.65095 | 528.0982 | 3.71 | 519.1323 | 8.6707 |  |  | 518.5795 | 5.9897 | 519.1323 | 0 | 519.1323 | 0.37794 | 514.6755 | -0.052906 | 519.1323 | 0 | 518.5795 | -0.02715 | 517.6068 | 0 | 519.1323 | -0.0052527 | 519.1323 | -0.010757
| 518.8045 | 0.12868 | 519.3571 | 0.10278 | 517.6259 | 0.063992 | 514.9 | 0 | 519.3571 | 0.11071 | 519.3571 | 0.94986 | 519.3571 | 0.65811 | 528.3224 | 3.6403 | 519.3571 | 8.7368 |  |  | 518.8045 | 6.1018 | 519.3571 | 0.0048678 | 519.3571 | 0.3887 | 514.8959 | 0.035516 | 519.3571 | 0.015348 | 518.8045 | 0.029266 | 517.8298 | 0 | 519.3571 | -0.00021455 | 519.3571 | 0.0080582
| 519.0295 | -0.001659 | 519.5819 | -0.0013252 | 517.8494 | 0.037949 | 515.12 | 0 | 519.5819 | 0.046385 | 519.5819 | 0.89029 | 519.5819 | 0.64118 | 528.5466 | 3.5808 | 519.5819 | 8.8213 |  |  | 519.0295 | 6.1941 | 519.5819 | 0 | 519.5818 | 0.39105 | 515.1164 | 0.024386 | 519.5819 | 0 | 519.0295 | -0.025679 | 518.0529 | 0 | 519.5819 | -0.0049863 | 519.5819 | -0.0072369
| 519.2546 | 0.1307 | 519.8066 | 0.1044 | 518.0729 | 0.054815 | 515.34 | 0 | 519.8066 | 0.099071 | 519.8066 | 0.9343 | 519.8066 | 0.64338 | 528.7708 | 3.4915 | 519.8066 | 8.8658 |  |  | 519.2546 | 6.232 | 519.8066 | 0.0022509 | 519.8066 | 0.39736 | 515.3369 | 0.073252 | 519.8066 | 0.016064 | 519.2546 | 0.025305 | 518.276 | 0 | 519.8066 | 0.0014405 | 519.8066 | 0.0018969
| 519.4797 | 0.0009025 | 520.0314 | 0.0007209 | 518.2965 | 0.036708 | 515.56 | 0 | 520.0314 | 0.048252 | 520.0314 | 0.84391 | 520.0314 | 0.62239 | 528.9951 | 3.4526 | 520.0314 | 8.8192 |  |  | 519.4797 | 6.2322 | 520.0314 | 0 | 520.0314 | 0.39882 | 515.5573 | -0.030188 | 520.0314 | 0 | 519.4797 | -0.027397 | 518.4991 | 0 | 520.0314 | -0.004586 | 520.0314 | -0.0073533
| 519.7047 | 0.11855 | 520.2562 | 0.094692 | 518.52 | 0.032988 | 515.78 | 0 | 520.2562 | 0.11347 | 520.2562 | 0.86271 | 520.2562 | 0.61895 | 529.2192 | 3.4089 | 520.2562 | 8.8108 |  |  | 519.7047 | 6.2857 | 520.2562 | 0 | 520.2562 | 0.40593 | 515.7778 | 0.037268 | 520.2562 | 0.010286 | 519.7047 | 0.021513 | 518.7222 | 0 | 520.2562 | -0.0015477 | 520.2562 | 0.0057333
| 519.9298 | -0.032529 | 520.481 | -0.025983 | 518.7435 | 0.040429 | 516 | 0.22641 | 520.481 | 0.041422 | 520.481 | 0.8642 | 520.481 | 0.60057 | 529.4435 | 3.3683 | 520.4811 | 8.741 |  |  | 519.9298 | 6.2823 | 520.481 | 0 | 520.4811 | 0.40095 | 515.9982 | -0.022929 | 520.4811 | 0 | 519.9298 | -0.0087768 | 518.9453 | 0 | 520.481 | -0.0074725 | 520.481 | -0.011102
| 520.1549 | 0.15502 | 520.7059 | 0.12383 | 518.9671 | 0.063496 | 516.22 | 0 | 520.7059 | 0.12037 | 520.7059 | 0.84819 | 520.7059 | 0.60548 | 529.6678 | 3.2581 | 520.7059 | 8.8135 |  |  | 520.1549 | 6.4139 | 520.7059 | 0.01102 | 520.7059 | 0.41032 | 516.2188 | 0.024538 | 520.7059 | 0.019782 | 520.1549 | 0.039754 | 519.1685 | 0 | 520.7059 | 0.0031086 | 520.7059 | 0.004212
| 520.38 | -0.0030942 | 520.9307 | -0.0024716 | 519.1907 | 0.03646 | 516.44 | 0 | 520.9307 | 0.055336 | 520.9307 | 0.81286 | 520.9307 | 0.59591 | 529.892 | 3.2635 | 520.9307 | 8.8847 |  |  | 520.3801 | 6.421 | 520.9307 | 0 | 520.9307 | 0.39773 | 516.4393 | -0.0018134 | 520.9307 | 0 | 520.38 | -0.014498 | 519.3916 | 0 | 520.9307 | -0.0020764 | 520.9307 | -0.0045403
| 520.6052 | 0.10639 | 521.1556 | 0.08498 | 519.4142 | 0.046382 | 516.66 | 0.22641 | 521.1556 | 0.094072 | 521.1556 | 0.84067 | 521.1556 | 0.58971 | 530.1163 | 3.2288 | 521.1556 | 8.865 |  |  | 520.6052 | 6.5292 | 521.1556 | 0.0050367 | 521.1556 | 0.4195 | 516.6598 | 0.084222 | 521.1556 | 0.0081217 | 520.6052 | -0.00070821 | 519.6147 | 0 | 521.1556 | -0.0021255 | 521.1556 | 0.0020163
| 520.8303 | -0.021842 | 521.3804 | -0.017447 | 519.6378 | 0.031996 | 516.88 | 0 | 521.3804 | 0.04017 | 521.3804 | 0.77472 | 521.3804 | 0.56507 | 530.3406 | 3.208 | 521.3804 | 8.8186 |  |  | 520.8303 | 6.5284 | 521.3804 | 0 | 521.3804 | 0.40695 | 516.8803 | 0.016456 | 521.3804 | 0 | 520.8303 | -0.02338 | 519.838 | 0 | 521.3804 | -0.0048885 | 521.3804 | -0.0085147
| 521.0555 | 0.098842 | 521.6053 | 0.078953 | 519.8614 | 0.039189 | 517.1 | 0 | 521.6053 | 0.12064 | 521.6053 | 0.77929 | 521.6053 | 0.5702 | 530.5649 | 3.1362 | 521.6053 | 8.8357 |  |  | 521.0555 | 6.5857 | 521.6053 | 0.0066576 | 521.6053 | 0.41797 | 517.1008 | -0.02422 | 521.6053 | 0.017265 | 521.0555 | 0.030921 | 520.0611 | 0 | 521.6053 | -0.00040192 | 521.6053 | 0.014828
| 521.2807 | -0.034665 | 521.8302 | -0.02769 | 520.085 | 0.052582 | 517.32 | 0 | 521.8302 | 0.071641 | 521.8302 | 0.71451 | 521.8302 | 0.55204 | 530.7892 | 3.112 | 521.8302 | 8.8789 |  |  | 521.2807 | 6.6169 | 521.8302 | 0 | 521.8302 | 0.41139 | 517.3214 | -0.073266 | 521.8302 | 0 | 521.2807 | -0.0032579 | 520.2843 | 0 | 521.8302 | -0.0042939 | 521.8302 | -0.012681
| 521.5058 | 0.071988 | 522.0551 | 0.057503 | 520.3086 | 0.057295 | 517.54 | 0 | 522.0551 | 0.11975 | 522.0551 | 0.7967 | 522.0551 | 0.55783 | 531.0135 | 3.074 | 522.0551 | 8.9459 |  |  | 521.5058 | 6.6512 | 522.0551 | 0.0067227 | 522.0551 | 0.42221 | 517.5419 | 0.072078 | 522.0551 | 0.012564 | 521.5058 | 0.035504 | 520.5075 | 0 | 522.0551 | -0.0011569 | 522.0551 | 0.0054363
| 521.731 | -0.027372 | 522.28 | -0.021865 | 520.5323 | 0.032988 | 517.76 | 0 | 522.28 | 0.042058 | 522.28 | 0.74398 | 522.28 | 0.53716 | 531.2378 | 3.0548 | 522.28 | 8.8398 |  |  | 521.731 | 6.6767 | 522.28 | 0 | 522.28 | 0.41601 | 517.7625 | 0.023773 | 522.28 | 0 | 521.731 | -0.015154 | 520.7307 | 0 | 522.28 | -0.0059292 | 522.28 | -0.013564
| 521.9562 | -0.010568 | 522.505 | -0.0084415 | 520.7559 | 0.027035 | 517.98 | 0 | 522.505 | 0.028153 | 522.505 | 0.71795 | 522.505 | 0.51406 | 531.4622 | 2.9922 | 522.5049 | 8.7007 |  |  | 521.9562 | 6.7493 | 522.505 | 0 | 522.5049 | 0.41943 | 517.9831 | -0.021091 | 522.5049 | 0 | 521.9562 | -0.02596 | 520.9539 | 0 | 522.505 | -0.006621 | 522.505 | -0.015584
| 522.1815 | 0.10335 | 522.7299 | 0.082552 | 520.9795 | 0.037949 | 518.2 | 0 | 522.7299 | 0.093233 | 522.7299 | 0.70125 | 522.7299 | 0.51225 | 531.6865 | 2.9463 | 522.7299 | 8.6578 |  |  | 522.1815 | 6.7983 | 522.7299 | 0.010133 | 522.7299 | 0.444 | 518.2037 | 0.007258 | 522.7299 | 0.014885 | 522.1815 | 0.021425 | 521.1771 | 0 | 522.7299 | 0.0015363 | 522.7299 | 0.0083122
| 522.4067 | -0.024464 | 522.9548 | -0.019541 | 521.2032 | 0.012497 | 518.42 | 0 | 522.9548 | 0.059457 | 522.9548 | 0.7152 | 522.9548 | 0.49689 | 531.9108 | 2.9186 | 522.9548 | 8.6126 |  |  | 522.4067 | 6.8072 | 522.9548 | 0 | 522.9548 | 0.43943 | 518.4243 | -0.033906 | 522.9548 | 0 | 522.4067 | -0.033144 | 521.4003 | 0 | 522.9548 | -0.0026836 | 522.9548 | -0.013204
| 522.6319 | 0.11145 | 523.1798 | 0.089026 | 521.4269 | 0.025051 | 518.64 | 0 | 523.1798 | 0.0983 | 523.1798 | 0.68998 | 523.1798 | 0.49078 | 532.1352 | 2.8491 | 523.1798 | 8.5346 |  |  | 522.6319 | 6.8312 | 523.1798 | 0.0092317 | 523.1798 | 0.46091 | 518.6449 | 0.010146 | 523.1798 | 0.012872 | 522.6319 | 0.034553 | 521.6236 | 0 | 523.1798 | 0.0018488 | 523.1798 | 0.010685
| 522.8572 | -0.0064393 | 523.4048 | -0.0051436 | 521.6505 | 0.038693 | 518.87 | 0 | 523.4048 | 0.04515 | 523.4048 | 0.63972 | 523.4048 | 0.47649 | 532.3596 | 2.7612 | 523.4048 | 8.4885 |  |  | 522.8572 | 6.7755 | 523.4048 | 0 | 523.4048 | 0.45114 | 518.8655 | 0.045713 | 523.4048 | 0 | 522.8572 | -0.033652 | 521.8469 | 0 | 523.4048 | -0.003822 | 523.4048 | -0.009857
| 523.0825 | 0.13172 | 523.6298 | 0.10521 | 521.8742 | 0.033484 | 519.09 | 0 | 523.6298 | 0.077156 | 523.6298 | 0.68987 | 523.6298 | 0.47148 | 532.584 | 2.7092 | 523.6298 | 8.4134 |  |  | 523.0825 | 6.7736 | 523.6298 | 0.0053315 | 523.6298 | 0.45666 | 519.0862 | 0.083552 | 523.6298 | 0.014359 | 523.0825 | 0.0014369 | 522.0701 | 0 | 523.6298 | -0.00091654 | 523.6298 | -0.0016569
| 523.3077 | 0.012979 | 523.8548 | 0.010367 | 522.0979 | 0.034724 | 519.31 | 0 | 523.8548 | 0.021147 | 523.8548 | 0.6189 | 523.8548 | 0.46104 | 532.8084 | 2.6423 | 523.8548 | 8.406 |  |  | 523.3077 | 6.8433 | 523.8548 | 0 | 523.8548 | 0.43949 | 519.3068 | 0.006903 | 523.8548 | 0 | 523.3077 | -0.011962 | 522.2934 | 0 | 523.8548 | -0.0037505 | 523.8548 | -0.010738
| 523.533 | 0.12462 | 524.0798 | 0.099548 | 522.3216 | 0.057543 | 519.53 | 0 | 524.0798 | 0.11649 | 524.0798 | 0.63378 | 524.0798 | 0.46148 | 533.0328 | 2.6029 | 524.0798 | 8.3296 |  |  | 523.533 | 6.9489 | 524.0798 | 0.0096555 | 524.0798 | 0.45913 | 519.5275 | 0.077665 | 524.0798 | 0.016772 | 523.533 | 0.028287 | 522.5167 | 0 | 524.0798 | 0.0024205 | 524.0798 | 0.012116
| 523.7583 | -0.02702 | 524.3048 | -0.021583 | 522.5453 | 0.026291 | 519.75 | 0 | 524.3048 | 0.03308 | 524.3048 | 0.59004 | 524.3048 | 0.4414 | 533.2572 | 2.5375 | 524.3048 | 8.25 |  |  | 523.7584 | 6.9783 | 524.3048 | 0 | 524.3048 | 0.45177 | 519.7481 | -0.010443 | 524.3048 | 0 | 523.7583 | -0.014677 | 522.74 | 0 | 524.3048 | -0.0028923 | 524.3048 | -0.01113
| 523.9837 | 0.11044 | 524.5299 | 0.088217 | 522.7691 | 0.05035 | 519.97 | 0 | 524.5299 | 0.10329 | 524.5299 | 0.59242 | 524.5299 | 0.43679 | 533.4816 | 2.5043 | 524.5299 | 8.201 |  |  | 523.9837 | 6.9663 | 524.5299 | 0.0093663 | 524.5298 | 0.46603 | 519.9688 | 0.039857 | 524.5299 | 0.019097 | 523.9837 | 0.022838 | 522.9633 | 0 | 524.5299 | 5.3601e-05 | 524.5299 | 0.011043
| 524.209 | -0.072381 | 524.7549 | -0.057816 | 522.9928 | 0.017499 | 520.19 | 0.24111 | 524.7549 | 0.010253 | 524.7549 | 0.57534 | 524.7549 | 0.42401 | 533.7061 | 2.4516 | 524.7549 | 8.1529 |  |  | 524.209 | 7.0071 | 524.7549 | 0 | 524.7549 | 0.47684 | 520.1895 | 0.011438 | 524.7549 | 0 | 524.209 | -0.022427 | 523.1866 | 0 | 524.7549 | -0.0058146 | 524.7549 | -0.01863
| 524.4344 | 0.11145 | 524.98 | 0.089026 | 523.2165 | 0.069449 | 520.41 | 0 | 524.98 | 0.10328 | 524.98 | 0.57588 | 524.98 | 0.42794 | 533.9305 | 2.4196 | 524.98 | 8.098 |  |  | 524.4344 | 6.9776 | 524.98 | 0.011345 | 524.98 | 0.48434 | 520.4102 | 0.10621 | 524.98 | 0.01103 | 524.4344 | 0.031975 | 523.4099 | 0 | 524.98 | 0.0012962 | 524.98 | 0.011894
| 524.6597 | -0.012659 | 525.2051 | -0.010111 | 523.4403 | 0.041173 | 520.63 | 0 | 525.2051 | 0.03041 | 525.2051 | 0.54175 | 525.2051 | 0.40489 | 534.155 | 2.3436 | 525.2051 | 8.0338 |  |  | 524.6597 | 7.075 | 525.2051 | 0 | 525.2051 | 0.46929 | 520.6309 | 0.053414 | 525.2051 | 0 | 524.6597 | -0.0062555 | 523.6332 | 0 | 525.2051 | -0.0028677 | 525.2051 | -0.01358
| 524.8851 | 0.072622 | 525.4301 | 0.058009 | 523.6641 | 0.047622 | 520.85 | 0 | 525.4301 | 0.093078 | 525.4301 | 0.52351 | 525.4301 | 0.40787 | 534.3795 | 2.3152 | 525.4301 | 7.8585 |  |  | 524.8851 | 7.0734 | 525.4301 | 0.0076005 | 525.4301 | 0.48382 | 520.8516 | 0.05894 | 525.4301 | 0.0090663 | 524.8851 | 0.0063878 | 523.8566 | 0 | 525.4301 | -0.00061504 | 525.4301 | 0.0047031
| 525.1105 | -0.016014 | 525.6552 | -0.012792 | 523.8878 | 0.044893 | 521.07 | 0 | 525.6552 | 0.020979 | 525.6552 | 0.51736 | 525.6552 | 0.38248 | 534.6039 | 2.2721 | 525.6552 | 7.769 |  |  | 525.1105 | 7.0598 | 525.6552 | 0 | 525.6552 | 0.48117 | 521.0723 | 0.0083353 | 525.6552 | 0 | 525.1105 | -0.02458 | 524.08 | 0 | 525.6552 | -0.0046802 | 525.6552 | -0.013368
| 525.3359 | 0.12564 | 525.8804 | 0.10036 | 524.1116 | 0.046878 | 521.29 | 0 | 525.8804 | 0.091763 | 525.8804 | 0.52972 | 525.8804 | 0.39358 | 534.8285 | 2.2387 | 525.8804 | 7.7133 |  |  | 525.3359 | 7.0209 | 525.8804 | 0.0058611 | 525.8804 | 0.48444 | 521.2931 | 0.056387 | 525.8804 | 0.014317 | 525.3359 | 0.019551 | 524.3033 | 0 | 525.8804 | 0.00099844 | 525.8804 | 0.00084543
| 525.5613 | 0.030801 | 526.1055 | 0.024603 | 524.3354 | 0.028275 | 521.51 | 0 | 526.1055 | 0.030408 | 526.1055 | 0.48902 | 526.1055 | 0.37713 | 535.053 | 2.1926 | 526.1055 | 7.6909 |  |  | 525.5613 | 7.0888 | 526.1055 | 0 | 526.1055 | 0.48649 | 521.5139 | -0.0078225 | 526.1055 | 0 | 525.5613 | -0.017293 | 524.5267 | 0 | 526.1055 | -0.005516 | 526.1055 | -0.012683
| 525.7867 | 0.086628 | 526.3306 | 0.069197 | 524.5592 | 0.035964 | 521.73 | 0 | 526.3306 | 0.0944 | 526.3306 | 0.51389 | 526.3306 | 0.3733 | 535.2775 | 2.1756 | 526.3306 | 7.589 |  |  | 525.7867 | 7.0853 | 526.3306 | 0.013943 | 526.3306 | 0.49775 | 521.7346 | 0.047437 | 526.3306 | 0.0085169 | 525.7867 | 0.044539 | 524.7501 | 0 | 526.3306 | 0.00096863 | 526.3306 | 0.0052738
| 526.0122 | -0.010532 | 526.5558 | -0.0084129 | 524.783 | 0.023384 | 521.96 | 0 | 526.5558 | 0.023328 | 526.5558 | 0.45928 | 526.5558 | 0.3657 | 535.502 | 2.1277 | 526.5558 | 7.561 |  |  | 526.0121 | 7.1727 | 526.5558 | 0 | 526.5558 | 0.50328 | 521.9554 | -0.03276 | 526.5558 | 0 | 526.0122 | -0.027572 | 524.9734 | 0 | 526.5558 | -0.0035244 | 526.5558 | -0.014195
| 526.2376 | 0.091693 | 526.7809 | 0.073243 | 525.0069 | 0.022902 | 522.18 | 0 | 526.7809 | 0.081946 | 526.7809 | 0.48334 | 526.7809 | 0.35931 | 535.7266 | 2.1092 | 526.7809 | 7.5078 |  |  | 526.2376 | 7.2444 | 526.7809 | 0.0039978 | 526.7809 | 0.4995 | 522.1761 | 0.036217 | 526.7809 | 0.0080524 | 526.2376 | 0.014461 | 525.1968 | 0 | 526.7809 | -0.0019616 | 526.7809 | 0.0018813
| 526.4631 | 0.04636 | 527.0061 | 0.037032 | 525.2307 | 0.030508 | 522.4 | 0 | 527.0061 | 0.033802 | 527.0061 | 0.47075 | 527.0061 | 0.34972 | 535.9511 | 2.0566 | 527.0061 | 7.3921 |  |  | 526.4631 | 7.233 | 527.0061 | 0 | 527.0061 | 0.50462 | 522.397 | -0.012073 | 527.0061 | 0 | 526.4631 | -0.0012526 | 525.4203 | 0 | 527.0061 | -0.0040335 | 527.0061 | -0.012076
| 526.6885 | 0.12868 | 527.2313 | 0.10278 | 525.4545 | 0.047126 | 522.62 | 0 | 527.2313 | 0.10563 | 527.2313 | 0.49795 | 527.2313 | 0.34757 | 536.1757 | 2.043 | 527.2313 | 7.2857 |  |  | 526.6885 | 7.2168 | 527.2313 | 0.0030811 | 527.2313 | 0.51526 | 522.6177 | 0.043258 | 527.2313 | 0.015677 | 526.6885 | 0.013942 | 525.6437 | 0 | 527.2313 | 0.0016907 | 527.2313 | 0.0070831
| 526.914 | 0.022784 | 527.4565 | 0.018199 | 525.6784 | 0.037205 | 522.84 | 0 | 527.4565 | 0.023826 | 527.4565 | 0.46242 | 527.4565 | 0.32951 | 536.4002 | 2.002 | 527.4565 | 7.1958 |  |  | 526.914 | 7.1304 | 527.4565 | 0 | 527.4565 | 0.52113 | 522.8386 | -0.049257 | 527.4565 | 0 | 526.914 | -0.0053124 | 525.8671 | 0 | 527.4565 | -0.0047146 | 527.4565 | -0.0081782
| 527.1395 | 0.090821 | 527.6817 | 0.072546 | 525.9023 | 0.071433 | 523.06 | 0 | 527.6817 | 0.081856 | 527.6817 | 0.4571 | 527.6817 | 0.33551 | 536.6248 | 1.982 | 527.6817 | 7.1225 |  |  | 527.1395 | 7.1438 | 527.6817 | 0.0062165 | 527.6817 | 0.53114 | 523.0594 | 0.055792 | 527.6817 | 0.019481 | 527.1395 | 0.018655 | 526.0906 | 0 | 527.6817 | 0.00053185 | 527.6817 | 0.0056844
| 527.365 | 0.024841 | 527.9069 | 0.019843 | 526.1261 | 0.037949 | 523.28 | 0 | 527.9069 | 0.043737 | 527.9069 | 0.44243 | 527.9069 | 0.31489 | 536.8494 | 1.9179 | 527.9069 | 7.0337 |  |  | 527.365 | 7.0932 | 527.9069 | 0 | 527.9069 | 0.52219 | 523.2803 | -0.021252 | 527.9069 | 0 | 527.365 | -0.032635 | 526.314 | 0 | 527.9069 | -0.0040007 | 527.9069 | -0.009675
| 527.5906 | 0.099338 | 528.1322 | 0.079349 | 526.35 | 0.046878 | 523.5 | 0 | 528.1322 | 0.075991 | 528.1322 | 0.44639 | 528.1322 | 0.31968 | 537.074 | 1.9119 | 528.1322 | 7.014 |  |  | 527.5906 | 7.1498 | 528.1322 | 0.0091579 | 528.1322 | 0.53285 | 523.5011 | 0.093788 | 528.1322 | 0.011281 | 527.5906 | 0.025536 | 526.5375 | 0 | 528.1322 | 0.00081577 | 528.1322 | 0.0029497
| 527.8161 | -0.011428 | 528.3574 | -0.0091287 | 526.5739 | 0.0089637 | 523.72 | 0 | 528.3574 | 0.044819 | 528.3574 | 0.38482 | 528.3574 | 0.30728 | 537.2986 | 1.885 | 528.3574 | 6.9289 |  |  | 527.8161 | 7.1702 | 528.3574 | 0 | 528.3574 | 0.52566 | 523.722 | 0.016996 | 528.3574 | 0 | 527.8161 | -0.022762 | 526.761 | 0 | 528.3574 | -0.003475 | 528.3574 | -0.0076858
| 528.0417 | 0.10233 | 528.5827 | 0.081742 | 526.7978 | 0.056799 | 523.94 | 0 | 528.5827 | 0.086316 | 528.5827 | 0.41007 | 528.5827 | 0.30615 | 537.5233 | 1.867 | 528.5827 | 6.8083 |  |  | 528.0417 | 7.1515 | 528.5827 | 0.0072736 | 528.5827 | 0.53827 | 523.9428 | 0.030799 | 528.5827 | 0.007661 | 528.0417 | 0.028072 | 526.9844 | 0 | 528.5827 | -0.00044514 | 528.5827 | 0.010659
| 528.2672 | 0.019845 | 528.808 | 0.015852 | 527.0217 | 0.04539 | 524.16 | 0 | 528.808 | 0.019671 | 528.808 | 0.39832 | 528.808 | 0.28807 | 537.7479 | 1.8131 | 528.808 | 6.7697 |  |  | 528.2672 | 7.1944 | 528.808 | 0 | 528.808 | 0.54049 | 524.1637 | -0.031799 | 528.808 | 0 | 528.2672 | -0.0359 | 527.2079 | 0 | 528.808 | -0.0023748 | 528.808 | -0.0026765
| 528.4928 | 0.10841 | 529.0332 | 0.086598 | 527.2456 | 0.043901 | 524.38 | 0 | 529.0332 | 0.089292 | 529.0332 | 0.41211 | 529.0332 | 0.29678 | 537.9725 | 1.8074 | 529.0333 | 6.74 |  |  | 528.4928 | 7.2139 | 529.0332 | 0.008929 | 529.0333 | 0.55653 | 524.3846 | 0.089424 | 529.0333 | 0.010363 | 528.4928 | 0.029813 | 527.4315 | 0 | 529.0332 | 0.002261 | 529.0332 | 0.012312
| 528.7184 | -0.011302 | 529.2586 | -0.0090282 | 527.4696 | 0.02225 | 524.61 | 0 | 529.2585 | 0.025305 | 529.2585 | 0.36714 | 529.2585 | 0.28218 | 538.1972 | 1.7722 | 529.2585 | 6.6833 |  |  | 528.7184 | 7.2593 | 529.2585 | 0 | 529.2585 | 0.5498 | 524.6055 | -0.0021564 | 529.2585 | 0 | 528.7184 | -0.02628 | 527.655 | 0 | 529.2585 | -0.0045646 | 529.2585 | -0.0056585
| 528.944 | 0.10069 | 529.4839 | 0.080428 | 527.6935 | 0.04663 | 524.83 | 0 | 529.4839 | 0.10455 | 529.4839 | 0.42578 | 529.4839 | 0.28913 | 538.4219 | 1.7412 | 529.4839 | 6.5925 |  |  | 528.944 | 7.2538 | 529.4839 | 0.0079754 | 529.4839 | 0.5695 | 524.8264 | 0.043611 | 529.4839 | 0.011163 | 528.944 | 0.030586 | 527.8785 | 0 | 529.4839 | -0.0012446 | 529.4839 | 0.010508
| 529.1696 | -0.027699 | 529.7092 | -0.022126 | 527.9175 | 0.0074802 | 525.05 | 0 | 529.7092 | 0.031263 | 529.7092 | 0.36993 | 529.7092 | 0.26941 | 538.6465 | 1.6757 | 529.7092 | 6.5197 |  |  | 529.1696 | 7.2723 | 529.7092 | 0 | 529.7092 | 0.57772 | 525.0474 | -0.00069922 | 529.7092 | 0 | 529.1696 | -0.021617 | 528.102 | 0 | 529.7092 | -0.0049921 | 529.7092 | -0.006411
| 529.3952 | 0.069023 | 529.9345 | 0.055134 | 528.1414 | 0.060271 | 525.27 | 0 | 529.9345 | 0.083554 | 529.9345 | 0.37103 | 529.9345 | 0.28181 | 538.8712 | 1.6581 | 529.9345 | 6.4262 |  |  | 529.3952 | 7.338 | 529.9345 | 0.0074277 | 529.9345 | 0.56909 | 525.2682 | 0.040805 | 529.9345 | 0.014084 | 529.3952 | 0.028268 | 528.3256 | 0 | 529.9345 | 0.0018313 | 529.9345 | 0.00952
| 529.6209 | 0.01715 | 530.1599 | 0.013699 | 528.3654 | 0.028275 | 525.49 | 0 | 530.1599 | 0.011453 | 530.1599 | 0.37241 | 530.1599 | 0.2644 | 539.0959 | 1.6282 | 530.1599 | 6.3565 |  |  | 529.6209 | 7.3008 | 530.1599 | 0 | 530.1599 | 0.57746 | 525.4892 | 0.026026 | 530.1599 | 0 | 529.6209 | -0.0080437 | 528.5491 | 0 | 530.1599 | -0.0041555 | 530.1599 | -0.0087772
| 529.8465 | 0.091816 | 530.3852 | 0.073341 | 528.5894 | 0.044397 | 525.71 | 0 | 530.3852 | 0.10509 | 530.3852 | 0.37599 | 530.3852 | 0.26658 | 539.3206 | 1.6209 | 530.3853 | 6.318 |  |  | 529.8465 | 7.3947 | 530.3852 | 0.0085079 | 530.3853 | 0.6054 | 525.7101 | 0.048801 | 530.3853 | 0.0053705 | 529.8465 | 0.025677 | 528.7726 | 0 | 530.3852 | 8.339e-05 | 530.3852 | 0.0086189
| 530.0722 | -0.018664 | 530.6106 | -0.014908 | 528.8134 | 0.030508 | 525.93 | 0 | 530.6106 | 0 | 530.6106 | 0.36988 | 530.6106 | 0.25597 | 539.5453 | 1.5785 | 530.6106 | 6.2859 |  |  | 530.0722 | 7.459 | 530.6106 | 0 | 530.6106 | 0.59684 | 525.9312 | 0.032111 | 530.6106 | 0 | 530.0722 | -0.03865 | 528.9962 | 0 | 530.6106 | -0.0049491 | 530.6106 | -0.012182
| 530.2979 | 0.09663 | 530.836 | 0.077186 | 529.0374 | 0.036957 | 526.15 | 0.22641 | 530.836 | 0.10226 | 530.836 | 0.39021 | 530.836 | 0.25717 | 539.7701 | 1.5841 | 530.836 | 6.2431 |  |  | 530.2979 | 7.5541 | 530.836 | 0.010002 | 530.836 | 0.59285 | 526.1521 | 0.060929 | 530.836 | 0.01476 | 530.2979 | 0.026739 | 529.2198 | 0 | 530.836 | 0.0019106 | 530.836 | 0.0058573
| 530.5236 | -0.024478 | 531.0614 | -0.019553 | 529.2614 | 0.022397 | 526.37 | 0 | 531.0614 | 0.030026 | 531.0614 | 0.34389 | 531.0614 | 0.24737 | 539.9948 | 1.558 | 531.0614 | 6.1116 |  |  | 530.5236 | 7.5515 | 531.0614 | 0 | 531.0614 | 0.60525 | 526.3731 | 0.020588 | 531.0614 | 0 | 530.5236 | -0.0049742 | 529.4434 | 0 | 531.0614 | -0.0029072 | 531.0614 | -0.01146
| 530.7493 | 0.1459 | 531.2868 | 0.11654 | 529.4854 | 0.039685 | 526.59 | 0 | 531.2868 | 0.092504 | 531.2868 | 0.35494 | 531.2868 | 0.25012 | 540.2195 | 1.5399 | 531.2868 | 6.064 |  |  | 530.7493 | 7.619 | 531.2868 | 0.013598 | 531.2868 | 0.62121 | 526.5941 | 0.0050312 | 531.2868 | 0.009734 | 530.7493 | 0.035711 | 529.667 | 0 | 531.2868 | 0.00058134 | 531.2868 | 0.01076
| 530.975 | -0.044771 | 531.5122 | -0.035762 | 529.7095 | 0.012756 | 526.82 | 0 | 531.5122 | 0.034422 | 531.5122 | 0.36634 | 531.5122 | 0.23354 | 540.4443 | 1.4991 | 531.5122 | 5.9804 |  |  | 530.975 | 7.6089 | 531.5122 | 0 | 531.5122 | 0.61067 | 526.8151 | -0.036596 | 531.5122 | 0 | 530.975 | -0.0078823 | 529.8906 | 0 | 531.5122 | -0.0062251 | 531.5122 | -0.011736
| 531.2007 | 0.10841 | 531.7377 | 0.086598 | 529.9335 | 0.03026 | 527.04 | 0 | 531.7377 | 0.082331 | 531.7377 | 0.38146 | 531.7377 | 0.23917 | 540.6691 | 1.4932 | 531.7377 | 5.9159 |  |  | 531.2007 | 7.6157 | 531.7377 | 0.0082843 | 531.7377 | 0.63456 | 527.0361 | 0.051322 | 531.7377 | 0.025498 | 531.2007 | 0.035708 | 530.1143 | 0 | 531.7377 | 0.0030336 | 531.7377 | 0.011278
| 531.4264 | -0.057491 | 531.9631 | -0.045922 | 530.1576 | 0.040181 | 527.26 | 0 | 531.9631 | 0 | 531.9631 | 0.2804 | 531.9631 | 0.21822 | 540.8939 | 1.4678 | 531.9631 | 5.8251 |  |  | 531.4264 | 7.6094 | 531.9631 | 0 | 531.9631 | 0.63925 | 527.2571 | -0.019044 | 531.9631 | 0 | 531.4264 | -0.033895 | 530.3379 | 0 | 531.9631 | -0.0052368 | 531.9631 | -0.014139
| 531.6522 | 0.099503 | 532.1886 | 0.079481 | 530.3816 | 0.044645 | 527.48 | 0 | 532.1886 | 0.081556 | 532.1886 | 0.31854 | 532.1886 | 0.22487 | 541.1187 | 1.4663 | 532.1885 | 5.7377 |  |  | 531.6522 | 7.5469 | 532.1886 | 0.0090137 | 532.1885 | 0.64009 | 527.4782 | 0.048744 | 532.1885 | 0.010979 | 531.6522 | 0.017174 | 530.5615 | 0 | 532.1886 | -0.00043892 | 532.1886 | 0.0051318
| 531.878 | -0.019533 | 532.414 | -0.015603 | 530.6057 | 0.022861 | 527.7 | 0 | 532.414 | 0.043882 | 532.414 | 0.31427 | 532.414 | 0.21302 | 541.3434 | 1.4187 | 532.414 | 5.6221 |  |  | 531.878 | 7.5415 | 532.414 | 0 | 532.414 | 0.6428 | 527.6992 | -0.018916 | 532.414 | 0 | 531.878 | -0.030804 | 530.7852 | 0 | 532.414 | -0.003968 | 532.414 | -0.0047613
| 532.1037 | 0.1074 | 532.6395 | 0.085789 | 530.8298 | 0.040677 | 527.92 | 0 | 532.6395 | 0.09275 | 532.6395 | 0.3284 | 532.6395 | 0.22308 | 541.5683 | 1.4238 | 532.6395 | 5.5594 |  |  | 532.1037 | 7.5458 | 532.6395 | 0.013083 | 532.6395 | 0.65876 | 527.9203 | 0.014956 | 532.6395 | 0.019792 | 532.1037 | 0.019644 | 531.0089 | 0 | 532.6395 | 0.0017842 | 532.6395 | 0.0099315
| 532.3295 | -0.013815 | 532.865 | -0.011035 | 531.0539 | 0.033732 | 528.14 | 0 | 532.865 | 0.032241 | 532.865 | 0.29395 | 532.865 | 0.20741 | 541.7931 | 1.3831 | 532.865 | 5.472 |  |  | 532.3295 | 7.5168 | 532.865 | 0 | 532.865 | 0.6654 | 528.1414 | -0.012698 | 532.865 | 0 | 532.3295 | -0.026655 | 531.2325 | 0 | 532.865 | -0.0052066 | 532.865 | -0.0077633
| 532.5553 | 0.073566 | 533.0905 | 0.058763 | 531.278 | 0.043901 | 528.36 | 0 | 533.0905 | 0.087967 | 533.0905 | 0.35074 | 533.0905 | 0.20493 | 542.0179 | 1.3719 | 533.0905 | 5.4201 |  |  | 532.5553 | 7.4797 | 533.0905 | 0.0069466 | 533.0905 | 0.66833 | 528.3624 | 0.033935 | 533.0905 | 0.01241 | 532.5553 | 0.014864 | 531.4562 | 0 | 533.0905 | -0.00014925 | 533.0905 | 0.009179
| 532.7812 | 0.017292 | 533.316 | 0.013812 | 531.5021 | 0.023593 | 528.58 | 0 | 533.316 | 0.007476 | 533.316 | 0.28848 | 533.316 | 0.1962 | 542.2428 | 1.317 | 533.316 | 5.32 |  |  | 532.7812 | 7.4943 | 533.316 | 0 | 533.316 | 0.67929 | 528.5836 | -0.010915 | 533.316 | 0 | 532.7812 | -0.020719 | 531.6799 | 0 | 533.316 | -0.0045529 | 533.316 | -0.011808
| 533.007 | 0.1074 | 533.5416 | 0.085789 | 531.7262 | 0.035716 | 528.8 | 0 | 533.5416 | 0.077805 | 533.5416 | 0.29643 | 533.5416 | 0.20226 | 542.4677 | 1.3067 | 533.5416 | 5.236 |  |  | 533.007 | 7.5509 | 533.5416 | 0.01069 | 533.5416 | 0.68186 | 528.8046 | 0.033448 | 533.5416 | 0.012325 | 533.007 | 0.022091 | 531.9036 | 0 | 533.5416 | 0.0010198 | 533.5416 | 0.0060429
| 533.2328 | 0.033236 | 533.7671 | 0.026548 | 531.9503 | 0.028275 | 529.03 | 0 | 533.7671 | 0.031677 | 533.7671 | 0.28332 | 533.7671 | 0.18528 | 542.6925 | 1.2877 | 533.7672 | 5.1313 |  |  | 533.2328 | 7.4446 | 533.7671 | 0 | 533.7672 | 0.69072 | 529.0258 | 0.026423 | 533.7672 | 0 | 533.2328 | -0.0073981 | 532.1273 | 0 | 533.7671 | -0.0037369 | 533.7671 | -0.015177
| 533.4587 | 0.092733 | 533.9927 | 0.074073 | 532.1745 | 0.02323 | 529.25 | 0 | 533.9927 | 0.076451 | 533.9927 | 0.31315 | 533.9927 | 0.18965 | 542.9174 | 1.2721 | 533.9927 | 5.0639 |  |  | 533.4587 | 7.4409 | 533.9927 | 0.010539 | 533.9927 | 0.70151 | 529.2469 | 0.009586 | 533.9927 | 0.015348 | 533.4587 | 0.012741 | 532.351 | 0 | 533.9927 | -7.2128e-05 | 533.9927 | 0.0032876
| 533.6845 | -0.00054629 | 534.2183 | -0.00043636 | 532.3986 | 0.029764 | 529.47 | 0 | 534.2182 | 0.0038413 | 534.2182 | 0.25359 | 534.2182 | 0.17787 | 543.1423 | 1.2304 | 534.2183 | 4.9611 |  |  | 533.6845 | 7.3811 | 534.2182 | 0 | 534.2183 | 0.70631 | 529.468 | -0.047381 | 534.2183 | 0 | 533.6845 | -0.0015753 | 532.5748 | 0 | 534.2182 | -0.001523 | 534.2182 | -0.0068427
| 533.9104 | 0.12665 | 534.4438 | 0.10117 | 532.6228 | 0.04787 | 529.69 | 0 | 534.4438 | 0.080355 | 534.4438 | 0.27924 | 534.4438 | 0.18412 | 543.3672 | 1.2202 | 534.4438 | 4.9023 |  |  | 533.9104 | 7.408 | 534.4438 | 0.01067 | 534.4438 | 0.71971 | 529.6891 | 0.032329 | 534.4438 | 0.01018 | 533.9104 | 0.031083 | 532.7985 | 0 | 534.4438 | 0.0019395 | 534.4438 | 0.008052
| 534.1363 | -0.042475 | 534.6694 | -0.033928 | 532.847 | 0.026043 | 529.91 | 0 | 534.6694 | 0.015199 | 534.6694 | 0.28313 | 534.6694 | 0.17456 | 543.5921 | 1.1863 | 534.6694 | 4.8184 |  |  | 534.1363 | 7.3667 | 534.6694 | 0.00030488 | 534.6694 | 0.7284 | 529.9103 | -0.0030035 | 534.6694 | 0 | 534.1363 | -0.021482 | 533.0222 | 0 | 534.6694 | -0.0020008 | 534.6694 | -0.0039997
| 534.3622 | 0.098323 | 534.895 | 0.078538 | 533.0711 | 0.051342 | 530.13 | 0 | 534.895 | 0.079354 | 534.895 | 0.24717 | 534.895 | 0.17669 | 543.817 | 1.1833 | 534.895 | 4.7475 |  |  | 534.3622 | 7.3374 | 534.895 | 0.0062998 | 534.895 | 0.7426 | 530.1315 | 0.040391 | 534.895 | 0.01226 | 534.3622 | 0.025594 | 533.246 | 0 | 534.895 | -0.0020905 | 534.895 | 0.0044441
| 534.5882 | -0.023213 | 535.1206 | -0.018542 | 533.2953 | 0.031748 | 530.35 | 0 | 535.1207 | 0.013931 | 535.1207 | 0.21586 | 535.1207 | 0.16484 | 544.0419 | 1.1275 | 535.1207 | 4.6841 |  |  | 534.5881 | 7.308 | 535.1207 | 0 | 535.1207 | 0.74952 | 530.3527 | -0.016686 | 535.1207 | 0 | 534.5882 | -0.018542 | 533.4698 | 0 | 535.1207 | -0.0026008 | 535.1207 | -0.0036816
| 534.8141 | 0.11551 | 535.3463 | 0.092264 | 533.5195 | 0.04787 | 530.57 | 0 | 535.3463 | 0.076282 | 535.3463 | 0.23132 | 535.3463 | 0.17198 | 544.2669 | 1.1283 | 535.3463 | 4.6268 |  |  | 534.8141 | 7.3468 | 535.3463 | 0.01102 | 535.3463 | 0.76169 | 530.5739 | 0.064338 | 535.3463 | 0.014878 | 534.8141 | 0.03142 | 533.6935 | 0 | 535.3463 | 0.0022527 | 535.3463 | 0.010144
| 535.04 | -0.029828 | 535.5719 | -0.023826 | 533.7437 | 0.0315 | 530.8 | 0 | 535.5719 | 0.01903 | 535.5719 | 0.22894 | 535.5719 | 0.1552 | 544.4918 | 1.1038 | 535.5719 | 4.5865 |  |  | 535.04 | 7.4021 | 535.5719 | 0 | 535.5719 | 0.77055 | 530.795 | -0.054798 | 535.5719 | 0 | 535.04 | -0.02549 | 533.9174 | 0 | 535.5719 | -0.0035139 | 535.5719 | -0.010467
| 535.266 | 0.092296 | 535.7976 | 0.073724 | 533.968 | 0.049606 | 531.02 | 0 | 535.7976 | 0.057838 | 535.7976 | 0.29432 | 535.7976 | 0.16112 | 544.7168 | 1.0949 | 535.7976 | 4.5345 |  |  | 535.266 | 7.3926 | 535.7976 | 0.013891 | 535.7976 | 0.78474 | 531.0162 | 0.0107 | 535.7976 | 0.015429 | 535.266 | 0.032861 | 534.1412 | 0 | 535.7976 | 0.00078961 | 535.7976 | 0.0087749
| 535.4919 | 0.031157 | 536.0232 | 0.024888 | 534.1922 | 0.015572 | 531.24 | 0 | 536.0233 | 0 | 536.0233 | 0.24394 | 536.0233 | 0.15576 | 544.9418 | 1.0581 | 536.0232 | 4.4948 |  |  | 535.4919 | 7.4118 | 536.0233 | 0 | 536.0233 | 0.79371 | 531.2375 | 0.023354 | 536.0232 | 0 | 535.4919 | -0.010297 | 534.3649 | 0 | 536.0233 | -0.0029159 | 536.0233 | -0.0058574
| 535.7179 | 0.10943 | 536.2489 | 0.087408 | 534.4164 | 0.044397 | 531.46 | 0 | 536.2489 | 0.076728 | 536.2489 | 0.25071 | 536.2489 | 0.16166 | 545.1667 | 1.0639 | 536.2489 | 4.4541 |  |  | 535.7179 | 7.4223 | 536.2489 | 0.013389 | 536.2489 | 0.78876 | 531.4587 | 0.050418 | 536.2489 | 0.014237 | 535.7179 | 0.014945 | 534.5888 | 0 | 536.2489 | 0.0020129 | 536.2489 | 0.010561
| 535.9439 | 0.023957 | 536.4746 | 0.019136 | 534.6407 | 0.024054 | 531.68 | 0 | 536.4746 | 0.015927 | 536.4746 | 0.22638 | 536.4746 | 0.14982 | 545.3918 | 1.041 | 536.4746 | 4.3996 |  |  | 535.9439 | 7.4016 | 536.4746 | 0.0017196 | 536.4746 | 0.80757 | 531.6799 | -0.050137 | 536.4746 | 0 | 535.9439 | -0.0077129 | 534.8126 | 0 | 536.4746 | -0.0016129 | 536.4746 | -0.0048598
| 536.1699 | 0.1378 | 536.7003 | 0.11007 | 534.8649 | 0.048862 | 531.9 | 0 | 536.7003 | 0.067594 | 536.7003 | 0.2418 | 536.7003 | 0.15663 | 545.6168 | 1.0435 | 536.7003 | 4.334 |  |  | 536.1699 | 7.4237 | 536.7003 | 0.015396 | 536.7003 | 0.82089 | 531.9012 | 0.036788 | 536.7003 | 0.014351 | 536.1699 | 0.035523 | 535.0364 | 0 | 536.7003 | 0.0026783 | 536.7003 | 0.0033882
| 536.3959 | 0.015003 | 536.9261 | 0.011984 | 535.0892 | 0.023296 | 532.12 | 0 | 536.926 | 0.026692 | 536.926 | 0.23018 | 536.926 | 0.14624 | 545.8418 | 1.0133 | 536.926 | 4.265 |  |  | 536.3959 | 7.4274 | 536.926 | 0 | 536.926 | 0.82718 | 532.1225 | 0.015973 | 536.926 | 0 | 536.3959 | -0.014738 | 535.2603 | 0 | 536.926 | -0.0023131 | 536.926 | -0.0062773
| 536.622 | 0.087465 | 537.1518 | 0.069865 | 535.3135 | 0.043901 | 532.34 | 0 | 537.1518 | 0.088089 | 537.1518 | 0.24119 | 537.1518 | 0.14743 | 546.0668 | 1.0172 | 537.1518 | 4.2238 |  |  | 536.622 | 7.4247 | 537.1518 | 0.01361 | 537.1518 | 0.8316 | 532.3438 | 0.068103 | 537.1518 | 0.011354 | 536.622 | 0.027198 | 535.4841 | 0 | 537.1518 | -0.00054645 | 537.1518 | 0.0081547
| 536.848 | 0.022247 | 537.3775 | 0.017771 | 535.5378 | 0.021171 | 532.57 | 0 | 537.3775 | 0 | 537.3775 | 0.18982 | 537.3775 | 0.14237 | 546.2919 | 1.0016 | 537.3775 | 4.1796 |  |  | 536.848 | 7.4743 | 537.3775 | 0.00608 | 537.3775 | 0.83829 | 532.565 | 0.011074 | 537.3775 | 0 | 536.848 | -0.022139 | 535.708 | 0 | 537.3775 | -0.0013168 | 537.3775 | -0.0024025
| 537.0741 | 0.10537 | 537.6033 | 0.08417 | 535.7621 | 0.063744 | 532.79 | 0 | 537.6033 | 0.069921 | 537.6033 | 0.22512 | 537.6033 | 0.14386 | 546.5169 | 1.0022 | 537.6033 | 4.1645 |  |  | 537.0741 | 7.5203 | 537.6033 | 0.012872 | 537.6033 | 0.875 | 532.7863 | 0.039706 | 537.6033 | 0.0094537 | 537.0741 | 0.013798 | 535.9319 | 0 | 537.6033 | -0.00042502 | 537.6033 | 0.0050648
| 537.3001 | -0.0092834 | 537.829 | -0.0074154 | 535.9864 | 0.0099955 | 533.01 | 0 | 537.829 | 0.005149 | 537.829 | 0.20818 | 537.829 | 0.13419 | 546.7419 | 0.96491 | 537.829 | 4.1081 |  |  | 537.3001 | 7.5375 | 537.829 | 0 | 537.829 | 0.87672 | 533.0076 | 0.050514 | 537.829 | 0 | 537.3001 | -0.019304 | 536.1558 | 0 | 537.829 | -0.0016502 | 537.829 | -0.0084483
| 537.5262 | 0.09336 | 538.0548 | 0.074574 | 536.2107 | 0.039933 | 533.23 | 0 | 538.0548 | 0.089852 | 538.0548 | 0.24766 | 538.0548 | 0.1333 | 546.967 | 0.96016 | 538.0548 | 4.0632 |  |  | 537.5262 | 7.5639 | 538.0548 | 0.014818 | 538.0548 | 0.88808 | 533.2289 | 0.028509 | 538.0548 | 0.017876 | 537.5262 | 0.0016609 | 536.3797 | 0 | 538.0548 | -0.00074551 | 538.0548 | 0.0052527
| 537.7523 | 0.041146 | 538.2806 | 0.032867 | 536.435 | 0.017837 | 533.45 | 0 | 538.2806 | 0.017483 | 538.2806 | 0.19761 | 538.2806 | 0.12918 | 547.1921 | 0.92732 | 538.2806 | 4.0193 |  |  | 537.7523 | 7.6231 | 538.2806 | 3.6826e-05 | 538.2806 | 0.90018 | 533.4503 | 0.056714 | 538.2806 | 0 | 537.7523 | -0.028586 | 536.6036 | 0 | 538.2806 | -0.003437 | 538.2806 | -0.0058292
| 537.9784 | 0.10123 | 538.5064 | 0.080859 | 536.6594 | 0.043901 | 533.67 | 0 | 538.5064 | 0.082733 | 538.5064 | 0.24668 | 538.5064 | 0.1331 | 547.4172 | 0.92195 | 538.5064 | 3.9737 |  |  | 537.9784 | 7.6222 | 538.5064 | 0.014182 | 538.5064 | 0.92042 | 533.6716 | 0.072606 | 538.5064 | 0.015937 | 537.9784 | 0.025601 | 536.8275 | 0 | 538.5064 | 0.00027305 | 538.5064 | 0.0084703
| 538.2045 | 0.033484 | 538.7322 | 0.026746 | 536.8837 | 0.022247 | 533.89 | 0 | 538.7322 | 0.03614 | 538.7322 | 0.17865 | 538.7322 | 0.12926 | 547.6423 | 0.871 | 538.7322 | 3.9292 |  |  | 538.2045 | 7.6119 | 538.7322 | 0.0037242 | 538.7322 | 0.92728 | 533.8929 | -0.025269 | 538.7322 | 0 | 538.2045 | -0.0013495 | 537.0515 | 0 | 538.7322 | -0.0010887 | 538.7322 | -0.0050237
| 538.4307 | 0.083032 | 538.958 | 0.066324 | 537.1081 | 0.027531 | 534.11 | 0 | 538.9581 | 0.068471 | 538.9581 | 0.19904 | 538.9581 | 0.12856 | 547.8674 | 0.86918 | 538.9581 | 3.8828 |  |  | 538.4307 | 7.6317 | 538.9581 | 0.015516 | 538.9581 | 0.94066 | 534.1143 | 0.030481 | 538.9581 | 0.00795 | 538.4307 | 0.010819 | 537.2754 | 0 | 538.9581 | -0.0023505 | 538.9581 | 0.00041646
| 538.6568 | 0.0097792 | 539.1839 | 0.0078115 | 537.3325 | 0.033236 | 534.34 | 0 | 539.1839 | 0.016796 | 539.1839 | 0.18952 | 539.1839 | 0.12147 | 548.0925 | 0.83985 | 539.1839 | 3.8698 |  |  | 538.6568 | 7.7282 | 539.1839 | 0.0041162 | 539.1839 | 0.94142 | 534.3357 | 0.025098 | 539.1839 | 0 | 538.6568 | -0.013725 | 537.4993 | 0 | 539.1839 | -0.0022884 | 539.1839 | -0.0074738
| 538.883 | 0.12462 | 539.4097 | 0.099548 | 537.5568 | 0.036212 | 534.56 | 0 | 539.4097 | 0.082865 | 539.4097 | 0.21383 | 539.4097 | 0.12374 | 548.3176 | 0.83595 | 539.4097 | 3.82 |  |  | 538.883 | 7.7727 | 539.4097 | 0.018338 | 539.4097 | 0.96798 | 534.5571 | 0.060643 | 539.4097 | 0.015708 | 538.883 | 0.021944 | 537.7233 | 0 | 539.4097 | -0.0015177 | 539.4097 | 0.0037613
| 539.1091 | 0.031514 | 539.6356 | 0.025173 | 537.7812 | 0.024398 | 534.78 | 0 | 539.6356 | 0.013868 | 539.6356 | 0.18092 | 539.6356 | 0.11746 | 548.5428 | 0.80391 | 539.6356 | 3.7507 |  |  | 539.1091 | 7.7651 | 539.6356 | 0.0051785 | 539.6356 | 0.98716 | 534.7784 | -0.019931 | 539.6356 | 0 | 539.1091 | -0.006588 | 537.9473 | 0 | 539.6356 | -0.0046956 | 539.6356 | -0.0082815
| 539.3353 | 0.087746 | 539.8615 | 0.070089 | 538.0056 | 0.029764 | 535 | 0 | 539.8615 | 0.071292 | 539.8615 | 0.19546 | 539.8615 | 0.12452 | 548.7679 | 0.79002 | 539.8615 | 3.7118 |  |  | 539.3353 | 7.8053 | 539.8615 | 0.015972 | 539.8615 | 1.0012 | 534.9998 | 0.015738 | 539.8615 | 0.016281 | 539.3353 | 0.027276 | 538.1713 | 0 | 539.8615 | 0.0021349 | 539.8615 | 0.008612
| 539.5615 | -0.0015846 | 540.0874 | -0.0012657 | 538.23 | 0.018055 | 535.22 | 0 | 540.0874 | 0.018456 | 540.0874 | 0.1798 | 540.0874 | 0.11359 | 548.9931 | 0.77991 | 540.0873 | 3.6609 |  |  | 539.5615 | 7.7805 | 540.0874 | 0.005822 | 540.0873 | 1.0057 | 535.2213 | -0.012509 | 540.0873 | 0 | 539.5615 | -0.015355 | 538.3953 | 0 | 540.0874 | -0.0028287 | 540.0874 | -0.0093776
| 539.7877 | 0.13374 | 540.3133 | 0.10683 | 538.4545 | 0.04787 | 535.44 | 0 | 540.3133 | 0.07353 | 540.3133 | 0.20086 | 540.3133 | 0.12141 | 549.2183 | 0.77798 | 540.3133 | 3.6277 |  |  | 539.7877 | 7.8004 | 540.3133 | 0.018285 | 540.3133 | 1.0145 | 535.4427 | 0.042451 | 540.3133 | 0.015831 | 539.7877 | 0.024141 | 538.6193 | 0 | 540.3133 | 0.0035274 | 540.3133 | 0.0074945
| 540.0139 | -0.022133 | 540.5392 | -0.017679 | 538.6789 | 0.023182 | 535.66 | 0 | 540.5392 | 0.016732 | 540.5392 | 0.14175 | 540.5392 | 0.10985 | 549.4435 | 0.75378 | 540.5392 | 3.5736 |  |  | 540.0139 | 7.7973 | 540.5392 | 0.0085769 | 540.5392 | 1.0395 | 535.6641 | 0.03186 | 540.5392 | 0 | 540.0139 | -0.017222 | 538.8433 | 0 | 540.5392 | -0.0048238 | 540.5392 | -0.010637
| 540.2402 | 0.09375 | 540.7651 | 0.074886 | 538.9033 | 0.038693 | 535.89 | 0 | 540.7651 | 0.075596 | 540.7651 | 0.19394 | 540.7651 | 0.11378 | 549.6686 | 0.75274 | 540.7651 | 3.5233 |  |  | 540.2402 | 7.7829 | 540.7651 | 0.016501 | 540.7651 | 1.0368 | 535.8856 | 0.024017 | 540.7651 | 0.013094 | 540.2402 | 0.021664 | 539.0673 | 0 | 540.7651 | -0.0010504 | 540.7651 | 0.0035391
| 540.4664 | 0.015265 | 540.991 | 0.012193 | 539.1278 | 0.03274 | 536.11 | 0 | 540.991 | 0.022669 | 540.991 | 0.16059 | 540.991 | 0.1031 | 549.8939 | 0.73133 | 540.991 | 3.4701 |  |  | 540.4664 | 7.8109 | 540.991 | 0.0052695 | 540.991 | 1.0576 | 536.107 | 0.018437 | 540.991 | 0 | 540.4664 | -0.018821 | 539.2913 | 0 | 540.991 | -0.0021094 | 540.991 | -0.0079329
| 540.6927 | 0.11956 | 541.217 | 0.095501 | 539.3522 | 0.038445 | 536.33 | 0 | 541.217 | 0.071711 | 541.217 | 0.19044 | 541.217 | 0.11285 | 550.1191 | 0.7403 | 541.217 | 3.443 |  |  | 540.6927 | 7.8402 | 541.217 | 0.021407 | 541.217 | 1.0859 | 536.3284 | 0.064556 | 541.217 | 0.018145 | 540.6927 | 0.025089 | 539.5153 | 0 | 541.217 | 0.0021325 | 541.217 | 0.0099668
| 540.9189 | 0.01338 | 541.443 | 0.010688 | 539.5767 | 0.028275 | 536.55 | 0 | 541.443 | 0.021272 | 541.443 | 0.14666 | 541.443 | 0.10179 | 550.3443 | 0.71254 | 541.4429 | 3.3954 |  |  | 540.9189 | 7.8081 | 541.443 | 0.0075823 | 541.4429 | 1.0787 | 536.5499 | 0.0062572 | 541.4429 | 0 | 540.9189 | -0.025807 | 539.7394 | 0 | 541.443 | -0.0031701 | 541.443 | -0.0046565
| 541.1452 | 0.091596 | 541.6689 | 0.073165 | 539.8012 | 0.056303 | 536.77 | 0.47612 | 541.6689 | 0.065693 | 541.6689 | 0.20688 | 541.6689 | 0.10872 | 550.5696 | 0.71916 | 541.6689 | 3.361 |  |  | 541.1452 | 7.7925 | 541.6689 | 0.014942 | 541.6689 | 1.1221 | 536.7714 | 0.080305 | 541.6689 | 0.0099121 | 541.1452 | 0.018298 | 539.9634 | 0 | 541.6689 | 0.00038299 | 541.6689 | 0.0073208
| 541.3715 | -0.011083 | 541.8949 | -0.0088533 | 540.0257 | 0.026787 | 536.99 | 0 | 541.8949 | 0.0072983 | 541.8949 | 0.15599 | 541.8949 | 0.099659 | 550.7948 | 0.70004 | 541.8949 | 3.3188 |  |  | 541.3715 | 7.8064 | 541.8949 | 0.0095588 | 541.8949 | 1.1183 | 536.9929 | -0.024728 | 541.8949 | 0 | 541.3715 | -0.017296 | 540.1875 | 0 | 541.8949 | -0.0026818 | 541.8949 | -0.0094652
| 541.5978 | 0.13273 | 542.1209 | 0.10602 | 540.2502 | 0.043653 | 537.21 | 0 | 542.1209 | 0.064422 | 542.1209 | 0.18106 | 542.1209 | 0.10706 | 551.0201 | 0.69275 | 542.1209 | 3.2754 |  |  | 541.5978 | 7.83 | 542.1209 | 0.022093 | 542.1209 | 1.1489 | 537.2144 | 0.013436 | 542.1209 | 0.015777 | 541.5978 | 0.01944 | 540.4116 | 0 | 542.1209 | 0.0015445 | 542.1209 | 0.0048993
| 541.8241 | -0.0024921 | 542.3469 | -0.0019906 | 540.4747 | 0.044397 | 537.44 | 0 | 542.3469 | 0.024347 | 542.3469 | 0.15099 | 542.3469 | 0.093487 | 551.2454 | 0.66713 | 542.3469 | 3.2063 |  |  | 541.8241 | 7.7522 | 542.3469 | 0.0084641 | 542.3469 | 1.1467 | 537.4359 | -0.024413 | 542.3469 | 0 | 541.8241 | -0.028173 | 540.6357 | 0 | 542.3469 | -0.0025387 | 542.3469 | -0.0094642
| 542.0505 | 0.088704 | 542.5729 | 0.070855 | 540.6992 | 0.041173 | 537.66 | 0 | 542.5729 | 0.065133 | 542.5729 | 0.15167 | 542.5729 | 0.097587 | 551.4706 | 0.66621 | 542.5729 | 3.1718 |  |  | 542.0505 | 7.7608 | 542.5729 | 0.019359 | 542.5729 | 1.1807 | 537.6575 | -0.01318 | 542.5729 | 0.011983 | 542.0505 | 0.0091675 | 540.8598 | 0 | 542.5729 | 0.00053182 | 542.5729 | 0.0076343
| 542.2768 | 0.00062774 | 542.799 | 0.00050143 | 540.9237 | 0.032988 | 537.88 | 0 | 542.799 | 0 | 542.799 | 0.13442 | 542.799 | 0.094939 | 551.6959 | 0.6427 | 542.7989 | 3.1205 |  |  | 542.2768 | 7.7214 | 542.799 | 0.011574 | 542.799 | 1.1873 | 537.879 | -0.027661 | 542.7989 | 0 | 542.2768 | -0.014438 | 541.0839 | 0 | 542.799 | -0.0040201 | 542.799 | -0.0065547
| 542.5032 | 0.082614 | 543.025 | 0.065991 | 541.1482 | 0.032244 | 538.1 | 0 | 543.025 | 0.065827 | 543.025 | 0.14343 | 543.025 | 0.097267 | 551.9212 | 0.64429 | 543.025 | 3.0839 |  |  | 542.5032 | 7.7282 | 543.025 | 0.024689 | 543.025 | 1.2106 | 538.1005 | 0.018781 | 543.025 | 0.010288 | 542.5032 | 0.017595 | 541.308 | 0 | 543.025 | 0.00067149 | 543.025 | 0.006657
| 542.7295 | 0.0082246 | 543.2511 | 0.0065696 | 541.3728 | 0.029268 | 538.32 | 0 | 543.2511 | 0.012979 | 543.2511 | 0.13947 | 543.2511 | 0.089526 | 552.1465 | 0.62103 | 543.2511 | 3.0235 |  |  | 542.7295 | 7.7197 | 543.2511 | 0.01019 | 543.2511 | 1.2262 | 538.3221 | -0.045676 | 543.2511 | 0 | 542.7295 | -0.027258 | 541.5321 | 0 | 543.2511 | -0.0024474 | 543.2511 | -0.0090886
| 542.9559 | 0.098512 | 543.4772 | 0.078689 | 541.5974 | 0.031996 | 538.54 | 0 | 543.4772 | 0.079013 | 543.4772 | 0.1669 | 543.4772 | 0.091953 | 552.3718 | 0.62792 | 543.4772 | 2.9862 |  |  | 542.9559 | 7.7112 | 543.4772 | 0.022779 | 543.4772 | 1.2527 | 538.5436 | 0.033268 | 543.4772 | 0.016005 | 542.9559 | 0.0066096 | 541.7563 | 0 | 543.4772 | 0.00060368 | 543.4772 | 0.0069965
| 543.1823 | 0.026702 | 543.7032 | 0.021329 | 541.8219 | 0.042909 | 538.77 | 0 | 543.7032 | 0.0093222 | 543.7032 | 0.12861 | 543.7032 | 0.086124 | 552.5972 | 0.59988 | 543.7033 | 2.9255 |  |  | 543.1823 | 7.6701 | 543.7032 | 0.011971 | 543.7032 | 1.2581 | 538.7653 | 0.04976 | 543.7033 | 0 | 543.1823 | -0.0062319 | 541.9804 | 0 | 543.7032 | -0.0010848 | 543.7032 | -0.0044578
| 543.4087 | 0.14793 | 543.9293 | 0.11816 | 542.0465 | 0.037949 | 538.99 | 0 | 543.9293 | 0.081153 | 543.9293 | 0.14728 | 543.9293 | 0.092513 | 552.8225 | 0.60103 | 543.9293 | 2.8932 |  |  | 543.4087 | 7.7312 | 543.9293 | 0.033393 | 543.9293 | 1.2782 | 538.9868 | 0.052507 | 543.9293 | 0.016446 | 543.4087 | 0.0080514 | 542.2046 | 0 | 543.9293 | 0.001635 | 543.9293 | 0.0087091
| 543.6351 | -0.01957 | 544.1554 | -0.015632 | 542.2711 | 0.022067 | 539.21 | 0 | 544.1554 | 0.027423 | 544.1554 | 0.12906 | 544.1554 | 0.079301 | 553.0479 | 0.57178 | 544.1555 | 2.8544 |  |  | 543.6351 | 7.718 | 544.1554 | 0.011051 | 544.1555 | 1.2733 | 539.2084 | -0.038605 | 544.1555 | 0 | 543.6351 | -0.018401 | 542.4288 | 0 | 544.1554 | -0.0042631 | 544.1554 | -0.0059264
| 543.8616 | 0.10132 | 544.3816 | 0.080933 | 542.4957 | 0.025547 | 539.43 | 0.23501 | 544.3816 | 0.067906 | 544.3816 | 0.15154 | 544.3816 | 0.091904 | 553.2733 | 0.57406 | 544.3815 | 2.8232 |  |  | 543.8616 | 7.7129 | 544.3816 | 0.027193 | 544.3815 | 1.3139 | 539.4301 | 0.087001 | 544.3815 | 0.017308 | 543.8616 | 0.021303 | 542.6529 | 0 | 544.3816 | 0.0023369 | 544.3816 | 0.011093
| 544.088 | 0.032243 | 544.6077 | 0.025755 | 542.7203 | 0.007027 | 539.65 | 0 | 544.6077 | 0 | 544.6077 | 0.094983 | 544.6077 | 0.079349 | 553.4986 | 0.56386 | 544.6077 | 2.7859 |  |  | 544.088 | 7.7466 | 544.6077 | 0.013889 | 544.6077 | 1.3291 | 539.6517 | -0.0087381 | 544.6077 | 0 | 544.088 | -0.016759 | 542.8771 | 0 | 544.6077 | -0.0032187 | 544.6077 | -0.0054305
| 544.3144 | 0.095301 | 544.8338 | 0.076125 | 542.9449 | 0.0315 | 539.87 | 0 | 544.8338 | 0.064139 | 544.8338 | 0.13347 | 544.8338 | 0.089095 | 553.724 | 0.57045 | 544.8339 | 2.7659 |  |  | 544.3145 | 7.8438 | 544.8338 | 0.030025 | 544.8339 | 1.3501 | 539.8733 | 0.05451 | 544.8339 | 0.020551 | 544.3144 | 0.018972 | 543.1013 | 0 | 544.8338 | 0.0012353 | 544.8338 | 0.010302
| 544.5409 | 0.013523 | 545.06 | 0.010802 | 543.1695 | 0.025795 | 540.09 | 0 | 545.06 | 0.004365 | 545.06 | 0.13663 | 545.06 | 0.07878 | 553.9494 | 0.54611 | 545.06 | 2.7329 |  |  | 544.5409 | 7.8344 | 545.06 | 0.02072 | 545.06 | 1.3655 | 540.0949 | -0.022577 | 545.06 | 0 | 544.5409 | -0.023606 | 543.3255 | 0 | 545.06 | -0.0031879 | 545.06 | -0.0039867
| 544.7674 | 0.096521 | 545.2862 | 0.077099 | 543.3942 | 0.040181 | 540.32 | 0 | 545.2862 | 0.081201 | 545.2862 | 0.12563 | 545.2862 | 0.08324 | 554.1748 | 0.54858 | 545.2861 | 2.6965 |  |  | 544.7674 | 7.8509 | 545.2862 | 0.02905 | 545.2861 | 1.3861 | 540.3166 | 0.069755 | 545.2861 | 0.017474 | 544.7674 | 0.022324 | 543.5497 | 0 | 545.2862 | 0.0015912 | 545.2862 | 0.005422
| 544.9939 | -0.0021195 | 545.5123 | -0.001693 | 543.6188 | 0.030756 | 540.54 | 0 | 545.5123 | 0 | 545.5123 | 0.10455 | 545.5123 | 0.075553 | 554.4002 | 0.52777 | 545.5123 | 2.6597 |  |  | 544.9939 | 7.8305 | 545.5123 | 0.018187 | 545.5123 | 1.4069 | 540.5382 | 0.021959 | 545.5123 | 0 | 544.9939 | -0.015384 | 543.7739 | 0 | 545.5123 | -0.0046548 | 545.5123 | -0.010265
| 545.2204 | 0.11044 | 545.7385 | 0.088217 | 543.8435 | 0.03646 | 540.76 | 0 | 545.7385 | 0.069347 | 545.7385 | 0.15925 | 545.7385 | 0.080854 | 554.6257 | 0.52495 | 545.7385 | 2.6374 |  |  | 545.2204 | 7.8516 | 545.7385 | 0.031957 | 545.7385 | 1.4236 | 540.7599 | 0.02286 | 545.7385 | 0.020493 | 545.2204 | 0.017226 | 543.9982 | 0 | 545.7385 | 0.0012037 | 545.7385 | 0.0062295
| 545.4469 | -0.0067619 | 545.9647 | -0.0054013 | 544.0681 | 0.029516 | 540.98 | 0 | 545.9647 | 0.015745 | 545.9647 | 0.11197 | 545.9647 | 0.070182 | 554.8511 | 0.50059 | 545.9647 | 2.5843 |  |  | 545.4469 | 7.8405 | 545.9647 | 0.022313 | 545.9647 | 1.4405 | 540.9816 | 0.011999 | 545.9647 | 0 | 545.4469 | -0.0007349 | 544.2224 | 0 | 545.9647 | -0.0025223 | 545.9647 | -0.0051044
| 545.6734 | 0.087878 | 546.191 | 0.070196 | 544.2928 | 0.055063 | 541.2 | 0 | 546.191 | 0.058282 | 546.191 | 0.15668 | 546.191 | 0.077436 | 555.0765 | 0.50383 | 546.191 | 2.5484 |  |  | 545.6734 | 7.8655 | 546.191 | 0.033099 | 546.191 | 1.4601 | 541.2032 | 0.083921 | 546.191 | 0.013641 | 545.6734 | 0.01584 | 544.4467 | 0 | 546.191 | 0.0010526 | 546.191 | 0.0005531
| 545.9 | -0.0095322 | 546.4172 | -0.0076142 | 544.5175 | 0.019881 | 541.42 | 0 | 546.4172 | 0.015036 | 546.4172 | 0.12829 | 546.4172 | 0.073502 | 555.302 | 0.48338 | 546.4172 | 2.5185 |  |  | 545.9 | 7.8244 | 546.4172 | 0.021809 | 546.4172 | 1.4822 | 541.425 | -0.0099705 | 546.4172 | 0 | 545.9 | -0.0083481 | 544.671 | 0 | 546.4172 | -0.0026814 | 546.4172 | -0.0057777
| 546.1265 | 0.075808 | 546.6434 | 0.060554 | 544.7422 | 0.054815 | 541.65 | 0 | 546.6434 | 0.056708 | 546.6434 | 0.1331 | 546.6434 | 0.075661 | 555.5275 | 0.48486 | 546.6434 | 2.4927 |  |  | 546.1265 | 7.8445 | 546.6434 | 0.033387 | 546.6434 | 1.4919 | 541.6467 | 0.065747 | 546.6434 | 0.019139 | 546.1265 | 0.0053732 | 544.8953 | 0 | 546.6434 | -0.00070534 | 546.6434 | 0.0073374
| 546.3531 | -0.0019349 | 546.8697 | -0.0015456 | 544.9669 | 0.029268 | 541.87 | 0 | 546.8697 | 0.00156 | 546.8697 | 0.12701 | 546.8697 | 0.066112 | 555.7529 | 0.4611 | 546.8697 | 2.4627 |  |  | 546.3531 | 7.8583 | 546.8697 | 0.028116 | 546.8697 | 1.5165 | 541.8684 | 0.013061 | 546.8697 | 0 | 546.3531 | -0.0079095 | 545.1195 | 0 | 546.8697 | -0.0028765 | 546.8697 | -0.0075466
| 546.5797 | 0.093298 | 547.0959 | 0.074524 | 545.1916 | 0.032988 | 542.09 | 0 | 547.0959 | 0.057879 | 547.0959 | 0.14056 | 547.0959 | 0.076128 | 555.9785 | 0.46016 | 547.096 | 2.434 |  |  | 546.5797 | 7.8942 | 547.0959 | 0.036735 | 547.0959 | 1.5413 | 542.0901 | 0.03467 | 547.096 | 0.015893 | 546.5797 | 0.01519 | 545.3438 | 0 | 547.0959 | 1.7532e-05 | 547.0959 | 0.0065052
| 546.8063 | 0.0073343 | 547.3222 | 0.0058585 | 545.4163 | 0.010264 | 542.31 | 0 | 547.3222 | 0.0086806 | 547.3222 | 0.12726 | 547.3222 | 0.067628 | 556.2039 | 0.44172 | 547.3222 | 2.3898 |  |  | 546.8063 | 7.83 | 547.3222 | 0.025382 | 547.3222 | 1.5464 | 542.3119 | 0.033244 | 547.3222 | 0 | 546.8063 | -0.012015 | 545.5681 | 0 | 547.3222 | -0.0024442 | 547.3222 | -0.0014225
| 547.0329 | 0.08687 | 547.5485 | 0.06939 | 545.6411 | 0.027779 | 542.53 | 0 | 547.5485 | 0.041326 | 547.5485 | 0.13534 | 547.5485 | 0.070304 | 556.4294 | 0.4477 | 547.5485 | 2.3451 |  |  | 547.0329 | 7.7974 | 547.5485 | 0.039502 | 547.5485 | 1.5815 | 542.5336 | 0.051661 | 547.5485 | 0.017284 | 547.0329 | 0.018065 | 545.7924 | 0 | 547.5485 | 0.0018576 | 547.5485 | 0.007863
| 547.2595 | -0.0097994 | 547.7748 | -0.0078276 | 545.8658 | 0.032988 | 542.76 | 0 | 547.7748 | 0.017032 | 547.7748 | 0.092636 | 547.7748 | 0.064661 | 556.655 | 0.42376 | 547.7748 | 2.3125 |  |  | 547.2595 | 7.7938 | 547.7748 | 0.026143 | 547.7748 | 1.5961 | 542.7554 | 0.077523 | 547.7748 | 0 | 547.2595 | -0.0025501 | 546.0168 | 0 | 547.7748 | -0.0032515 | 547.7748 | -0.0071508
| 547.4861 | 0.11855 | 548.0011 | 0.094692 | 546.0906 | 0.049854 | 542.98 | 0 | 548.0011 | 0.051569 | 548.0011 | 0.12238 | 548.0011 | 0.07076 | 556.8805 | 0.43012 | 548.0011 | 2.2777 |  |  | 547.4861 | 7.807 | 548.0011 | 0.038845 | 548.0011 | 1.6095 | 542.9772 | 0.11258 | 548.0011 | 0.01352 | 547.4861 | 0.02273 | 546.2411 | 0 | 548.0011 | 0.0013953 | 548.0011 | 0.0052856
| 547.7128 | -0.00028958 | 548.2274 | -0.00023131 | 546.3153 | 0.012277 | 543.2 | 0 | 548.2274 | 0.0091001 | 548.2274 | 0.11788 | 548.2274 | 0.062059 | 557.106 | 0.41579 | 548.2274 | 2.2433 |  |  | 547.7128 | 7.7775 | 548.2274 | 0.031499 | 548.2274 | 1.6319 | 543.199 | 0.050866 | 548.2274 | 0 | 547.7128 | -0.014704 | 546.4655 | 0 | 548.2274 | -0.0030799 | 548.2274 | -0.0052641
| 547.9394 | 0.062084 | 548.4538 | 0.049591 | 546.5401 | 0.049606 | 543.42 | 0 | 548.4538 | 0.045011 | 548.4538 | 0.12119 | 548.4538 | 0.069041 | 557.3316 | 0.41858 | 548.4538 | 2.2058 |  |  | 547.9394 | 7.811 | 548.4538 | 0.042736 | 548.4538 | 1.6544 | 543.4208 | 0.10502 | 548.4538 | 0.01537 | 547.9394 | 0.022628 | 546.6898 | 0 | 548.4538 | -7.8193e-05 | 548.4538 | 0.0035346
| 548.1661 | -0.017378 | 548.6801 | -0.013881 | 546.7649 | 0.021294 | 543.64 | 0 | 548.6801 | 0.0081395 | 548.6801 | 0.11738 | 548.6801 | 0.059729 | 557.5571 | 0.39783 | 548.6801 | 2.176 |  |  | 548.1661 | 7.8068 | 548.6801 | 0.033057 | 548.6801 | 1.6806 | 543.6426 | -0.033096 | 548.6801 | 0 | 548.1661 | -0.025927 | 546.9142 | 0 | 548.6801 | -0.0029212 | 548.6801 | -0.0063284
| 548.3928 | 0.098132 | 548.9065 | 0.078386 | 546.9897 | 0.052334 | 543.86 | 0 | 548.9065 | 0.053607 | 548.9065 | 0.10303 | 548.9065 | 0.063907 | 557.7827 | 0.40722 | 548.9065 | 2.1441 |  |  | 548.3928 | 7.7767 | 548.9065 | 0.045891 | 548.9065 | 1.6974 | 543.8644 | 0.0092196 | 548.9065 | 0.012025 | 548.3928 | 0.017448 | 547.1385 | 0 | 548.9065 | 0.00047432 | 548.9065 | 0.006342
| 548.6195 | 0.026016 | 549.1329 | 0.020781 | 547.2145 | 0.018796 | 544.09 | 0 | 549.1329 | 0.02704 | 549.1329 | 0.11875 | 549.1329 | 0.063168 | 558.0083 | 0.38881 | 549.1329 | 2.1051 |  |  | 548.6194 | 7.7388 | 549.1329 | 0.040406 | 549.1329 | 1.6982 | 544.0862 | 0.00087147 | 549.1329 | 0 | 548.6195 | -0.0053175 | 547.3629 | 0 | 549.1329 | -0.0011995 | 549.1329 | -0.0056898
| 548.8461 | 0.10537 | 549.3592 | 0.08417 | 547.4393 | 0.030508 | 544.31 | 0 | 549.3592 | 0.061096 | 549.3592 | 0.14539 | 549.3592 | 0.061268 | 558.2339 | 0.39563 | 549.3592 | 2.0724 |  |  | 548.8462 | 7.7385 | 549.3592 | 0.043098 | 549.3593 | 1.739 | 544.308 | 0.045933 | 549.3592 | 0.013495 | 548.8461 | 0.017944 | 547.5873 | 0 | 549.3592 | -0.00075076 | 549.3592 | 0.0006613
| 549.0729 | 0.03933 | 549.5856 | 0.031416 | 547.6641 | 0.014533 | 544.53 | 0 | 549.5856 | 0.018956 | 549.5856 | 0.083758 | 549.5856 | 0.056792 | 558.4595 | 0.38187 | 549.5856 | 2.0497 |  |  | 549.0729 | 7.7143 | 549.5856 | 0.03688 | 549.5856 | 1.7643 | 544.5299 | -0.0060991 | 549.5856 | 0 | 549.0729 | -0.015561 | 547.8117 | 0 | 549.5856 | -0.0016712 | 549.5856 | -0.0043666
| 549.2996 | 0.07949 | 549.8121 | 0.063495 | 547.889 | 0.050102 | 544.75 | 0 | 549.8121 | 0.059273 | 549.8121 | 0.12466 | 549.8121 | 0.062413 | 558.6851 | 0.38717 | 549.8121 | 2.0316 |  |  | 549.2996 | 7.7298 | 549.8121 | 0.047979 | 549.8121 | 1.7701 | 544.7518 | 0.022761 | 549.8121 | 0.017091 | 549.2996 | 0.022625 | 548.0361 | 0 | 549.8121 | 0.0024543 | 549.8121 | 0.0085546
| 549.5263 | -0.010798 | 550.0385 | -0.008625 | 548.1138 | 0.040429 | 544.97 | 0 | 550.0385 | 0.015782 | 550.0385 | 0.063183 | 550.0385 | 0.055487 | 558.9108 | 0.37138 | 550.0385 | 2.003 |  |  | 549.5263 | 7.747 | 550.0385 | 0.038802 | 550.0385 | 1.7856 | 544.9736 | -0.028384 | 550.0385 | 0 | 549.5263 | -0.019359 | 548.2606 | 0 | 550.0385 | -0.0030466 | 550.0385 | -0.0040973
| 549.7531 | 0.068239 | 550.2649 | 0.054508 | 548.3387 | 0.042165 | 545.2 | 0 | 550.2649 | 0.040129 | 550.2649 | 0.10953 | 550.2649 | 0.058122 | 559.1364 | 0.37856 | 550.2649 | 1.9854 |  |  | 549.7531 | 7.7228 | 550.2649 | 0.054922 | 550.2649 | 1.8325 | 545.1956 | 0.050682 | 550.2649 | 0.012146 | 549.7531 | 0.021944 | 548.485 | 0 | 550.2649 | 0.00016581 | 550.2649 | 0.0052332
| 549.9799 | 0.046667 | 550.4914 | 0.037277 | 548.5635 | 0.032492 | 545.42 | 0 | 550.4914 | 0.01455 | 550.4914 | 0.09439 | 550.4914 | 0.05456 | 559.3621 | 0.35799 | 550.4913 | 1.9571 |  |  | 549.9798 | 7.7415 | 550.4914 | 0.045084 | 550.4913 | 1.8339 | 545.4174 | -0.0014035 | 550.4913 | 0 | 549.9799 | -0.0065438 | 548.7095 | 0 | 550.4914 | -0.0013085 | 550.4914 | -0.00049123
| 550.2066 | 0.10639 | 550.7178 | 0.08498 | 548.7884 | 0.023296 | 545.64 | 0 | 550.7178 | 0.068339 | 550.7178 | 0.12224 | 550.7178 | 0.056274 | 559.5877 | 0.36683 | 550.7178 | 1.9375 |  |  | 550.2066 | 7.7774 | 550.7178 | 0.056336 | 550.7178 | 1.8706 | 545.6393 | 0.077536 | 550.7178 | 0.019905 | 550.2066 | 0.016904 | 548.9339 | 0 | 550.7178 | 0.0019057 | 550.7178 | 0.0064613
| 550.4334 | 0.024699 | 550.9443 | 0.019729 | 549.0133 | 0.019323 | 545.86 | 0 | 550.9443 | 0.016122 | 550.9443 | 0.093507 | 550.9443 | 0.054599 | 559.8134 | 0.34797 | 550.9443 | 1.907 |  |  | 550.4334 | 7.7603 | 550.9443 | 0.04675 | 550.9443 | 1.8756 | 545.8613 | -0.010505 | 550.9443 | 0 | 550.4334 | -0.0050799 | 549.1584 | 0 | 550.9443 | -0.00199 | 550.9443 | -0.0035923
| 550.6602 | 0.09829 | 551.1708 | 0.078512 | 549.2382 | 0.035716 | 546.08 | 0 | 551.1708 | 0.058814 | 551.1708 | 0.13151 | 551.1708 | 0.056559 | 560.0391 | 0.35451 | 551.1708 | 1.8849 |  |  | 550.6602 | 7.7922 | 551.1708 | 0.059779 | 551.1708 | 1.8973 | 546.0832 | 0.057316 | 551.1708 | 0.017961 | 550.6602 | 0.012791 | 549.3829 | 0 | 551.1708 | 0.00070384 | 551.1708 | 0.0081384
| 550.887 | 0.046733 | 551.3973 | 0.037329 | 549.4631 | 0.017637 | 546.31 | 0 | 551.3973 | 0.038806 | 551.3973 | 0.09009 | 551.3973 | 0.051585 | 560.2648 | 0.33438 | 551.3973 | 1.8552 |  |  | 550.887 | 7.7831 | 551.3973 | 0.050873 | 551.3973 | 1.9307 | 546.3051 | -0.0024149 | 551.3973 | 0 | 550.887 | -0.012434 | 549.6073 | 0 | 551.3973 | 0.00086795 | 551.3973 | -0.0027466
| 551.1138 | 0.078347 | 551.6238 | 0.062582 | 549.688 | 0.031996 | 546.53 | 0 | 551.6238 | 0.057229 | 551.6238 | 0.10488 | 551.6238 | 0.056754 | 560.4905 | 0.34197 | 551.6238 | 1.8267 |  |  | 551.1139 | 7.772 | 551.6238 | 0.064146 | 551.6238 | 1.9577 | 546.527 | 0.076627 | 551.6238 | 0.016248 | 551.1138 | 0.023876 | 549.8318 | 0 | 551.6238 | 0.00022944 | 551.6238 | 0.0073722
| 551.3407 | 0.0077264 | 551.8503 | 0.0061717 | 549.9129 | 0.024696 | 546.75 | 0 | 551.8503 | 0.016431 | 551.8503 | 0.090432 | 551.8503 | 0.047332 | 560.7162 | 0.32388 | 551.8503 | 1.7937 |  |  | 551.3407 | 7.7451 | 551.8503 | 0.054605 | 551.8503 | 1.9818 | 546.749 | -0.035663 | 551.8503 | 0 | 551.3407 | -0.010495 | 550.0563 | 0 | 551.8503 | -0.0031721 | 551.8503 | -0.0033172
| 551.5675 | 0.078373 | 552.0768 | 0.062603 | 550.1378 | 0.042661 | 546.97 | 0 | 552.0768 | 0.050284 | 552.0768 | 0.10121 | 552.0768 | 0.053083 | 560.9419 | 0.32656 | 552.0768 | 1.7719 |  |  | 551.5675 | 7.7454 | 552.0768 | 0.071997 | 552.0768 | 2.0045 | 546.9709 | 0.069946 | 552.0768 | 0.022578 | 551.5675 | 0.0257 | 550.2808 | 0 | 552.0768 | 0.0016926 | 552.0768 | 0.0071895
| 551.7944 | 0.023223 | 552.3034 | 0.01855 | 550.3628 | 0.0073559 | 547.19 | 0 | 552.3034 | 0.019859 | 552.3034 | 0.070428 | 552.3034 | 0.046376 | 561.1676 | 0.30832 | 552.3033 | 1.7365 |  |  | 551.7944 | 7.7341 | 552.3034 | 0.05663 | 552.3033 | 1.9958 | 547.1929 | 0.014669 | 552.3033 | 0 | 551.7944 | -0.016977 | 550.5054 | 0 | 552.3034 | -0.0014812 | 552.3034 | -0.0022458
| 552.0213 | 0.11956 | 552.5299 | 0.095501 | 550.5877 | 0.048862 | 547.41 | 0 | 552.5299 | 0.067387 | 552.5299 | 0.10977 | 552.5299 | 0.05059 | 561.3934 | 0.3134 | 552.5299 | 1.7142 |  |  | 552.0213 | 7.7383 | 552.5299 | 0.072854 | 552.5299 | 2.0409 | 547.4149 | 0.10507 | 552.5299 | 0.01425 | 552.0213 | 0.017995 | 550.7299 | 0 | 552.5299 | 0.00064588 | 552.5299 | 0.003144
| 552.2482 | 0.0044452 | 552.7565 | 0.0035508 | 550.8127 | 0.033236 | 547.64 | 0 | 552.7565 | 0.0084645 | 552.7565 | 0.080292 | 552.7565 | 0.044137 | 561.6191 | 0.30035 | 552.7565 | 1.6865 |  |  | 552.2482 | 7.7546 | 552.7565 | 0.062574 | 552.7565 | 2.0534 | 547.6369 | 0.039394 | 552.7565 | 0 | 552.2482 | -0.0075487 | 550.9545 | 0 | 552.7565 | -0.0031544 | 552.7565 | -0.0060383
| 552.4751 | 0.095761 | 552.9831 | 0.076492 | 551.0377 | 0.028027 | 547.86 | 0 | 552.9831 | 0.049959 | 552.9831 | 0.086013 | 552.9831 | 0.050732 | 561.8449 | 0.30435 | 552.983 | 1.6679 |  |  | 552.4751 | 7.7949 | 552.9831 | 0.074663 | 552.983 | 2.0843 | 547.8589 | 0.0010436 | 552.983 | 0.015039 | 552.4751 | 0.011984 | 551.179 | 0 | 552.9831 | 0.00084138 | 552.9831 | 0.0085541
| 552.702 | 0.007493 | 553.2097 | 0.0059852 | 551.2626 | 0.032988 | 548.08 | 0 | 553.2096 | 0.0098886 | 553.2096 | 0.082546 | 553.2096 | 0.045855 | 562.0707 | 0.28904 | 553.2097 | 1.6409 |  |  | 552.702 | 7.7771 | 553.2096 | 0.066406 | 553.2097 | 2.1095 | 548.0809 | -0.026312 | 553.2097 | 0 | 552.702 | -0.012834 | 551.4036 | 0 | 553.2096 | -0.003529 | 553.2096 | -0.0080215
| 552.9289 | 0.085421 | 553.4362 | 0.068232 | 551.4876 | 0.024499 | 548.3 | 0 | 553.4362 | 0.053882 | 553.4362 | 0.078428 | 553.4362 | 0.046659 | 562.2964 | 0.29535 | 553.4363 | 1.6165 |  |  | 552.9289 | 7.7989 | 553.4362 | 0.078786 | 553.4363 | 2.1168 | 548.303 | 0.059562 | 553.4363 | 0.018133 | 552.9289 | 0.018759 | 551.6281 | 0 | 553.4362 | 0.00023485 | 553.4362 | 0.0038305
| 553.1558 | 0.0085345 | 553.6629 | 0.0068172 | 551.7126 | 0.011462 | 548.53 | 0 | 553.6629 | 0.0087761 | 553.6629 | 0.068348 | 553.6629 | 0.042151 | 562.5222 | 0.28107 | 553.6628 | 1.585 |  |  | 553.1558 | 7.7949 | 553.6629 | 0.069423 | 553.6628 | 2.1328 | 548.525 | 0.013806 | 553.6628 | 0 | 553.1558 | -0.011834 | 551.8527 | 0 | 553.6629 | -0.0018526 | 553.6629 | -0.0029356
| 553.3828 | 0.089268 | 553.8895 | 0.071306 | 551.9376 | 0.046134 | 548.75 | 0 | 553.8895 | 0.051837 | 553.8895 | 0.091356 | 553.8895 | 0.047709 | 562.748 | 0.28623 | 553.8895 | 1.5648 |  |  | 553.3828 | 7.7989 | 553.8895 | 0.081784 | 553.8895 | 2.1661 | 548.7471 | 0.051888 | 553.8895 | 0.018941 | 553.3828 | 0.016412 | 552.0773 | 0 | 553.8895 | 0.00089373 | 553.8895 | 0.006522
| 553.6097 | 0.018187 | 554.1161 | 0.014527 | 552.1627 | 0.027531 | 548.97 | 0 | 554.1161 | 0.0024498 | 554.1161 | 0.052625 | 554.1161 | 0.040245 | 562.9739 | 0.27001 | 554.1161 | 1.5403 |  |  | 553.6097 | 7.8428 | 554.1161 | 0.077583 | 554.1161 | 2.1811 | 548.9691 | -0.033002 | 554.1161 | 0 | 553.6097 | -0.027808 | 552.3019 | 0 | 554.1161 | -0.0026871 | 554.1161 | -0.0044972
| 553.8367 | 0.10537 | 554.3428 | 0.08417 | 552.3877 | 0.048118 | 549.19 | 0 | 554.3428 | 0.07353 | 554.3428 | 0.11769 | 554.3428 | 0.043473 | 563.1997 | 0.27953 | 554.3428 | 1.5302 |  |  | 553.8367 | 7.8248 | 554.3428 | 0.085076 | 554.3428 | 2.2131 | 549.1912 | 0.069017 | 554.3428 | 0.013548 | 553.8367 | 0.024556 | 552.5266 | 0 | 554.3428 | -0.00086192 | 554.3428 | 0.0028351
| 554.0637 | -0.031537 | 554.5694 | -0.025191 | 552.6127 | 0.030756 | 549.41 | 0 | 554.5694 | 0.014243 | 554.5694 | 0.083798 | 554.5694 | 0.038652 | 563.4255 | 0.26268 | 554.5695 | 1.4982 |  |  | 554.0637 | 7.7957 | 554.5694 | 0.078862 | 554.5695 | 2.2346 | 549.4133 | -0.0104 | 554.5695 | 0 | 554.0637 | -0.0086508 | 552.7512 | 0 | 554.5694 | -0.0028598 | 554.5694 | -0.0040669
| 554.2907 | 0.066031 | 554.7961 | 0.052744 | 552.8378 | 0.03398 | 549.64 | 0 | 554.7961 | 0.051217 | 554.7961 | 0.11734 | 554.7961 | 0.041744 | 563.6514 | 0.26979 | 554.7961 | 1.4815 |  |  | 554.2907 | 7.7758 | 554.7961 | 0.095308 | 554.7961 | 2.2548 | 549.6353 | 0.018841 | 554.7961 | 0.016712 | 554.2907 | 0.015573 | 552.9758 | 0 | 554.7961 | -0.001445 | 554.7961 | 0.0067712
| 554.5177 | 0.0132 | 555.0228 | 0.010544 | 553.0628 | 0.025547 | 549.86 | 0 | 555.0228 | 0.01101 | 555.0228 | 0.087166 | 555.0228 | 0.038481 | 563.8772 | 0.25482 | 555.0228 | 1.4547 |  |  | 554.5177 | 7.8119 | 555.0228 | 0.085829 | 555.0228 | 2.2592 | 549.8574 | -0.066091 | 555.0228 | 0 | 554.5177 | -0.0017174 | 553.2004 | 0 | 555.0228 | -0.0025554 | 555.0228 | -0.0039964
| 554.7447 | 0.10537 | 555.2495 | 0.08417 | 553.2879 | 0.016402 | 550.08 | 0 | 555.2495 | 0.053273 | 555.2495 | 0.077676 | 555.2495 | 0.046909 | 564.1031 | 0.26019 | 555.2495 | 1.443 |  |  | 554.7447 | 7.8269 | 555.2495 | 0.10008 | 555.2495 | 2.305 | 550.0795 | 0.072792 | 555.2495 | 0.019064 | 554.7447 | 0.019615 | 553.425 | 0 | 555.2495 | 0.0011166 | 555.2495 | 0.0056405
| 554.9718 | -0.00024572 | 555.4762 | -0.00019628 | 553.513 | 0.032244 | 550.3 | 0 | 555.4762 | 0.02357 | 555.4762 | 0.042864 | 555.4762 | 0.037599 | 564.329 | 0.24641 | 555.4762 | 1.4208 |  |  | 554.9718 | 7.8074 | 555.4762 | 0.090144 | 555.4762 | 2.2985 | 550.3016 | -0.0089873 | 555.4762 | 0 | 554.9718 | -0.010746 | 553.6497 | 0 | 555.4762 | -0.0024063 | 555.4762 | -0.0035776
| 555.1988 | 0.079316 | 555.7029 | 0.063356 | 553.7381 | 0.038941 | 550.52 | 0 | 555.7029 | 0.042201 | 555.7029 | 0.085957 | 555.7029 | 0.04164 | 564.5549 | 0.25385 | 555.7029 | 1.4028 |  |  | 555.1988 | 7.8107 | 555.7029 | 0.10281 | 555.7029 | 2.3353 | 550.5238 | 0.1169 | 555.7029 | 0.017052 | 555.1988 | 0.0049105 | 553.8744 | 0 | 555.7029 | -0.0013839 | 555.7029 | 0.0035788
| 555.4259 | -0.0012378 | 555.9297 | -0.00098877 | 553.9632 | 0.019166 | 550.75 | 0 | 555.9297 | 0.012708 | 555.9297 | 0.066133 | 555.9297 | 0.036448 | 564.7808 | 0.23914 | 555.9297 | 1.3798 |  |  | 555.4259 | 7.787 | 555.9297 | 0.099075 | 555.9297 | 2.3431 | 550.7459 | 0.01067 | 555.9297 | 0 | 555.4259 | -0.010148 | 554.0991 | 0 | 555.9297 | -0.0039242 | 555.9297 | -0.0047415
| 555.6529 | 0.07494 | 556.1564 | 0.059861 | 554.1883 | 0.041669 | 550.97 | 0 | 556.1564 | 0.040729 | 556.1564 | 0.092386 | 556.1564 | 0.040923 | 565.0067 | 0.24757 | 556.1564 | 1.3647 |  |  | 555.6529 | 7.8015 | 556.1564 | 0.11154 | 556.1564 | 2.3811 | 550.9681 | 0.070281 | 556.1564 | 0.019029 | 555.6529 | 0.016859 | 554.3238 | 0 | 556.1564 | 2.5047e-05 | 556.1564 | 0.0076399
| 555.88 | 0.0012593 | 556.3832 | 0.0010059 | 554.4134 | 0.024355 | 551.19 | 0 | 556.3832 | 0.0039937 | 556.3832 | 0.05894 | 556.3832 | 0.035343 | 565.2326 | 0.23413 | 556.3832 | 1.3403 |  |  | 555.88 | 7.8054 | 556.3832 | 0.1053 | 556.3832 | 2.3849 | 551.1902 | -0.065452 | 556.3832 | 0.0014032 | 555.88 | -0.010658 | 554.5485 | 0 | 556.3832 | -0.0029478 | 556.3832 | -0.0044141
| 556.1071 | 0.11145 | 556.6099 | 0.089026 | 554.6385 | 0.048614 | 551.41 | 0 | 556.6099 | 0.050736 | 556.6099 | 0.081843 | 556.6099 | 0.042054 | 565.4586 | 0.24179 | 556.6099 | 1.3161 |  |  | 556.1071 | 7.7425 | 556.6099 | 0.11714 | 556.6099 | 2.4308 | 551.4124 | 0.060113 | 556.6099 | 0.019672 | 556.1071 | 0.016154 | 554.7732 | 0 | 556.6099 | 0.0021722 | 556.6099 | 0.0047119
| 556.3342 | -0.010563 | 556.8367 | -0.0084374 | 554.8637 | -0.00044137 | 551.63 | 0 | 556.8367 | 0.020515 | 556.8367 | 0.086629 | 556.8367 | 0.034777 | 565.6844 | 0.2291 | 556.8367 | 1.2952 |  |  | 556.3342 | 7.7379 | 556.8367 | 0.11085 | 556.8367 | 2.4452 | 551.6346 | -0.02533 | 556.8367 | 0 | 556.3342 | -0.014646 | 554.9979 | 0 | 556.8367 | -0.0033222 | 556.8367 | -0.0040165
| 556.5613 | 0.099234 | 557.0635 | 0.079266 | 555.0888 | 0.048118 | 551.86 | 0 | 557.0635 | 0.054504 | 557.0635 | 0.067633 | 557.0635 | 0.036874 | 565.9104 | 0.23509 | 557.0635 | 1.274 |  |  | 556.5613 | 7.7613 | 557.0635 | 0.12688 | 557.0635 | 2.4559 | 551.8568 | 0.04438 | 557.0635 | 0.019203 | 556.5613 | 0.016302 | 555.2227 | 0 | 557.0635 | 5.9984e-06 | 557.0635 | 0.004761
| 556.7885 | 0.016112 | 557.2903 | 0.01287 | 555.314 | 0.013804 | 552.08 | 0 | 557.2903 | 0.017093 | 557.2903 | 0.058186 | 557.2903 | 0.035327 | 566.1364 | 0.22262 | 557.2903 | 1.2524 |  |  | 556.7885 | 7.7333 | 557.2903 | 0.11963 | 557.2903 | 2.4806 | 552.079 | -0.0081031 | 557.2903 | 0 | 556.7885 | -0.0043384 | 555.4474 | 0 | 557.2903 | -0.0035122 | 557.2903 | -0.0092391
| 557.0156 | 0.068843 | 557.5171 | 0.05499 | 555.5391 | 0.036212 | 552.3 | 0 | 557.5171 | 0.064809 | 557.5171 | 0.065061 | 557.5171 | 0.037119 | 566.3624 | 0.22858 | 557.5172 | 1.2363 |  |  | 557.0156 | 7.697 | 557.5171 | 0.12986 | 557.5172 | 2.5363 | 552.3012 | 0.071418 | 557.5172 | 0.02423 | 557.0156 | -0.0024538 | 555.6721 | 0 | 557.5171 | -0.00022912 | 557.5171 | 0.0036369
| 557.2428 | -0.010685 | 557.744 | -0.0085353 | 555.7643 | 0.034724 | 552.52 | 0 | 557.744 | 0.018579 | 557.744 | 0.063803 | 557.744 | 0.029989 | 566.5883 | 0.21311 | 557.744 | 1.2106 |  |  | 557.2428 | 7.666 | 557.744 | 0.12422 | 557.744 | 2.5015 | 552.5234 | -0.0024487 | 557.744 | 0 | 557.2428 | -0.010702 | 555.8969 | 0 | 557.744 | -0.0051811 | 557.744 | -0.0042918
| 557.4699 | 0.07974 | 557.9708 | 0.063695 | 555.9895 | 0.035964 | 552.75 | 0 | 557.9708 | 0.052641 | 557.9708 | 0.10014 | 557.9708 | 0.036443 | 566.8143 | 0.22154 | 557.9708 | 1.1991 |  |  | 557.4699 | 7.7203 | 557.9708 | 0.13886 | 557.9708 | 2.5708 | 552.7457 | 0.064173 | 557.9708 | 0.023482 | 557.4699 | 0.021367 | 556.1216 | 0 | 557.9708 | 0.0010314 | 557.9708 | 0.0055319
| 557.6971 | 0.003669 | 558.1977 | 0.0029307 | 556.2147 | 0.015117 | 552.97 | 0 | 558.1977 | 0.0021213 | 558.1977 | 0.062914 | 558.1977 | 0.030134 | 567.0403 | 0.20936 | 558.1977 | 1.1775 |  |  | 557.6971 | 7.6982 | 558.1977 | 0.13057 | 558.1977 | 2.5819 | 552.9679 | -0.038667 | 558.1977 | 0 | 557.6971 | -0.0079586 | 556.3464 | 0 | 558.1977 | -0.0028764 | 558.1977 | -0.0078516
| 557.9243 | 0.097901 | 558.4245 | 0.078201 | 556.4399 | 0.050598 | 553.19 | 0 | 558.4245 | 0.050657 | 558.4245 | 0.059711 | 558.4245 | 0.036466 | 567.2664 | 0.21384 | 558.4246 | 1.1586 |  |  | 557.9243 | 7.679 | 558.4245 | 0.14885 | 558.4246 | 2.588 | 553.1902 | 0.027359 | 558.4246 | 0.025116 | 557.9243 | 0.012969 | 556.5712 | 0 | 558.4245 | -0.00063916 | 558.4245 | 0.0066204
| 558.1515 | -0.003134 | 558.6514 | -0.0025034 | 556.6651 | 0.03274 | 553.41 | 0 | 558.6514 | 0.0086837 | 558.6514 | 0.039114 | 558.6514 | 0.031361 | 567.4924 | 0.20082 | 558.6514 | 1.1326 |  |  | 558.1515 | 7.626 | 558.6514 | 0.13729 | 558.6514 | 2.6034 | 553.4124 | 0.027709 | 558.6514 | 0 | 558.1515 | -0.0054748 | 556.796 | 0 | 558.6514 | -0.0023747 | 558.6514 | -0.0060618
| 558.3787 | 0.078827 | 558.8783 | 0.062966 | 556.8904 | 0.03274 | 553.63 | 0 | 558.8783 | 0.063002 | 558.8783 | 0.12167 | 558.8783 | 0.033434 | 567.7184 | 0.20804 | 558.8783 | 1.1168 |  |  | 558.3787 | 7.6097 | 558.8783 | 0.15601 | 558.8783 | 2.617 | 553.6347 | 0.080976 | 558.8783 | 0.016571 | 558.3787 | 0.0060295 | 557.0209 | 0 | 558.8783 | -0.0003528 | 558.8783 | 0.0032625
| 558.606 | 0.026663 | 559.1052 | 0.021298 | 557.1156 | 0.019294 | 553.86 | 0 | 559.1052 | 0.028359 | 559.1052 | 0.020351 | 559.1052 | 0.031684 | 567.9445 | 0.19407 | 559.1052 | 1.0947 |  |  | 558.606 | 7.5748 | 559.1052 | 0.14623 | 559.1052 | 2.6415 | 553.857 | -0.009083 | 559.1052 | 0 | 558.606 | -0.0054759 | 557.2457 | 0 | 559.1052 | -0.0031952 | 559.1052 | -0.0036321
| 558.8332 | 0.12665 | 559.3321 | 0.10117 | 557.3408 | 0.041173 | 554.08 | 0 | 559.3321 | 0.070161 | 559.3321 | 0.057443 | 559.3321 | 0.034296 | 568.1705 | 0.20353 | 559.3321 | 1.0831 |  |  | 558.8332 | 7.585 | 559.3321 | 0.16277 | 559.3321 | 2.6747 | 554.0793 | 0.07768 | 559.3321 | 0.023027 | 558.8332 | 0.01635 | 557.4705 | 0 | 559.3321 | 0.00339 | 559.3321 | 0.0091314
| 559.0604 | -0.017852 | 559.559 | -0.01426 | 557.5661 | 0.036212 | 554.3 | 0 | 559.559 | 0.016803 | 559.559 | 0.035108 | 559.559 | 0.027933 | 568.3966 | 0.19095 | 559.559 | 1.0569 |  |  | 559.0604 | 7.5166 | 559.559 | 0.15327 | 559.559 | 2.6826 | 554.3016 | -0.014912 | 559.559 | 0.0038696 | 559.0604 | -0.013787 | 557.6953 | 0 | 559.559 | -0.0032151 | 559.559 | -0.0056221
| 559.2877 | 0.077497 | 559.786 | 0.061903 | 557.7914 | 0.039685 | 554.52 | 0 | 559.786 | 0.05423 | 559.786 | 0.085838 | 559.786 | 0.034969 | 568.6227 | 0.19942 | 559.7859 | 1.0487 |  |  | 559.2877 | 7.5466 | 559.786 | 0.1715 | 559.7859 | 2.7221 | 554.5239 | 0.0069844 | 559.7859 | 0.021411 | 559.2877 | 0.017147 | 557.9202 | 0 | 559.786 | 0.00086337 | 559.786 | 0.010562
| 559.515 | -0.0044706 | 560.0129 | -0.0035711 | 558.0166 | 0.016486 | 554.75 | 0 | 560.0129 | 0.0025778 | 560.0129 | 0.057221 | 560.0129 | 0.026916 | 568.8488 | 0.18554 | 560.0129 | 1.0268 |  |  | 559.515 | 7.5222 | 560.0129 | 0.16804 | 560.0129 | 2.7351 | 554.7462 | -0.032767 | 560.0129 | 0 | 559.515 | -0.016223 | 558.145 | 0 | 560.0129 | -0.0017197 | 560.0129 | -0.0066598
| 559.7423 | 0.084778 | 560.2399 | 0.067719 | 558.2419 | 0.037205 | 554.97 | 0 | 560.2399 | 0.068107 | 560.2399 | 0.080035 | 560.2399 | 0.033855 | 569.0748 | 0.19321 | 560.2399 | 1.0127 |  |  | 559.7423 | 7.5347 | 560.2399 | 0.18064 | 560.2399 | 2.7753 | 554.9686 | 0.062472 | 560.2399 | 0.021296 | 559.7423 | -0.011497 | 558.3699 | 0 | 560.2399 | 0.0010022 | 560.2399 | 0.011243
| 559.9696 | -0.0081512 | 560.4669 | -0.006511 | 558.4672 | 0.014531 | 555.19 | 0 | 560.4669 | 0.0045489 | 560.4669 | 0.047045 | 560.4669 | 0.025928 | 569.301 | 0.18057 | 560.4669 | 0.99439 |  |  | 559.9696 | 7.5024 | 560.4669 | 0.17554 | 560.4669 | 2.7783 | 555.1909 | -0.0068595 | 560.4669 | 0.00029365 | 559.9696 | -0.014229 | 558.5948 | 0 | 560.4669 | -0.0033966 | 560.4669 | -0.0017174
| 560.1969 | 0.083929 | 560.6938 | 0.067041 | 558.6925 | 0.041173 | 555.41 | 0 | 560.6938 | 0.050676 | 560.6938 | 0.078598 | 560.6938 | 0.033025 | 569.5271 | 0.18859 | 560.6938 | 0.97783 |  |  | 560.1969 | 7.4795 | 560.6938 | 0.19386 | 560.6938 | 2.8022 | 555.4133 | 0.049861 | 560.6938 | 0.02797 | 560.1969 | 0.013172 | 558.8197 | 0 | 560.6938 | 0.0014328 | 560.6938 | 0.0075037
| 560.4242 | 0.016897 | 560.9208 | 0.013497 | 558.9178 | 0.029268 | 555.64 | 0 | 560.9208 | 0.0078681 | 560.9208 | 0.044655 | 560.9208 | 0.02477 | 569.7532 | 0.17431 | 560.9208 | 0.96063 |  |  | 560.4242 | 7.4305 | 560.9208 | 0.18356 | 560.9208 | 2.8078 | 555.6356 | -0.010868 | 560.9208 | 0.0023314 | 560.4242 | -0.023743 | 559.0446 | 0 | 560.9208 | -0.0029815 | 560.9208 | -0.0029117
| 560.6516 | 0.089615 | 561.1478 | 0.071582 | 559.1432 | 0.03398 | 555.86 | 0 | 561.1478 | 0.063227 | 561.1478 | 0.087426 | 561.1478 | 0.032088 | 569.9794 | 0.18213 | 561.1478 | 0.94586 |  |  | 560.6516 | 7.388 | 561.1478 | 0.2011 | 561.1478 | 2.8249 | 555.858 | 0.031819 | 561.1478 | 0.024624 | 560.6516 | 0.016254 | 559.2695 | 0 | 561.1478 | 0.0018408 | 561.1478 | 0.0069021
| 560.8789 | -0.0012064 | 561.3749 | -0.00096366 | 559.3685 | 0.021615 | 556.08 | 0 | 561.3749 | 0.010304 | 561.3749 | 0.074202 | 561.3749 | 0.023989 | 570.2055 | 0.16904 | 561.3749 | 0.92356 |  |  | 560.8789 | 7.3589 | 561.3749 | 0.19114 | 561.3749 | 2.8246 | 556.0804 | 0.039873 | 561.3749 | 0.0020279 | 560.8789 | -0.016947 | 559.4944 | 0 | 561.3749 | -0.002851 | 561.3749 | -0.0055094
| 561.1063 | 0.13172 | 561.6019 | 0.10521 | 559.5938 | 0.044397 | 556.3 | 0 | 561.6019 | 0.069584 | 561.6019 | 0.068956 | 561.6019 | 0.033054 | 570.4317 | 0.17683 | 561.6019 | 0.91577 |  |  | 561.1063 | 7.3897 | 561.6019 | 0.21324 | 561.6019 | 2.866 | 556.3028 | 0.0048514 | 561.6019 | 0.029806 | 561.1063 | 0.026256 | 559.7194 | 0 | 561.6019 | 0.003031 | 561.6019 | 0.008916
| 561.3337 | 0.0073791 | 561.8289 | 0.0058943 | 559.8192 | 0.025795 | 556.53 | 0 | 561.8289 | 0 | 561.8289 | 0.023943 | 561.8289 | 0.022837 | 570.6578 | 0.16485 | 561.8289 | 0.89795 |  |  | 561.3336 | 7.3624 | 561.8289 | 0.20761 | 561.8289 | 2.8868 | 556.5252 | 0.014257 | 561.8289 | 0 | 561.3337 | -0.0088115 | 559.9443 | 0 | 561.8289 | -0.0029354 | 561.8289 | -0.0016908
| 561.561 | 0.085987 | 562.056 | 0.068685 | 560.0446 | 0.037949 | 556.75 | 0 | 562.056 | 0.049357 | 562.056 | 0.062967 | 562.056 | 0.032213 | 570.884 | 0.17237 | 562.056 | 0.8958 |  |  | 561.561 | 7.4033 | 562.056 | 0.22441 | 562.056 | 2.9157 | 556.7476 | 0.076087 | 562.056 | 0.026982 | 561.561 | 0.023093 | 560.1693 | 0 | 562.056 | 0.0019939 | 562.056 | 0.0077288
| 561.7884 | 0.0033626 | 562.2831 | 0.002686 | 560.2699 | 0.031996 | 556.97 | 0 | 562.2831 | 0.020833 | 562.2831 | 0.028822 | 562.2831 | 0.026719 | 571.1102 | 0.15659 | 562.2831 | 0.87942 |  |  | 561.7884 | 7.3713 | 562.2831 | 0.22052 | 562.2831 | 2.9365 | 556.97 | 0.042038 | 562.2831 | 0.0009315 | 561.7884 | -0.010437 | 560.3942 | 0 | 562.2831 | -0.0019675 | 562.2831 | -0.0063895
| 562.0158 | 0.11855 | 562.5101 | 0.094692 | 560.4953 | 0.048862 | 557.19 | 0 | 562.5102 | 0.060086 | 562.5102 | 0.067203 | 562.5102 | 0.032558 | 571.3364 | 0.16611 | 562.5101 | 0.86912 |  |  | 562.0158 | 7.3925 | 562.5102 | 0.23601 | 562.5101 | 2.9647 | 557.1925 | 0.075987 | 562.5101 | 0.032617 | 562.0158 | 0.022863 | 560.6191 | 0 | 562.5102 | 0.00074792 | 562.5102 | 0.0078321
| 562.2433 | 0.012281 | 562.7372 | 0.0098096 | 560.7207 | 0.010244 | 557.41 | 0 | 562.7372 | 0 | 562.7372 | 0.041659 | 562.7372 | 0.020539 | 571.5626 | 0.15167 | 562.7372 | 0.85148 |  |  | 562.2433 | 7.4165 | 562.7372 | 0.23672 | 562.7372 | 2.9745 | 557.4149 | -0.030779 | 562.7372 | 0.0033809 | 562.2433 | 9.0545e-05 | 560.8441 | 0 | 562.7372 | -0.0027161 | 562.7372 | -0.0034263
| 562.4707 | 0.077454 | 562.9643 | 0.061869 | 560.9461 | 0.042165 | 557.64 | 0 | 562.9643 | 0.04581 | 562.9643 | 0.065304 | 562.9643 | 0.029758 | 571.7889 | 0.16251 | 562.9644 | 0.84342 |  |  | 562.4707 | 7.3785 | 562.9643 | 0.24982 | 562.9644 | 2.9854 | 557.6374 | 0.042146 | 562.9644 | 0.028812 | 562.4707 | 0.02649 | 561.0692 | 0 | 562.9643 | 0.0011451 | 562.9643 | 0.0095074
| 562.6982 | 0.012537 | 563.1915 | 0.010014 | 561.1715 | 0.049606 | 557.86 | 0 | 563.1915 | 0.010698 | 563.1915 | 0.067908 | 563.1915 | 0.022607 | 572.0151 | 0.14817 | 563.1915 | 0.82685 |  |  | 562.6981 | 7.3382 | 563.1915 | 0.25037 | 563.1915 | 3.0199 | 557.8599 | 0.013489 | 563.1915 | 0.0066301 | 562.6982 | -0.0079875 | 561.2941 | 0 | 563.1915 | -0.0021903 | 563.1915 | -0.0036754
| 562.9256 | 0.066786 | 563.4186 | 0.053348 | 561.3969 | 0.030508 | 558.08 | 0 | 563.4186 | 0.066101 | 563.4186 | 0.076034 | 563.4186 | 0.027237 | 572.2413 | 0.15657 | 563.4186 | 0.82086 |  |  | 562.9256 | 7.3805 | 563.4186 | 0.2651 | 563.4186 | 2.9981 | 558.0823 | 0.058423 | 563.4186 | 0.022568 | 562.9256 | 0.027112 | 561.5191 | 0 | 563.4186 | 0.00091979 | 563.4186 | 0.0056588
| 563.1531 | -0.028012 | 563.6457 | -0.022375 | 561.6224 | 0.022992 | 558.3 | 0 | 563.6457 | 0.0041761 | 563.6457 | 0.05 | 563.6457 | 0.020126 | 572.4676 | 0.14496 | 563.6458 | 0.80402 |  |  | 563.1531 | 7.3662 | 563.6457 | 0.26442 | 563.6458 | 3.0259 | 558.3049 | 0.0070759 | 563.6458 | 0 | 563.1531 | -0.020607 | 561.7441 | 0 | 563.6457 | -0.0037163 | 563.6457 | -0.0044381
| 563.3806 | 0.090933 | 563.8729 | 0.072636 | 561.8478 | 0.04663 | 558.53 | 0 | 563.8729 | 0.055622 | 563.8729 | 0.074663 | 563.8729 | 0.029488 | 572.6938 | 0.15298 | 563.8729 | 0.79865 |  |  | 563.3806 | 7.3649 | 563.8729 | 0.28322 | 563.8729 | 3.0537 | 558.5273 | 0.013887 | 563.8729 | 0.029862 | 563.3806 | 0.033717 | 561.9692 | 0 | 563.8729 | 0.0017314 | 563.8729 | 0.0078183
| 563.6081 | -0.016138 | 564.1001 | -0.012891 | 562.0733 | 0.017935 | 558.75 | 0 | 564.1 | 0.0019146 | 564.1 | 0.029581 | 564.1 | 0.020618 | 572.9202 | 0.14184 | 564.1 | 0.78423 |  |  | 563.6081 | 7.3643 | 564.1 | 0.28126 | 564.1 | 3.095 | 558.7499 | 0.041267 | 564.1 | 0.0040675 | 563.6081 | -0.02087 | 562.1942 | 0 | 564.1 | -0.0025621 | 564.1 | -0.0045193
| 563.8356 | 0.060945 | 564.3272 | 0.048682 | 562.2987 | 0.039933 | 558.97 | 0 | 564.3272 | 0.048339 | 564.3272 | 0.088564 | 564.3272 | 0.025304 | 573.1464 | 0.1511 | 564.3272 | 0.77492 |  |  | 563.8356 | 7.3949 | 564.3272 | 0.30214 | 564.3272 | 3.1263 | 558.9724 | 0.088928 | 564.3272 | 0.022576 | 563.8356 | 0.01474 | 562.4193 | 0 | 564.3272 | -0.0016812 | 564.3272 | 0.00558
| 564.0631 | 0.024304 | 564.5544 | 0.019413 | 562.5242 | 0.016212 | 559.19 | 0 | 564.5544 | 0.018039 | 564.5544 | 0.054482 | 564.5544 | 0.021117 | 573.3727 | 0.13721 | 564.5544 | 0.76149 |  |  | 564.0631 | 7.3672 | 564.5544 | 0.30069 | 564.5544 | 3.1306 | 559.1949 | 0.0011948 | 564.5544 | 0.011373 | 564.0631 | 0.001799 | 562.6443 | 0 | 564.5544 | -0.00032036 | 564.5544 | -0.0043511
| 564.2906 | 0.10126 | 564.7816 | 0.080884 | 562.7497 | 0.036957 | 559.42 | 0 | 564.7816 | 0.049935 | 564.7816 | 0.08615 | 564.7816 | 0.026386 | 573.5991 | 0.14781 | 564.7816 | 0.74931 |  |  | 564.2906 | 7.368 | 564.7816 | 0.31682 | 564.7816 | 3.1452 | 559.4175 | 0.031937 | 564.7816 | 0.029159 | 564.2906 | 0.019554 | 562.8694 | 0 | 564.7816 | 0.00084111 | 564.7816 | 0.0079292
| 564.5181 | -0.025667 | 565.0088 | -0.020502 | 562.9752 | 0.027531 | 559.64 | 0 | 565.0088 | 0.011879 | 565.0088 | 0.030132 | 565.0088 | 0.019702 | 573.8254 | 0.13315 | 565.0088 | 0.73409 |  |  | 564.5182 | 7.3675 | 565.0088 | 0.31687 | 565.0088 | 3.1629 | 559.64 | 0.031871 | 565.0088 | 0.0094101 | 564.5181 | -0.012195 | 563.0945 | 0 | 565.0088 | -0.003774 | 565.0088 | -0.0035436
| 564.7457 | 0.10132 | 565.236 | 0.080933 | 563.2007 | 0.037701 | 559.86 | 0 | 565.236 | 0.060526 | 565.236 | 0.055119 | 565.236 | 0.025841 | 574.0517 | 0.14253 | 565.236 | 0.72871 |  |  | 564.7457 | 7.3708 | 565.236 | 0.33339 | 565.236 | 3.1955 | 559.8625 | 0.057599 | 565.236 | 0.027692 | 564.7457 | 0.024374 | 563.3195 | 0 | 565.236 | 0.00155 | 565.236 | 0.010331
| 564.9733 | 0.013861 | 565.4633 | 0.011072 | 563.4262 | 0.0023495 | 560.09 | 0 | 565.4633 | 0.018609 | 565.4633 | 0.034191 | 565.4633 | 0.018563 | 574.278 | 0.12769 | 565.4633 | 0.71269 |  |  | 564.9733 | 7.3882 | 565.4633 | 0.33199 | 565.4633 | 3.2058 | 560.0851 | 0.047325 | 565.4633 | 0.0041945 | 564.9733 | -0.0098738 | 563.5446 | 0 | 565.4633 | -0.0020533 | 565.4633 | -0.0065997
| 565.2009 | 0.05003 | 565.6905 | 0.039963 | 563.6517 | 0.022021 | 560.31 | 0 | 565.6905 | 0.050103 | 565.6905 | 0.079774 | 565.6905 | 0.026461 | 574.5044 | 0.13625 | 565.6905 | 0.70731 |  |  | 565.2009 | 7.4137 | 565.6905 | 0.35531 | 565.6905 | 3.2322 | 560.3077 | 0.022873 | 565.6905 | 0.027621 | 565.2009 | 0.012767 | 563.7698 | 0 | 565.6905 | 0.0015613 | 565.6905 | 0.0044433
| 565.4284 | -0.044323 | 565.9178 | -0.035404 | 563.8772 | 0.018402 | 560.53 | 0 | 565.9178 | 0.011931 | 565.9178 | 0.04422 | 565.9178 | 0.014715 | 574.7307 | 0.12036 | 565.9178 | 0.69173 |  |  | 565.4284 | 7.3819 | 565.9178 | 0.35368 | 565.9178 | 3.2472 | 560.5303 | 0.055094 | 565.9178 | 0.010248 | 565.4284 | -0.023754 | 563.9949 | 0 | 565.9178 | -0.0038895 | 565.9178 | -0.0082446
| 565.6561 | 0.097177 | 566.145 | 0.077623 | 564.1028 | 0.038445 | 560.75 | 0 | 566.145 | 0.063534 | 566.145 | 0.050082 | 566.145 | 0.028074 | 574.9571 | 0.13102 | 566.145 | 0.68797 |  |  | 565.6561 | 7.383 | 566.145 | 0.37331 | 566.145 | 3.2544 | 560.7529 | 0.062768 | 566.145 | 0.03531 | 565.6561 | 0.0064575 | 564.22 | 0 | 566.145 | 0.0017867 | 566.145 | 0.0052845
| 565.8837 | 0.032675 | 566.3723 | 0.0261 | 564.3283 | 0.021952 | 560.98 | 0 | 566.3723 | 0.01127 | 566.3723 | 0.053137 | 566.3723 | 0.021634 | 575.1835 | 0.11692 | 566.3723 | 0.66988 |  |  | 565.8837 | 7.3531 | 566.3723 | 0.37185 | 566.3723 | 3.274 | 560.9755 | 0.016076 | 566.3723 | 0.013216 | 565.8837 | -0.0085594 | 564.4451 | 0 | 566.3723 | -0.00054217 | 566.3723 | -0.003893
| 566.1113 | 0.087346 | 566.5996 | 0.069771 | 564.5539 | 0.048862 | 561.2 | 0 | 566.5996 | 0.066364 | 566.5996 | 0.078038 | 566.5996 | 0.02242 | 575.4099 | 0.12714 | 566.5996 | 0.66317 |  |  | 566.1113 | 7.3521 | 566.5996 | 0.39154 | 566.5996 | 3.2823 | 561.1982 | 0.096759 | 566.5996 | 0.034412 | 566.1113 | 0.018984 | 564.6703 | 0 | 566.5996 | 0.0014788 | 566.5996 | 0.0066242
| 566.3389 | -0.032268 | 566.8269 | -0.025775 | 564.7795 | 0.035716 | 561.42 | 0 | 566.8269 | 0 | 566.8269 | 0.035941 | 566.8269 | 0.015013 | 575.6363 | 0.11496 | 566.8269 | 0.6466 |  |  | 566.3389 | 7.3299 | 566.8269 | 0.39242 | 566.8269 | 3.3411 | 561.4208 | 0.024995 | 566.8269 | 0.01169 | 566.3389 | -0.013699 | 564.8954 | 0 | 566.8269 | -0.0040836 | 566.8269 | -0.0063697
| 566.5666 | 0.068248 | 567.0543 | 0.054515 | 565.005 | 0.029516 | 561.64 | 0 | 567.0542 | 0.064632 | 567.0542 | 0.068307 | 567.0542 | 0.021386 | 575.8627 | 0.12321 | 567.0543 | 0.64445 |  |  | 566.5666 | 7.3234 | 567.0542 | 0.41417 | 567.0543 | 3.3278 | 561.6434 | 0.050407 | 567.0543 | 0.028243 | 566.5666 | 0.012005 | 565.1206 | 0 | 567.0542 | -0.0031894 | 567.0542 | 0.0063798
| 566.7943 | -0.040678 | 567.2816 | -0.032493 | 565.2306 | 0.03522 | 561.87 | 0 | 567.2816 | 0.00023383 | 567.2816 | 0.052921 | 567.2816 | 0.019491 | 576.0891 | 0.11163 | 567.2816 | 0.63075 |  |  | 566.7942 | 7.3033 | 567.2816 | 0.41874 | 567.2816 | 3.3683 | 561.8661 | 0.064599 | 567.2816 | 0.011171 | 566.7943 | -0.016258 | 565.3458 | 0 | 567.2816 | -0.0037076 | 567.2816 | -0.0094392
| 567.0219 | 0.08863 | 567.5089 | 0.070796 | 565.4562 | 0.02339 | 562.09 | 0 | 567.5089 | 0.047142 | 567.5089 | 0.090839 | 567.5089 | 0.021251 | 576.3156 | 0.12133 | 567.5089 | 0.62619 |  |  | 567.0219 | 7.324 | 567.5089 | 0.43895 | 567.5089 | 3.407 | 562.0887 | 0.092811 | 567.5089 | 0.035011 | 567.0219 | 0.016208 | 565.5709 | 0 | 567.5089 | 7.8659e-05 | 567.5089 | 0.005066
| 567.2496 | -0.010753 | 567.7363 | -0.0085892 | 565.6818 | 0.022367 | 562.31 | 0 | 567.7363 | 0.0019432 | 567.7363 | 0.047484 | 567.7363 | 0.015178 | 576.542 | 0.10925 | 567.7363 | 0.61114 |  |  | 567.2496 | 7.2898 | 567.7363 | 0.44168 | 567.7363 | 3.4088 | 562.3114 | 0.043522 | 567.7363 | 0.013802 | 567.2496 | -0.016038 | 565.7961 | 0 | 567.7363 | -0.0031184 | 567.7363 | -0.0078512
| 567.4773 | 0.088277 | 567.9636 | 0.070514 | 565.9075 | 0.033732 | 562.53 | 0 | 567.9636 | 0.04874 | 567.9636 | 0.061542 | 567.9636 | 0.02681 | 576.7684 | 0.11739 | 567.9636 | 0.61186 |  |  | 567.4773 | 7.2927 | 567.9636 | 0.46823 | 567.9636 | 3.4352 | 562.5341 | 0.089407 | 567.9636 | 0.036507 | 567.4773 | 0.0095066 | 566.0214 | 0 | 567.9636 | 0.0018918 | 567.9636 | 0.010417
| 567.705 | -0.017509 | 568.191 | -0.013986 | 566.1331 | 0.013613 | 562.76 | 0 | 568.191 | 0 | 568.191 | 0.055987 | 568.191 | 0.016459 | 576.9949 | 0.10359 | 568.191 | 0.59422 |  |  | 567.705 | 7.2662 | 568.191 | 0.46562 | 568.191 | 3.4439 | 562.7568 | 0.02431 | 568.191 | 0.0183 | 567.705 | -0.0088876 | 566.2466 | 0 | 568.191 | -0.002138 | 568.191 | -0.008068
| 567.9328 | 0.05664 | 568.4184 | 0.045243 | 566.3587 | 0.041173 | 562.98 | 0 | 568.4184 | 0.064111 | 568.4184 | 0.051675 | 568.4184 | 0.024365 | 577.2214 | 0.11493 | 568.4184 | 0.58813 |  |  | 567.9327 | 7.2296 | 568.4184 | 0.49301 | 568.4184 | 3.4793 | 562.9795 | 0.15161 | 568.4184 | 0.036507 | 567.9328 | 0.01132 | 566.4718 | 0 | 568.4184 | 0.0022577 | 568.4184 | 0.0076806
| 568.1605 | 0.015733 | 568.6458 | 0.012567 | 566.5844 | 0.031252 | 563.2 | 0 | 568.6458 | 0.00059247 | 568.6458 | 0.019566 | 568.6458 | 0.016962 | 577.4479 | 0.10217 | 568.6458 | 0.57452 |  |  | 568.1605 | 7.1805 | 568.6458 | 0.4934 | 568.6458 | 3.5074 | 563.2022 | 0.069975 | 568.6458 | 0.021791 | 568.1605 | -0.017483 | 566.697 | 0 | 568.6458 | -0.0026074 | 568.6458 | -0.0031449
| 568.3882 | 0.090554 | 568.8732 | 0.072333 | 566.81 | 0.030508 | 563.42 | 0 | 568.8732 | 0.041921 | 568.8732 | 0.077644 | 568.8732 | 0.022895 | 577.6744 | 0.11054 | 568.8732 | 0.56798 |  |  | 568.3882 | 7.1445 | 568.8732 | 0.51675 | 568.8732 | 3.5145 | 563.425 | 0.10139 | 568.8732 | 0.043389 | 568.3882 | 0.016985 | 566.9222 | 0 | 568.8732 | -0.00017815 | 568.8732 | 0.007982
| 568.616 | -0.031395 | 569.1006 | -0.025078 | 567.0357 | 0.024715 | 563.65 | 0 | 569.1006 | 0 | 569.1006 | 0.045099 | 569.1006 | 0.013571 | 577.9009 | 0.098066 | 569.1006 | 0.54989 |  |  | 568.616 | 7.1228 | 569.1006 | 0.51238 | 569.1006 | 3.5312 | 563.6477 | 0.0029115 | 569.1006 | 0.016481 | 568.616 | -0.0099893 | 567.1475 | 0 | 569.1006 | -0.0029522 | 569.1006 | -0.0063195
| 568.8438 | 0.066349 | 569.3281 | 0.052998 | 567.2614 | 0.0315 | 563.87 | 0 | 569.3281 | 0.052539 | 569.3281 | 0.055831 | 569.3281 | 0.020034 | 578.1274 | 0.10787 | 569.3281 | 0.54613 |  |  | 568.8438 | 7.0761 | 569.3281 | 0.5387 | 569.3281 | 3.5779 | 563.8704 | 0.12352 | 569.3281 | 0.040397 | 568.8438 | 0.014532 | 567.3728 | 0 | 569.3281 | -0.00043029 | 569.3281 | 0.0066227
| 569.0716 | -0.026827 | 569.5555 | -0.021429 | 567.4871 | 0.020948 | 564.09 | 0 | 569.5555 | 0 | 569.5555 | 0.022385 | 569.5555 | 0.014646 | 578.3539 | 0.10526 | 569.5555 | 0.53485 |  |  | 569.0715 | 7.0563 | 569.5555 | 0.54937 | 569.5555 | 3.5862 | 564.0932 | 0.028781 | 569.5555 | 0.020462 | 569.0716 | -0.020208 | 567.5981 | 0 | 569.5555 | -0.0036785 | 569.5555 | -0.0040838
| 569.2993 | 0.080476 | 569.783 | 0.064283 | 567.7128 | 0.032492 | 564.32 | 0 | 569.783 | 0.03964 | 569.783 | 0.064071 | 569.783 | 0.022256 | 578.5804 | 0.090274 | 569.783 | 0.53118 |  |  | 569.2993 | 7.0472 | 569.783 | 0.56938 | 569.783 | 3.6051 | 564.316 | 0.12698 | 569.783 | 0.039798 | 569.2993 | 0.02459 | 567.8234 | 0 | 569.783 | 0.0014269 | 569.783 | 0.0071987
| 569.5272 | 0.015982 | 570.0104 | 0.012766 | 567.9385 | 0.0089965 | 564.54 | 0 | 570.0104 | 0.0055196 | 570.0104 | 0.047884 | 570.0104 | 0.016842 | 578.807 | 0.10119 | 570.0104 | 0.52052 |  |  | 569.5271 | 7.0368 | 570.0104 | 0.57921 | 570.0104 | 3.6517 | 564.5388 | 0.033979 | 570.0104 | 0.017052 | 569.5272 | 0.0047195 | 568.0486 | 0 | 570.0104 | -0.0011961 | 570.0104 | -0.0042186
| 569.755 | 0.062985 | 570.2379 | 0.050311 | 568.1642 | 0.037453 | 564.76 | 0 | 570.2379 | 0.054466 | 570.2379 | 0.075971 | 570.2379 | 0.020407 | 579.0336 | 0.088099 | 570.2379 | 0.51381 |  |  | 569.755 | 7.0405 | 570.2379 | 0.60367 | 570.2379 | 3.6769 | 564.7615 | 0.063348 | 570.2379 | 0.045783 | 569.755 | 0.016609 | 568.2739 | 0 | 570.2379 | -0.00026984 | 570.2379 | 0.010216
| 569.9828 | -0.018464 | 570.4654 | -0.014749 | 568.3899 | 0.0090013 | 564.98 | 0 | 570.4654 | 0.00075436 | 570.4654 | 0.03069 | 570.4654 | 0.014431 | 579.2601 | 0.099585 | 570.4654 | 0.49805 |  |  | 569.9828 | 6.9452 | 570.4654 | 0.60632 | 570.4654 | 3.691 | 564.9843 | 0.08831 | 570.4654 | 0.0198 | 569.9828 | -0.0083339 | 568.4993 | 0 | 570.4654 | -0.0033287 | 570.4654 | -0.0059867
| 570.2106 | 0.07548 | 570.6929 | 0.060292 | 568.6157 | 0.029764 | 565.21 | 0 | 570.6929 | 0.05557 | 570.6929 | 0.051804 | 570.6929 | 0.021998 | 579.4867 | 0.083891 | 570.6929 | 0.49357 |  |  | 570.2106 | 6.9052 | 570.6929 | 0.63043 | 570.6929 | 3.6955 | 565.2072 | 0.07526 | 570.6929 | 0.046082 | 570.2106 | 0.029904 | 568.7245 | 0 | 570.6929 | 0.0010146 | 570.6929 | 0.0097818
| 570.4385 | -0.0039332 | 570.9204 | -0.0031418 | 568.8414 | 0.020606 | 565.43 | 0 | 570.9204 | 0.011009 | 570.9204 | 0.04571 | 570.9204 | 0.014202 | 579.7133 | 0.096845 | 570.9205 | 0.47924 |  |  | 570.4385 | 6.8732 | 570.9204 | 0.63008 | 570.9205 | 3.7244 | 565.4299 | 0.060681 | 570.9205 | 0.025333 | 570.4385 | -0.011038 | 568.9499 | 0 | 570.9204 | -0.00154 | 570.9204 | -0.0054158
| 570.6664 | 0.072956 | 571.148 | 0.058276 | 569.0672 | 0.031996 | 565.65 | 0 | 571.148 | 0.047109 | 571.148 | 0.051867 | 571.148 | 0.019896 | 579.9399 | 0.083625 | 571.148 | 0.47432 |  |  | 570.6664 | 6.8621 | 571.148 | 0.65739 | 571.1479 | 3.7394 | 565.6528 | 0.10505 | 571.148 | 0.04698 | 570.6664 | 0.025879 | 569.1752 | 0 | 571.148 | 0.0013003 | 571.148 | 0.0078121
| 570.8942 | -0.041038 | 571.3755 | -0.032781 | 569.2929 | 0.029516 | 565.88 | 0 | 571.3755 | 0 | 571.3755 | 0.03254 | 571.3755 | 0.013298 | 580.1665 | 0.094826 | 571.3755 | 0.46429 |  |  | 570.8942 | 6.8716 | 571.3755 | 0.66461 | 571.3755 | 3.7684 | 565.8756 | 0.021271 | 571.3755 | 0.023841 | 570.8942 | -0.0090151 | 569.4006 | 0 | 571.3755 | -0.002658 | 571.3755 | -0.0030818
| 571.1221 | 0.074775 | 571.6031 | 0.059729 | 569.5187 | 0.033732 | 566.1 | 0 | 571.6031 | 0.062761 | 571.6031 | 0.05623 | 571.6031 | 0.020343 | 580.3931 | 0.081758 | 571.6031 | 0.45945 |  |  | 571.1221 | 6.8409 | 571.6031 | 0.6928 | 571.6031 | 3.8087 | 566.0984 | 0.12372 | 571.6031 | 0.045783 | 571.1221 | 0.022359 | 569.626 | 0 | 571.6031 | 0.001637 | 571.6031 | 0.01071
| 571.35 | 0.0024461 | 571.8306 | 0.0019539 | 569.7445 | 0.0085817 | 566.32 | 0 | 571.8306 | 0.0064043 | 571.8306 | 0.03312 | 571.8306 | 0.014058 | 580.6198 | 0.089665 | 571.8306 | 0.44978 |  |  | 571.35 | 6.8411 | 571.8306 | 0.70696 | 571.8306 | 3.8467 | 566.3214 | 0.052337 | 571.8306 | 0.028425 | 571.35 | -0.015053 | 569.8513 | 0 | 571.8306 | -0.0020123 | 571.8306 | -0.003645
| 571.5779 | 0.14793 | 572.0582 | 0.11816 | 569.9703 | 0.044645 | 566.54 | 0 | 572.0582 | 0.053165 | 572.0582 | 0.068825 | 572.0582 | 0.024921 | 580.8464 | 0.07878 | 572.0582 | 0.45229 |  |  | 571.578 | 6.8309 | 572.0582 | 0.73904 | 572.0582 | 3.8495 | 566.5442 | 0.12648 | 572.0582 | 0.05895 | 571.5779 | 0.044539 | 570.0767 | 0 | 572.0582 | 0.0042081 | 572.0582 | 0.0089031
| 571.8059 | -0.033189 | 572.2858 | -0.026511 | 570.1961 | 0.022989 | 566.77 | 0 | 572.2858 | 0 | 572.2858 | 0.02305 | 572.2858 | 0.010318 | 581.073 | 0.08761 | 572.2858 | 0.43375 |  |  | 571.8059 | 6.8157 | 572.2858 | 0.74136 | 572.2858 | 3.8687 | 566.7671 | 0.10289 | 572.2858 | 0.028806 | 571.8059 | 0.0065176 | 570.3021 | 0 | 572.2858 | -0.004126 | 572.2858 | -0.0053191
| 572.0338 | 0.066735 | 572.5134 | 0.053306 | 570.4219 | 0.028523 | 566.99 | 0 | 572.5134 | 0.065367 | 572.5134 | 0.057964 | 572.5134 | 0.018927 | 581.2997 | 0.075741 | 572.5134 | 0.43277 |  |  | 572.0338 | 6.7718 | 572.5134 | 0.77105 | 572.5134 | 3.9076 | 566.99 | 0.12376 | 572.5134 | 0.049075 | 572.0338 | 0.034879 | 570.5275 | 0 | 572.5134 | 0.00053343 | 572.5134 | 0.0045283
| 572.2618 | -0.045697 | 572.741 | -0.036502 | 570.6477 | 0.02902 | 567.21 | 0 | 572.741 | 0 | 572.741 | 0.040038 | 572.741 | 0.008752 | 581.5264 | 0.086573 | 572.741 | 0.41853 |  |  | 572.2618 | 6.7744 | 572.741 | 0.78618 | 572.741 | 3.9403 | 567.2129 | 0.088804 | 572.741 | 0.027999 | 572.2618 | -0.012045 | 570.7529 | 0 | 572.741 | -0.003703 | 572.741 | -0.004848
| 572.4897 | 0.056204 | 572.9686 | 0.044895 | 570.8736 | 0.032244 | 567.44 | 0 | 572.9686 | 0.053611 | 572.9686 | 0.05674 | 572.9686 | 0.012771 | 581.7531 | 0.073693 | 572.9686 | 0.41782 |  |  | 572.4897 | 6.7761 | 572.9686 | 0.81114 | 572.9686 | 3.9466 | 567.4358 | 0.12776 | 572.9686 | 0.055658 | 572.4897 | 0.020583 | 570.9783 | 0 | 572.9686 | -0.0019183 | 572.9686 | 0.0030088
| 572.7177 | 0.026359 | 573.1963 | 0.021055 | 571.0994 | 0.017105 | 567.66 | 0 | 573.1963 | 0.016968 | 573.1963 | 0.034053 | 573.1963 | 0.015123 | 581.9797 | 0.08282 | 573.1963 | 0.40922 |  |  | 572.7177 | 6.7493 | 573.1963 | 0.83032 | 573.1963 | 3.9745 | 567.6587 | 0.067685 | 573.1963 | 0.034412 | 572.7177 | 0.0019201 | 571.2038 | 0 | 573.1963 | -0.00076293 | 573.1963 | -0.0018315
| 572.9457 | 0.080114 | 573.4239 | 0.063994 | 571.3253 | 0.021203 | 567.88 | 0 | 573.4239 | 0.064022 | 573.4239 | 0.064226 | 573.4239 | 0.018202 | 582.2064 | 0.070928 | 573.4239 | 0.40546 |  |  | 572.9457 | 6.7419 | 573.4239 | 0.85861 | 573.4239 | 4.0236 | 567.8817 | 0.087803 | 573.4239 | 0.053863 | 572.9457 | 0.01781 | 571.4292 | 0 | 573.4239 | -0.00017827 | 573.4239 | 0.0070184
| 573.1737 | -0.011351 | 573.6516 | -0.0090667 | 571.5511 | 0.0076868 | 568.1 | 0 | 573.6516 | 0.019569 | 573.6516 | 0.028227 | 573.6516 | 0.013403 | 582.4332 | 0.078897 | 573.6516 | 0.39606 |  |  | 573.1737 | 6.7369 | 573.6516 | 0.87287 | 573.6516 | 4.029 | 568.1046 | 0.050878 | 573.6516 | 0.034113 | 573.1737 | -0.010696 | 571.6547 | 0 | 573.6516 | -0.0024096 | 573.6516 | -0.0049686
| 573.4017 | 0.075421 | 573.8792 | 0.060245 | 571.777 | 0.036708 | 568.33 | 0 | 573.8792 | 0.04189 | 573.8792 | 0.049499 | 573.8792 | 0.016509 | 582.6599 | 0.066789 | 573.8793 | 0.39418 |  |  | 573.4017 | 6.7482 | 573.8792 | 0.9057 | 573.8793 | 4.0475 | 568.3275 | 0.18197 | 573.8793 | 0.059847 | 573.4017 | 0.011173 | 571.8801 | 0 | 573.8792 | 0.00045877 | 573.8792 | 0.0095467
| 573.6297 | 0.033222 | 574.1069 | 0.026537 | 572.0029 | 0.015006 | 568.55 | 0 | 574.1069 | 0.0035194 | 574.1069 | 0.02538 | 574.1069 | 0.012205 | 582.8866 | 0.077593 | 574.1069 | 0.38424 |  |  | 573.6297 | 6.7377 | 574.1069 | 0.92317 | 574.1069 | 4.0948 | 568.5505 | 0.11013 | 574.1069 | 0.040397 | 573.6297 | -0.0068754 | 572.1056 | 0 | 574.1069 | -0.0026908 | 574.1069 | -0.0022266
| 573.8578 | 0.049223 | 574.3346 | 0.039318 | 572.2288 | 0.0076032 | 568.77 | 0 | 574.3346 | 0.05879 | 574.3346 | 0.045651 | 574.3346 | 0.016546 | 583.1133 | 0.065242 | 574.3346 | 0.38361 |  |  | 573.8578 | 6.7412 | 574.3346 | 0.95433 | 574.3346 | 4.1143 | 568.7734 | 0.11697 | 574.3346 | 0.061343 | 573.8578 | 0.029753 | 572.3311 | 0 | 574.3346 | 0.00034335 | 574.3346 | 0.0069601
| 574.0858 | -0.0076215 | 574.5623 | -0.0060879 | 572.4547 | 0.023175 | 569 | 0 | 574.5623 | 0 | 574.5623 | 0.033696 | 574.5623 | 0.0095041 | 583.3401 | 0.075277 | 574.5623 | 0.36982 |  |  | 574.0858 | 6.7217 | 574.5623 | 0.97083 | 574.5623 | 4.1707 | 568.9964 | 0.0904 | 574.5623 | 0.040397 | 574.0858 | -0.0044935 | 572.5566 | 0 | 574.5623 | -0.0040768 | 574.5623 | -0.0058202
| 574.3139 | 0.086856 | 574.79 | 0.069379 | 572.6806 | 0.035468 | 569.22 | 0 | 574.79 | 0.069248 | 574.79 | 0.039594 | 574.79 | 0.020444 | 583.5669 | 0.06437 | 574.79 | 0.36803 |  |  | 574.3139 | 6.7056 | 574.79 | 1.0116 | 574.79 | 4.1878 | 569.2194 | 0.16069 | 574.79 | 0.069423 | 574.3139 | 0.030194 | 572.7821 | 0 | 574.79 | 0.0011916 | 574.79 | 0.0094884
| 574.5419 | -0.0075052 | 575.0178 | -0.005995 | 572.9065 | 0.028523 | 569.44 | 0 | 575.0178 | 0 | 575.0178 | -0.00075932 | 575.0178 | 0.01023 | 583.7936 | 0.075188 | 575.0178 | 0.35988 |  |  | 574.5419 | 6.6876 | 575.0178 | 1.0207 | 575.0178 | 4.1971 | 569.4424 | 0.097858 | 575.0178 | 0.045484 | 574.5419 | -0.0070483 | 573.0076 | 0 | 575.0178 | -0.0037679 | 575.0178 | -0.005821
| 574.77 | 0.075026 | 575.2455 | 0.05993 | 573.1324 | 0.025795 | 569.67 | 0 | 575.2455 | 0.058601 | 575.2455 | 0.061962 | 575.2455 | 0.015101 | 584.0204 | 0.062615 | 575.2455 | 0.35755 |  |  | 574.77 | 6.6754 | 575.2455 | 1.0675 | 575.2455 | 4.2432 | 569.6654 | 0.074964 | 575.2455 | 0.064635 | 574.77 | 0.015149 | 573.2331 | 0 | 575.2455 | 0.00070859 | 575.2455 | 0.0075063
| 574.9981 | -0.036345 | 575.4733 | -0.029031 | 573.3584 | 0.023276 | 569.89 | 0 | 575.4733 | 0.0035238 | 575.4733 | 0.054263 | 575.4733 | 0.0086807 | 584.2473 | 0.072613 | 575.4733 | 0.3477 |  |  | 574.9981 | 6.6633 | 575.4733 | 1.0811 | 575.4733 | 4.258 | 569.8884 | 0.13134 | 575.4733 | 0.046681 | 574.9981 | 0.0034918 | 573.4586 | 0 | 575.4733 | -0.0042305 | 575.4733 | -0.0089263
| 575.2262 | 0.075342 | 575.701 | 0.060182 | 573.5843 | 0.03274 | 570.11 | 0 | 575.701 | 0.046728 | 575.701 | 0.054128 | 575.701 | 0.017051 | 584.4741 | 0.062177 | 575.7011 | 0.34878 |  |  | 575.2262 | 6.6849 | 575.701 | 1.1244 | 575.701 | 4.3028 | 570.1115 | 0.14212 | 575.7011 | 0.071518 | 575.2262 | 0.02701 | 573.6842 | 0 | 575.701 | -0.0011634 | 575.701 | 0.0073597
| 575.4543 | 0.0062756 | 575.9288 | 0.0050128 | 573.8103 | 0.026539 | 570.33 | 0 | 575.9288 | 0 | 575.9288 | 0.050051 | 575.9288 | 0.012298 | 584.7009 | 0.071514 | 575.9288 | 0.33982 |  |  | 575.4543 | 6.6413 | 575.9288 | 1.1415 | 575.9288 | 4.3312 | 570.3345 | 0.12601 | 575.9288 | 0.05087 | 575.4543 | -0.0067703 | 573.9097 | 0 | 575.9288 | -9.2702e-06 | 575.9288 | -0.0054975
| 575.6825 | 0.085619 | 576.1566 | 0.068391 | 574.0363 | 0.038197 | 570.56 | 0 | 576.1566 | 0.057046 | 576.1566 | 0.054264 | 576.1566 | 0.012938 | 584.9277 | 0.058325 | 576.1566 | 0.33696 |  |  | 575.6825 | 6.6616 | 576.1566 | 1.1802 | 576.1566 | 4.3526 | 570.5576 | 0.19061 | 576.1566 | 0.0784 | 575.6825 | 0.016464 | 574.1353 | 0 | 576.1566 | 0.00090238 | 576.1566 | 0.0087043
| 575.9106 | 0.018197 | 576.3844 | 0.014535 | 574.2622 | 0.018632 | 570.78 | 0 | 576.3844 | 0.011981 | 576.3844 | 0.052296 | 576.3844 | 0.0091362 | 585.1545 | 0.069671 | 576.3844 | 0.32872 |  |  | 575.9106 | 6.6009 | 576.3844 | 1.2014 | 576.3844 | 4.3903 | 570.7806 | 0.14664 | 576.3844 | 0.051469 | 575.9106 | 0.002405 | 574.3608 | 0 | 576.3844 | -0.0015055 | 576.3844 | -0.0058308
| 576.1387 | 0.079731 | 576.6122 | 0.063687 | 574.4882 | 0.040429 | 571 | 0 | 576.6122 | 0.044398 | 576.6122 | 0.042814 | 576.6122 | 0.01942 | 585.3813 | 0.058332 | 576.6122 | 0.32872 |  |  | 576.1388 | 6.6333 | 576.6122 | 1.2459 | 576.6122 | 4.4254 | 571.0037 | 0.19186 | 576.6122 | 0.077502 | 576.1387 | 0.030837 | 574.5864 | 0 | 576.6122 | -0.00072181 | 576.6122 | 0.0063051
| 576.3669 | -0.030864 | 576.84 | -0.024654 | 574.7142 | 0.0084978 | 571.23 | 0 | 576.84 | 0 | 576.84 | 0.0052731 | 576.84 | 0.0058685 | 585.6082 | 0.066821 | 576.84 | 0.31573 |  |  | 576.3669 | 6.5946 | 576.84 | 1.2664 | 576.84 | 4.4645 | 571.2268 | 0.11857 | 576.84 | 0.058351 | 576.3669 | -0.0099215 | 574.812 | 0 | 576.84 | -0.0056719 | 576.84 | -0.010163
| 576.5951 | 0.094771 | 577.0679 | 0.075701 | 574.9402 | 0.019729 | 571.45 | 0 | 577.0679 | 0.054722 | 577.0679 | 0.03252 | 577.0679 | 0.017867 | 585.8351 | 0.056715 | 577.0679 | 0.3177 |  |  | 576.5951 | 6.6431 | 577.0679 | 1.3152 | 577.0679 | 4.48 | 571.4499 | 0.16074 | 577.0679 | 0.084385 | 576.5951 | 0.02903 | 575.0376 | 0 | 577.0679 | 0.0016557 | 577.0679 | 0.0086521
| 576.8233 | -0.0045151 | 577.2957 | -0.0036066 | 575.1663 | 0.026539 | 571.67 | 0 | 577.2957 | 0 | 577.2957 | 0.030366 | 577.2957 | 0.011635 | 586.062 | 0.066644 | 577.2957 | 0.30633 |  |  | 576.8233 | 6.6008 | 577.2957 | 1.33 | 577.2957 | 4.5126 | 571.673 | 0.1551 | 577.2957 | 0.061044 | 576.8233 | -0.0054938 | 575.2632 | 0 | 577.2957 | -0.0038629 | 577.2957 | -0.0038679
| 577.0515 | 0.067958 | 577.5236 | 0.054283 | 575.3923 | 0.039685 | 571.9 | 0 | 577.5236 | 0.041609 | 577.5236 | 0.072399 | 577.5236 | 0.017331 | 586.2889 | 0.05371 | 577.5236 | 0.3083 |  |  | 577.0515 | 6.5925 | 577.5236 | 1.387 | 577.5236 | 4.5429 | 571.8961 | 0.18895 | 577.5236 | 0.085582 | 577.0515 | 0.043067 | 575.4888 | 0 | 577.5236 | 0.0013324 | 577.5236 | 0.0083559
| 577.2797 | -0.0012599 | 577.7514 | -0.0010064 | 575.6183 | 0.033236 | 572.12 | 0 | 577.7514 | 0 | 577.7514 | 0.035352 | 577.7514 | 0.012267 | 586.5157 | 0.064565 | 577.7515 | 0.29783 |  |  | 577.2797 | 6.5629 | 577.7514 | 1.4057 | 577.7515 | 4.5903 | 572.1192 | 0.15121 | 577.7515 | 0.070919 | 577.2797 | -0.011666 | 575.7145 | 0 | 577.7514 | -0.0026167 | 577.7514 | -0.00028135
| 577.5079 | 0.071625 | 577.9793 | 0.057213 | 575.8444 | 0.022719 | 572.34 | 0 | 577.9793 | 0.04556 | 577.9793 | 0.041328 | 577.9793 | 0.016823 | 586.7427 | 0.05374 | 577.9793 | 0.29711 |  |  | 577.5079 | 6.5595 | 577.9793 | 1.4552 | 577.9793 | 4.5988 | 572.3423 | 0.17055 | 577.9793 | 0.086479 | 577.5079 | 0.040122 | 575.9401 | 0 | 577.9793 | 1.5635e-05 | 577.9793 | 0.0096534
| 577.7361 | 0.028752 | 578.2072 | 0.022966 | 576.0704 | 0.013214 | 572.57 | 0 | 578.2072 | 0.0076478 | 578.2072 | 0.035561 | 578.2072 | 0.012292 | 586.9696 | 0.063545 | 578.2072 | 0.28771 |  |  | 577.7362 | 6.5214 | 578.2072 | 1.4808 | 578.2072 | 4.6416 | 572.5655 | 0.19165 | 578.2072 | 0.069722 | 577.7361 | -0.0075681 | 576.1658 | 0 | 578.2072 | -0.0041587 | 578.2072 | -0.0038775
| 577.9644 | 0.049657 | 578.4351 | 0.039665 | 576.2965 | 0.023685 | 572.79 | 0 | 578.4351 | 0.05312 | 578.4351 | 0.026699 | 578.4351 | 0.011237 | 587.1965 | 0.050797 | 578.4351 | 0.28654 |  |  | 577.9644 | 6.527 | 578.4351 | 1.5314 | 578.4351 | 4.6859 | 572.7886 | 0.17424 | 578.4351 | 0.091866 | 577.9644 | 0.03865 | 576.3914 | 0 | 578.4351 | -0.0014201 | 578.4351 | 0.0031604
| 578.1927 | -0.03119 | 578.663 | -0.024914 | 576.5226 | 0.014711 | 573.01 | 0 | 578.663 | 0.00827 | 578.663 | 0.037989 | 578.663 | 0.008936 | 587.4235 | 0.061023 | 578.663 | 0.27857 |  |  | 578.1927 | 6.503 | 578.663 | 1.5527 | 578.663 | 4.6978 | 573.0118 | 0.17693 | 578.663 | 0.078699 | 578.1927 | 0.0026438 | 576.6171 | 0 | 578.663 | -0.005064 | 578.663 | -0.0043425
| 578.4209 | 0.071851 | 578.891 | 0.057393 | 576.7487 | 0.037949 | 573.23 | 0 | 578.891 | 0.032402 | 578.891 | 0.041789 | 578.891 | 0.014729 | 587.6504 | 0.050334 | 578.8909 | 0.27866 |  |  | 578.4209 | 6.4547 | 578.891 | 1.6026 | 578.8909 | 4.7784 | 573.235 | 0.21139 | 578.8909 | 0.097551 | 578.4209 | 0.030644 | 576.8428 | 0 | 578.891 | 0.0017905 | 578.891 | 0.0024203
| 578.6492 | -0.00040843 | 579.1189 | -0.00032625 | 576.9748 | 0.021849 | 573.46 | 0 | 579.1189 | 0.0059692 | 579.1189 | 0.022475 | 579.1189 | 0.01084 | 587.8774 | 0.060253 | 579.1189 | 0.2681 |  |  | 578.6492 | 6.4534 | 579.1189 | 1.6336 | 579.1189 | 4.7918 | 573.4582 | 0.19732 | 579.1189 | 0.074211 | 578.6492 | 0.0017416 | 577.0685 | 0 | 579.1189 | -0.0028369 | 579.1189 | -0.0070201
| 578.8775 | 0.063534 | 579.3469 | 0.05075 | 577.2009 | 0.019581 | 573.68 | 0 | 579.3468 | 0.040988 | 579.3468 | 0.056945 | 579.3468 | 0.013011 | 588.1044 | 0.04919 | 579.3469 | 0.27114 |  |  | 578.8775 | 6.4348 | 579.3468 | 1.6976 | 579.3469 | 4.8476 | 573.6813 | 0.19864 | 579.3469 | 0.10354 | 578.8775 | 0.018798 | 577.2941 | 0 | 579.3468 | 0.0005965 | 579.3468 | 0.0058503
| 579.1058 | 0.0038386 | 579.5748 | 0.0030662 | 577.427 | 0.014004 | 573.9 | 0 | 579.5748 | 0.011984 | 579.5748 | 0.04219 | 579.5748 | 0.0088722 | 588.3314 | 0.05833 | 579.5748 | 0.26066 |  |  | 579.1058 | 6.4405 | 579.5748 | 1.731 | 579.5748 | 4.8922 | 573.9045 | 0.12679 | 579.5748 | 0.089472 | 579.1058 | 0.010111 | 577.5198 | 0 | 579.5748 | -0.0025265 | 579.5748 | -0.0059017
| 579.3341 | 0.067503 | 579.8028 | 0.05392 | 577.6531 | 0.026539 | 574.13 | 0.23501 | 579.8028 | 0.057001 | 579.8028 | 0.060126 | 579.8028 | 0.014581 | 588.5583 | 0.046862 | 579.8028 | 0.25932 |  |  | 579.3341 | 6.4181 | 579.8028 | 1.7764 | 579.8028 | 4.9046 | 574.1278 | 0.23935 | 579.8028 | 0.10892 | 579.3341 | 0.027086 | 577.7455 | 0 | 579.8028 | 0.00062105 | 579.8028 | 0.0069942
| 579.5625 | -0.031843 | 580.0308 | -0.025436 | 577.8793 | 0.020118 | 574.35 | 0 | 580.0308 | 0.018141 | 580.0308 | 0.01479 | 580.0308 | 0.0079155 | 588.7853 | 0.057377 | 580.0308 | 0.24911 |  |  | 579.5625 | 6.389 | 580.0308 | 1.8089 | 580.0308 | 4.9582 | 574.351 | 0.16725 | 580.0308 | 0.090669 | 579.5625 | -0.0042372 | 577.9713 | 0 | 580.0308 | -0.0031468 | 580.0308 | -0.00651
| 579.7908 | 0.091832 | 580.2588 | 0.073353 | 578.1054 | 0.039685 | 574.57 | 0 | 580.2588 | 0.042679 | 580.2588 | 0.064718 | 580.2588 | 0.013962 | 589.0123 | 0.045663 | 580.2588 | 0.25413 |  |  | 579.7908 | 6.3764 | 580.2588 | 1.8721 | 580.2588 | 4.9909 | 574.5742 | 0.28068 | 580.2588 | 0.1182 | 579.7908 | 0.037914 | 578.197 | 0 | 580.2588 | 0.0016728 | 580.2588 | 0.0097832
| 580.0192 | 0.10841 | 580.4868 | 0.086598 | 578.3316 | 0.043157 | 574.8 | 0 | 580.4868 | 0.050815 | 580.4868 | 0.033487 | 580.4868 | 0.015539 | 589.2394 | 0.05528 | 580.4868 | 0.2458 |  |  | 580.0192 | 6.3218 | 580.4868 | 1.9687 | 580.4868 | 5.0618 | 574.7975 | 0.25186 | 580.4868 | 0.12718 | 580.0192 | 0.031705 | 578.4228 | 0 | 580.4868 | 0.0026475 | 580.4868 | 0.010389
| 580.2475 | 0.0045673 | 580.7148 | 0.0036483 | 578.5577 | 0.025795 | 575.02 | 0 | 580.7148 | 0 | 580.7148 | 0.022059 | 580.7148 | 0.0089348 | 589.4664 | 0.045517 | 580.7148 | 0.23371 |  |  | 580.2475 | 6.2859 | 580.7148 | 2.0205 | 580.7148 | 5.1083 | 575.0208 | 0.23443 | 580.7148 | 0.093661 | 580.2475 | 0.010933 | 578.6486 | 0 | 580.7148 | -0.0018547 | 580.7148 | -0.0066782
| 580.4759 | 0.093417 | 580.9428 | 0.07462 | 578.7839 | 0.024803 | 575.24 | 0 | 580.9428 | 0.046632 | 580.9428 | 0.052476 | 580.9428 | 0.015038 | 589.6934 | 0.054306 | 580.9428 | 0.23917 |  |  | 580.4759 | 6.2963 | 580.9428 | 2.0772 | 580.9428 | 5.1224 | 575.244 | 0.2595 | 580.9428 | 0.13136 | 580.4759 | 0.041226 | 578.8743 | 0 | 580.9428 | 0.002888 | 580.9428 | 0.005282
| 580.7043 | -0.013581 | 581.1709 | -0.010848 | 579.0101 | 0.010953 | 575.47 | 0 | 581.1709 | 0.012582 | 581.1709 | 0.037842 | 581.1709 | 0.0083336 | 589.9205 | 0.043501 | 581.1709 | 0.227 |  |  | 580.7043 | 6.239 | 581.1709 | 2.1029 | 581.1709 | 5.1865 | 575.4673 | 0.22887 | 581.1709 | 0.11132 | 580.7043 | 0.008697 | 579.1001 | 0 | 581.1709 | -0.0018517 | 581.1709 | -0.0035476
| 580.9327 | 0.090998 | 581.3989 | 0.072687 | 579.2363 | 0.030012 | 575.69 | 0 | 581.3989 | 0.018021 | 581.3989 | 0.062917 | 581.3989 | 0.013975 | 590.1476 | 0.053083 | 581.3989 | 0.22986 |  |  | 580.9327 | 6.2249 | 581.3989 | 2.1802 | 581.3989 | 5.2186 | 575.6906 | 0.30347 | 581.3989 | 0.14064 | 580.9327 | 0.03332 | 579.3259 | 0 | 581.3989 | 0.0016793 | 581.3989 | 0.011097
| 581.1611 | 0.021846 | 581.627 | 0.01745 | 579.4625 | 0.02902 | 575.91 | 0 | 581.627 | 0.0095538 | 581.627 | 0.018256 | 581.627 | 0.0097948 | 590.3746 | 0.041573 | 581.627 | 0.2235 |  |  | 581.1611 | 6.2352 | 581.627 | 2.2281 | 581.627 | 5.2597 | 575.9138 | 0.23242 | 581.627 | 0.11431 | 581.1611 | -0.0042529 | 579.5516 | 0 | 581.627 | -0.0017391 | 581.627 | -0.0018122
| 581.3895 | 0.046532 | 581.8551 | 0.037169 | 579.6887 | 0.039685 | 576.14 | 0 | 581.8551 | 0.048937 | 581.8551 | 0.015861 | 581.8551 | 0.016308 | 590.6017 | 0.052753 | 581.8551 | 0.22386 |  |  | 581.3895 | 6.2228 | 581.8551 | 2.3057 | 581.8551 | 5.3374 | 576.1371 | 0.32554 | 581.8551 | 0.14453 | 581.3895 | 0.046748 | 579.7775 | 0 | 581.8551 | 0.00012101 | 581.8551 | 0.0058433
| 581.618 | 0.014262 | 582.0832 | 0.011392 | 579.9149 | 0.0013207 | 576.36 | 0 | 582.0832 | 0 | 582.0832 | 0.020258 | 582.0832 | 0.0084335 | 590.8288 | 0.041224 | 582.0832 | 0.21661 |  |  | 581.618 | 6.2125 | 582.0832 | 2.3479 | 582.0832 | 5.3211 | 576.3605 | 0.29741 | 582.0832 | 0.12418 | 581.618 | -0.0062889 | 580.0033 | 0 | 582.0832 | -0.0015447 | 582.0832 | -0.0053747
| 581.8464 | 0.10233 | 582.3113 | 0.081742 | 580.1412 | 0.023295 | 576.58 | 0 | 582.3113 | 0.039992 | 582.3113 | 0.047001 | 582.3113 | 0.016349 | 591.0559 | 0.052889 | 582.3113 | 0.21804 |  |  | 581.8464 | 6.2103 | 582.3113 | 2.4327 | 582.3113 | 5.4084 | 576.5838 | 0.32662 | 582.3113 | 0.14812 | 581.8464 | 0.046012 | 580.2291 | 0 | 582.3113 | 0.0013147 | 582.3113 | 0.0079263
| 582.0749 | -0.053903 | 582.5394 | -0.043057 | 580.3674 | 0.017272 | 576.81 | 0 | 582.5394 | 0.0002118 | 582.5394 | 0.019275 | 582.5394 | 0.0056786 | 591.283 | 0.040665 | 582.5394 | 0.20613 |  |  | 582.0749 | 6.2165 | 582.5394 | 2.4775 | 582.5394 | 5.4479 | 576.8071 | 0.23426 | 582.5394 | 0.13436 | 582.0749 | 0.00016684 | 580.455 | 0 | 582.5394 | -0.0029567 | 582.5394 | -0.0037043
| 582.3033 | 0.10335 | 582.7675 | 0.082552 | 580.5937 | 0.031004 | 577.03 | 0 | 582.7675 | 0.029199 | 582.7675 | 0.044181 | 582.7675 | 0.014912 | 591.5102 | 0.051571 | 582.7675 | 0.21159 |  |  | 582.3033 | 6.1886 | 582.7675 | 2.5499 | 582.7675 | 5.4829 | 577.0305 | 0.35688 | 582.7675 | 0.16009 | 582.3033 | 0.042331 | 580.6808 | 0 | 582.7675 | 0.0011867 | 582.7675 | 0.0097584
| 582.5318 | -0.011768 | 582.9956 | -0.0094 | 580.8199 | 0.032244 | 577.25 | 0 | 582.9956 | 0 | 582.9956 | 0.030591 | 582.9956 | 0.0070123 | 591.7373 | 0.038829 | 582.9957 | 0.20148 |  |  | 582.5318 | 6.1998 | 582.9956 | 2.6161 | 582.9957 | 5.53 | 577.2538 | 0.31131 | 582.9957 | 0.14124 | 582.5318 | 0.0098565 | 580.9066 | 0 | 582.9956 | -0.0032096 | 582.9956 | -0.0046004
| 582.7603 | 0.072299 | 583.2238 | 0.057751 | 581.0462 | 0.030012 | 577.48 | 0 | 583.2238 | 0.036252 | 583.2238 | 0.048316 | 583.2238 | 0.011966 | 591.9645 | 0.050993 | 583.2238 | 0.20497 |  |  | 582.7603 | 6.1944 | 583.2238 | 2.7035 | 583.2238 | 5.5833 | 577.4772 | 0.36802 | 583.2238 | 0.17176 | 582.7603 | 0.042699 | 581.1325 | 0 | 583.2238 | 0.00014918 | 583.2238 | 0.0082864
| 582.9888 | -0.0023583 | 583.452 | -0.0018838 | 581.2725 | 0.0021171 | 577.7 | 0 | 583.452 | 0.0067813 | 583.452 | 0.020138 | 583.452 | 0.0037549 | 592.1917 | 0.040716 | 583.452 | 0.19736 |  |  | 582.9888 | 6.1832 | 583.452 | 2.7805 | 583.452 | 5.6386 | 577.7006 | 0.30959 | 583.452 | 0.14693 | 582.9888 | 0.028501 | 581.3584 | 0 | 583.452 | -0.0034173 | 583.452 | -0.0031844
| 583.2173 | 0.079036 | 583.6801 | 0.063133 | 581.4988 | 0.024619 | 577.92 | 0 | 583.6801 | 0.055741 | 583.6801 | 0.042225 | 583.6801 | 0.01276 | 592.4188 | 0.049959 | 583.6801 | 0.20139 |  |  | 583.2173 | 6.2432 | 583.6801 | 2.8758 | 583.6801 | 5.6851 | 577.924 | 0.41696 | 583.6801 | 0.18373 | 583.2173 | 0.047116 | 581.5843 | 0 | 583.6801 | 0.0013056 | 583.6801 | 0.0090356
| 583.4459 | -0.032271 | 583.9083 | -0.025777 | 581.7251 | 0.020606 | 578.15 | 0 | 583.9083 | 0 | 583.9083 | 0.019429 | 583.9083 | 0.0029507 | 592.646 | 0.038129 | 583.9083 | 0.1927 |  |  | 583.4459 | 6.227 | 583.9083 | 2.9407 | 583.9083 | 5.7035 | 578.1473 | 0.34891 | 583.9083 | 0.16159 | 583.4459 | 0.013656 | 581.8102 | 0 | 583.9083 | -0.003525 | 583.9083 | -0.0095007
| 583.6744 | 0.077416 | 584.1365 | 0.061839 | 581.9514 | 0.039933 | 578.37 | 0 | 584.1365 | 0.060479 | 584.1365 | 0.045449 | 584.1365 | 0.014498 | 592.8732 | 0.04765 | 584.1365 | 0.19691 |  |  | 583.6744 | 6.2194 | 584.1365 | 3.0498 | 584.1365 | 5.7781 | 578.3707 | 0.38342 | 584.1365 | 0.19121 | 583.6744 | 0.034242 | 582.0361 | 0 | 584.1365 | 0.0032783 | 584.1365 | 0.012167
| 583.903 | -0.015466 | 584.3647 | -0.012354 | 582.1777 | 0.010324 | 578.59 | 0 | 584.3647 | 0.0031228 | 584.3647 | 0.043736 | 584.3647 | 0.0030966 | 593.1003 | 0.035885 | 584.3647 | 0.18375 |  |  | 583.903 | 6.202 | 584.3647 | 3.1042 | 584.3647 | 5.7924 | 578.5942 | 0.29514 | 584.3647 | 0.16817 | 583.903 | 0.020522 | 582.262 | 0 | 584.3647 | -0.0048508 | 584.3647 | -0.0056669
| 584.1315 | 0.089927 | 584.5929 | 0.071832 | 582.404 | 0.023351 | 578.82 | 0 | 584.5929 | 0.05518 | 584.5929 | 0.048389 | 584.5929 | 0.016883 | 593.3276 | 0.047065 | 584.593 | 0.1927 |  |  | 584.1315 | 6.2184 | 584.5929 | 3.2285 | 584.593 | 5.8959 | 578.8176 | 0.37935 | 584.593 | 0.20737 | 584.1315 | 0.04638 | 582.4879 | 0 | 584.5929 | 0.0035225 | 584.5929 | 0.010471
| 584.3601 | -0.018169 | 584.8212 | -0.014513 | 582.6304 | 0.0083287 | 579.04 | 0 | 584.8212 | 0.0028283 | 584.8212 | 0.024933 | 584.8212 | 0.0049263 | 593.5548 | 0.03642 | 584.8212 | 0.18034 |  |  | 584.3601 | 6.1953 | 584.8212 | 3.3068 | 584.8212 | 5.9306 | 579.041 | 0.30148 | 584.8212 | 0.17775 | 584.3601 | 0.01045 | 582.7138 | 0 | 584.8212 | -0.0051801 | 584.8212 | -0.0070976
| 584.5887 | 0.07387 | 585.0494 | 0.059006 | 582.8567 | 0.043157 | 579.26 | 0 | 585.0494 | 0.046719 | 585.0494 | 0.048501 | 585.0494 | 0.012265 | 593.782 | 0.045777 | 585.0494 | 0.1867 |  |  | 584.5887 | 6.194 | 585.0494 | 3.4128 | 585.0494 | 5.9972 | 579.2645 | 0.40297 | 585.0494 | 0.21844 | 584.5887 | 0.044907 | 582.9398 | 0 | 585.0494 | 0.00055779 | 585.0494 | 0.011471
| 584.8173 | -0.020283 | 585.2777 | -0.016202 | 583.0831 | 0.012675 | 579.49 | 0 | 585.2777 | 0 | 585.2777 | 0.039127 | 585.2777 | 0.0073568 | 594.0093 | 0.033824 | 585.2776 | 0.17578 |  |  | 584.8173 | 6.1559 | 585.2777 | 3.4818 | 585.2776 | 6.0312 | 579.4879 | 0.34868 | 585.2776 | 0.1945 | 584.8173 | 0.019454 | 583.1657 | 0 | 585.2777 | -0.0026693 | 585.2777 | -0.0061673
| 585.0459 | 0.092243 | 585.5059 | 0.073682 | 583.3095 | 0.034228 | 579.71 | 0 | 585.5059 | 0.046244 | 585.5059 | 0.051174 | 585.5059 | 0.012285 | 594.2365 | 0.043257 | 585.5059 | 0.18178 |  |  | 585.0459 | 6.1435 | 585.5059 | 3.5873 | 585.5059 | 6.044 | 579.7114 | 0.44466 | 585.5059 | 0.22802 | 585.0459 | 0.043067 | 583.3917 | 0 | 585.5059 | 0.0018074 | 585.5059 | 0.0082883
| 585.2745 | -0.0091335 | 585.7342 | -0.0072957 | 583.5358 | 0.0014082 | 579.93 | 0 | 585.7342 | 0.0017728 | 585.7342 | 0.0031948 | 585.7342 | 0.0032783 | 594.4637 | 0.035151 | 585.7342 | 0.16897 |  |  | 585.2745 | 6.092 | 585.7342 | 3.6493 | 585.7342 | 6.1204 | 579.9349 | 0.38259 | 585.7342 | 0.20528 | 585.2745 | 0.015493 | 583.6177 | 0 | 585.7342 | -0.003324 | 585.7342 | -0.0047096
| 585.5032 | 0.073002 | 585.9625 | 0.058313 | 583.7622 | 0.031748 | 580.16 | 0 | 585.9625 | 0.040944 | 585.9625 | 0.061523 | 585.9625 | 0.011186 | 594.691 | 0.043637 | 585.9625 | 0.17407 |  |  | 585.5032 | 6.0661 | 585.9625 | 3.7524 | 585.9625 | 6.153 | 580.1583 | 0.43331 | 585.9625 | 0.2337 | 585.5032 | 0.052269 | 583.8436 | 0 | 585.9625 | 0.00097969 | 585.9625 | 0.005522
| 585.7318 | -0.033283 | 586.1908 | -0.026586 | 583.9886 | 0.017396 | 580.38 | 0 | 586.1908 | 0 | 586.1908 | -0.0010175 | 586.1908 | 0.0034117 | 594.9183 | 0.033437 | 586.1908 | 0.16234 |  |  | 585.7318 | 6.0316 | 586.1908 | 3.8251 | 586.1908 | 6.1574 | 580.3818 | 0.36753 | 586.1908 | 0.21754 | 585.7318 | 0.010051 | 584.0696 | 0 | 586.1908 | -0.005139 | 586.1908 | -0.0063073
| 585.9605 | 0.083255 | 586.4191 | 0.066503 | 584.215 | 0.042165 | 580.61 | 0 | 586.4191 | 0.048814 | 586.4191 | 0.075028 | 586.4191 | 0.013337 | 595.1456 | 0.043775 | 586.4191 | 0.1687 |  |  | 585.9605 | 6.0068 | 586.4191 | 3.9282 | 586.4191 | 6.2476 | 580.6053 | 0.46841 | 586.4191 | 0.25375 | 585.9605 | 0.055214 | 584.2957 | 0 | 586.4191 | 5.0335e-05 | 586.4191 | 0.0038611
| 586.1891 | -0.02223 | 586.6474 | -0.017757 | 584.4415 | 0.03398 | 580.83 | 0 | 586.6474 | 0 | 586.6474 | 0.022691 | 586.6474 | 0.0058804 | 595.3729 | 0.033173 | 586.6474 | 0.15733 |  |  | 586.1891 | 5.9827 | 586.6474 | 4.0158 | 586.6474 | 6.3028 | 580.8289 | 0.41357 | 586.6474 | 0.2355 | 586.1891 | 0.030521 | 584.5217 | 0 | 586.6474 | -0.0034175 | 586.6474 | -0.0043033
| 586.4178 | 0.071897 | 586.8758 | 0.05743 | 584.6679 | 0.039933 | 581.05 | 0 | 586.8758 | 0.03893 | 586.8758 | 0.057514 | 586.8758 | 0.0123 | 595.6002 | 0.041981 | 586.8757 | 0.16243 |  |  | 586.4178 | 5.9979 | 586.8758 | 4.1532 | 586.8757 | 6.3621 | 581.0524 | 0.49891 | 586.8757 | 0.26542 | 586.4178 | 0.052269 | 584.7477 | 0 | 586.8758 | 0.00062887 | 586.8758 | 0.010816
| 586.6465 | -0.026798 | 587.1041 | -0.021406 | 584.8943 | 0.0088886 | 581.28 | 0 | 587.1041 | 0 | 587.1041 | 0.032434 | 587.1041 | 0.0045851 | 595.8276 | 0.032447 | 587.1041 | 0.15303 |  |  | 586.6465 | 5.9833 | 587.1041 | 4.252 | 587.1041 | 6.4301 | 581.2759 | 0.44385 | 587.1041 | 0.24807 | 586.6465 | 0.019873 | 584.9737 | 0 | 587.1041 | -0.0029354 | 587.1041 | -0.0045266
| 586.8752 | 0.10233 | 587.3325 | 0.081742 | 585.1208 | 0.039685 | 581.5 | 0 | 587.3325 | 0.039302 | 587.3325 | 0.038832 | 587.3325 | 0.016046 | 596.0549 | 0.04256 | 587.3325 | 0.15957 |  |  | 586.8752 | 5.9887 | 587.3325 | 4.3879 | 587.3325 | 6.4877 | 581.4995 | 0.51558 | 587.3325 | 0.28338 | 586.8752 | 0.053373 | 585.1998 | 0 | 587.3325 | 0.00053538 | 587.3325 | 0.012243
| 587.1039 | -0.017896 | 587.5608 | -0.014295 | 585.3472 | 0.029764 | 581.72 | 0 | 587.5608 | 0 | 587.5608 | -0.0049009 | 587.5608 | 0.0074622 | 596.2822 | 0.033417 | 587.5608 | 0.15079 |  |  | 587.1039 | 5.957 | 587.5608 | 4.4929 | 587.5609 | 6.5523 | 581.723 | 0.49366 | 587.5608 | 0.26842 | 587.1039 | 0.034096 | 585.4258 | 0 | 587.5608 | -0.0023995 | 587.5608 | -0.0056305
| 587.3327 | 0.055296 | 587.7892 | 0.044169 | 585.5737 | 0.027779 | 581.95 | 0 | 587.7892 | 0.051232 | 587.7892 | 0.089158 | 587.7892 | 0.010093 | 596.5096 | 0.04211 | 587.7892 | 0.1533 |  |  | 587.3327 | 5.9526 | 587.7892 | 4.6288 | 587.7892 | 6.5616 | 581.9466 | 0.57401 | 587.7892 | 0.30552 | 587.3327 | 0.052269 | 585.6519 | 0 | 587.7892 | 8.557e-05 | 587.7892 | 0.0023929
| 587.5614 | -0.0053659 | 588.0176 | -0.0042862 | 585.8002 | 0.017213 | 582.17 | 0 | 588.0176 | 0 | 588.0176 | 0.021576 | 588.0176 | 0.0072125 | 596.7369 | 0.030218 | 588.0176 | 0.14641 |  |  | 587.5614 | 5.9331 | 588.0176 | 4.7273 | 588.0176 | 6.6422 | 582.1702 | 0.53269 | 588.0176 | 0.28457 | 587.5614 | 0.033372 | 585.8779 | 0 | 588.0176 | -0.0020825 | 588.0176 | -0.00022985
| 587.7902 | 0.063408 | 588.246 | 0.050649 | 586.0267 | 0.023414 | 582.39 | 0 | 588.246 | 0.048358 | 588.246 | 0.026393 | 588.246 | 0.011911 | 596.9644 | 0.042381 | 588.246 | 0.14784 |  |  | 587.7902 | 5.8743 | 588.246 | 4.8526 | 588.246 | 6.6673 | 582.3937 | 0.56733 | 588.246 | 0.31091 | 587.7902 | 0.059263 | 586.104 | 0 | 588.246 | -0.00020743 | 588.246 | 0.006243
| 588.0189 | -0.0053069 | 588.4744 | -0.004239 | 586.2532 | 0.023278 | 582.62 | 0 | 588.4744 | 0 | 588.4744 | 0.024228 | 588.4744 | 0.0022767 | 597.1917 | 0.029609 | 588.4744 | 0.13933 |  |  | 588.0189 | 5.8644 | 588.4744 | 4.9444 | 588.4744 | 6.7293 | 582.6173 | 0.56574 | 588.4744 | 0.30073 | 588.0189 | 0.02028 | 586.3301 | 0 | 588.4744 | -0.0040828 | 588.4744 | -0.008043
| 588.2477 | 0.05008 | 588.7028 | 0.040003 | 586.4797 | 0.033732 | 582.84 | 0 | 588.7028 | 0.043708 | 588.7028 | 0.048336 | 588.7028 | 0.011014 | 597.4191 | 0.041105 | 588.7028 | 0.14247 |  |  | 588.2477 | 5.8562 | 588.7028 | 5.0713 | 588.7028 | 6.7714 | 582.8409 | 0.60564 | 588.7028 | 0.33604 | 588.2477 | 0.056686 | 586.5562 | 0 | 588.7028 | 0.00041894 | 588.7028 | 0.0066077
| 588.4765 | 0.00047124 | 588.9313 | 0.00037641 | 586.7062 | 0.013695 | 583.06 | 0 | 588.9313 | 0.0075781 | 588.9313 | 0.0080714 | 588.9313 | 0.0092516 | 597.6465 | 0.030609 | 588.9313 | 0.1379 |  |  | 588.4765 | 5.7992 | 588.9313 | 5.1959 | 588.9313 | 6.8019 | 583.0646 | 0.56642 | 588.9313 | 0.32288 | 588.4765 | 0.037914 | 586.7823 | 0 | 588.9313 | -0.0020156 | 588.9313 | -0.0036595
| 588.7053 | 0.072741 | 589.1597 | 0.058104 | 586.9327 | 0.024634 | 583.29 | 0 | 589.1597 | 0.045376 | 589.1597 | 0.02523 | 589.1597 | 0.015027 | 597.8739 | 0.0389 | 589.1597 | 0.14264 |  |  | 588.7053 | 5.8289 | 589.1597 | 5.3378 | 589.1597 | 6.8667 | 583.2882 | 0.60623 | 589.1597 | 0.35729 | 588.7053 | 0.068097 | 587.0084 | 0 | 589.1597 | 0.0035617 | 589.1597 | 0.0090405
| 588.9341 | -0.015179 | 589.3882 | -0.012125 | 587.1592 | 0.02902 | 583.51 | 0 | 589.3882 | 0 | 589.3882 | 0.040979 | 589.3882 | 0.0036612 | 598.1014 | 0.029375 | 589.3882 | 0.1293 |  |  | 588.9341 | 5.7796 | 589.3882 | 5.4871 | 589.3882 | 6.9376 | 583.5118 | 0.64548 | 589.3882 | 0.34203 | 588.9341 | 0.01837 | 587.2346 | 0 | 589.3882 | -0.0047082 | 589.3882 | -0.012645
| 589.1629 | 0.095132 | 589.6167 | 0.075989 | 587.3858 | 0.045142 | 583.74 | 0 | 589.6167 | 0.040349 | 589.6167 | 0.021532 | 589.6167 | 0.011813 | 598.3288 | 0.039042 | 589.6166 | 0.13557 |  |  | 589.1629 | 5.8144 | 589.6167 | 5.6564 | 589.6166 | 6.9799 | 583.7355 | 0.67198 | 589.6166 | 0.38003 | 589.1629 | 0.062208 | 587.4607 | 0 | 589.6167 | 0.00061891 | 589.6167 | 0.0068769
| 589.3918 | -0.0016585 | 589.8451 | -0.0013248 | 587.6123 | 0.032244 | 583.96 | 0 | 589.8451 | 0 | 589.8451 | 0.024154 | 589.8451 | 0.002916 | 598.5562 | 0.028999 | 589.8451 | 0.12715 |  |  | 589.3917 | 5.7695 | 589.8451 | 5.781 | 589.8452 | 7.0257 | 583.9591 | 0.63647 | 589.8451 | 0.36567 | 589.3918 | 0.039018 | 587.6868 | 0 | 589.8451 | -0.0034534 | 589.8451 | -0.0028481
| 589.6206 | 0.083286 | 590.0736 | 0.066527 | 587.8389 | 0.029516 | 584.18 | 0 | 590.0736 | 0.04136 | 590.0736 | 0.056072 | 590.0736 | 0.011783 | 598.7837 | 0.038941 | 590.0737 | 0.13288 |  |  | 589.6206 | 5.7863 | 590.0736 | 5.9602 | 590.0737 | 7.0939 | 584.1828 | 0.67228 | 590.0737 | 0.40068 | 589.6206 | 0.059999 | 587.913 | 0 | 590.0736 | 0.0011628 | 590.0736 | 0.010485
| 589.8495 | 0.014845 | 590.3021 | 0.011858 | 588.0655 | 0.0315 | 584.41 | 0 | 590.3021 | 0 | 590.3021 | 0.03047 | 590.3021 | 0.0040166 | 599.0112 | 0.02784 | 590.3021 | 0.12509 |  |  | 589.8494 | 5.7483 | 590.3021 | 6.0968 | 590.3021 | 7.1481 | 584.4064 | 0.69336 | 590.3021 | 0.38961 | 589.8495 | 0.045275 | 588.1392 | 0 | 590.3021 | -0.0025604 | 590.3021 | -0.0074205
| 590.0783 | 0.062541 | 590.5307 | 0.049957 | 588.2921 | 0.036708 | 584.63 | 0 | 590.5307 | 0.044949 | 590.5307 | 0.035709 | 590.5307 | 0.01102 | 599.2386 | 0.038449 | 590.5306 | 0.12608 |  |  | 590.0783 | 5.7423 | 590.5307 | 6.2754 | 590.5306 | 7.2327 | 584.6301 | 0.74461 | 590.5306 | 0.41953 | 590.0783 | 0.073987 | 588.3654 | 0 | 590.5307 | 0.00043659 | 590.5307 | 0.0097532
| 590.3072 | 0.0062254 | 590.7592 | 0.0049727 | 588.5187 | 0.010299 | 584.85 | 0 | 590.7592 | 0.011187 | 590.7592 | 0.037938 | 590.7592 | 0.0078247 | 599.4661 | 0.0273 | 590.7592 | 0.12133 |  |  | 590.3072 | 5.7412 | 590.7592 | 6.427 | 590.7592 | 7.2735 | 584.8538 | 0.71905 | 590.7592 | 0.40936 | 590.3072 | 0.035801 | 588.5916 | 0 | 590.7592 | -0.0020131 | 590.7592 | 3.0881e-06
| 590.5361 | 0.049006 | 590.9877 | 0.039145 | 588.7453 | 0.015847 | 585.08 | 0 | 590.9877 | 0.057215 | 590.9877 | 0.037105 | 590.9877 | 0.011608 | 599.6936 | 0.036074 | 590.9877 | 0.12491 |  |  | 590.5361 | 5.737 | 590.9877 | 6.6163 | 590.9877 | 7.3037 | 585.0775 | 0.83547 | 590.9877 | 0.44676 | 590.5361 | 0.071042 | 588.8177 | 0 | 590.9877 | 1.9183e-05 | 590.9877 | 0.0076794
| 590.765 | -0.035671 | 591.2163 | -0.028493 | 588.9719 | 0.00093312 | 585.3 | 0 | 591.2163 | 0 | 591.2163 | 0.021015 | 591.2163 | 0.0058909 | 599.9211 | 0.023063 | 591.2163 | 0.1182 |  |  | 590.765 | 5.6994 | 591.2163 | 6.7825 | 591.2163 | 7.3362 | 585.3013 | 0.72495 | 591.2163 | 0.44526 | 590.765 | 0.049324 | 589.0439 | 0 | 591.2163 | -0.0028846 | 591.2163 | -0.0016401
| 590.9939 | 0.082566 | 591.4449 | 0.065952 | 589.1985 | 0.034228 | 585.52 | 0 | 591.4449 | 0.049685 | 591.4449 | 0.018436 | 591.4449 | 0.015205 | 600.1486 | 0.042586 | 591.4449 | 0.12402 |  |  | 590.9939 | 5.6874 | 591.4449 | 6.9506 | 591.4449 | 7.4089 | 585.525 | 0.81996 | 591.4449 | 0.48746 | 590.9939 | 0.080244 | 589.2701 | 0 | 591.4449 | 0.0019702 | 591.4449 | 0.0080678
| 591.2228 | -0.0087997 | 591.6734 | -0.007029 | 589.4251 | 0.024377 | 585.75 | 0 | 591.6734 | 0 | 591.6734 | 0.019981 | 591.6734 | 0.0030365 | 600.3762 | 0.026259 | 591.6735 | 0.11265 |  |  | 591.2228 | 5.6635 | 591.6734 | 7.1188 | 591.6735 | 7.4471 | 585.7487 | 0.80233 | 591.6735 | 0.46412 | 591.2228 | 0.047484 | 589.4964 | 0 | 591.6734 | -0.0045466 | 591.6734 | -0.0030315
| 591.4518 | 0.055066 | 591.902 | 0.043986 | 589.6518 | 0.023333 | 585.97 | 0 | 591.902 | 0.030041 | 591.902 | 0.033 | 591.902 | 0.010788 | 600.6037 | 0.035215 | 591.902 | 0.1173 |  |  | 591.4518 | 5.7067 | 591.902 | 7.3335 | 591.902 | 7.5238 | 585.9725 | 0.9127 | 591.902 | 0.50721 | 591.4518 | 0.085029 | 589.7226 | 0 | 591.902 | -0.00014676 | 591.902 | 0.0036993
| 591.6807 | -0.042478 | 592.1306 | -0.03393 | 589.8784 | 0.012791 | 586.2 | 0 | 592.1306 | 0 | 592.1306 | 0.023143 | 592.1306 | 0.004557 | 600.8312 | 0.025542 | 592.1306 | 0.11059 |  |  | 591.6807 | 5.6313 | 592.1306 | 7.4872 | 592.1306 | 7.558 | 586.1962 | 0.86925 | 592.1306 | 0.49524 | 591.6807 | 0.058895 | 589.9489 | 0 | 592.1306 | -0.0019616 | 592.1306 | -0.0054465
| 591.9097 | 0.084889 | 592.3592 | 0.067808 | 590.1051 | 0.019044 | 586.42 | 0 | 592.3592 | 0.047189 | 592.3592 | 0.046455 | 592.3592 | 0.0091902 | 601.0588 | 0.034849 | 592.3592 | 0.11524 |  |  | 591.9097 | 5.6241 | 592.3592 | 7.6597 | 592.3593 | 7.6481 | 586.42 | 0.98292 | 592.3592 | 0.54341 | 591.9097 | 0.083189 | 590.1751 | 0.015639 | 592.3592 | 0.00070772 | 592.3592 | 0.0016071
| 592.1386 | -0.017472 | 592.5879 | -0.013957 | 590.3318 | 0.027283 | 586.64 | 0 | 592.5879 | 0.0030903 | 592.5879 | 0.014588 | 592.5879 | 0.00437 | 601.2864 | 0.025394 | 592.5878 | 0.10638 |  |  | 592.1386 | 5.5825 | 592.5879 | 7.8169 | 592.5878 | 7.7122 | 586.6437 | 0.9886 | 592.5878 | 0.52845 | 592.1386 | 0.053742 | 590.4014 | 0.0018594 | 592.5879 | -0.0034112 | 592.5879 | -0.0050406
| 592.3676 | 0.069575 | 592.8165 | 0.055575 | 590.5584 | 0.037949 | 586.87 | 0 | 592.8165 | 0.030741 | 592.8165 | 0.045496 | 592.8165 | 0.010233 | 601.514 | 0.034126 | 592.8165 | 0.11068 |  |  | 592.3676 | 5.5459 | 592.8165 | 8.0069 | 592.8165 | 7.7152 | 586.8676 | 0.98113 | 592.8165 | 0.57274 | 592.3676 | 0.085766 | 590.6277 | 0.016538 | 592.8165 | 0.0013743 | 592.8165 | 0.0055246
| 592.5966 | -0.019813 | 593.0451 | -0.015827 | 590.7851 | 0.031748 | 587.09 | 0 | 593.0451 | 0.0052398 | 593.0451 | 0.020756 | 593.0451 | 0.0041781 | 601.7416 | 0.023998 | 593.0451 | 0.1045 |  |  | 592.5966 | 5.4917 | 593.0451 | 8.1502 | 593.0451 | 7.7545 | 587.0913 | 0.95311 | 593.0451 | 0.55987 | 592.5966 | 0.057054 | 590.8539 | 0.00061982 | 593.0451 | -0.0032468 | 593.0451 | -0.0033311
| 592.8256 | 0.062703 | 593.2738 | 0.050086 | 591.0118 | 0.022611 | 587.32 | 0 | 593.2738 | 0.026956 | 593.2738 | 0.055571 | 593.2738 | 0.010883 | 601.9692 | 0.033224 | 593.2738 | 0.10772 |  |  | 592.8256 | 5.5056 | 593.2738 | 8.3587 | 593.2738 | 7.8403 | 587.3151 | 0.98505 | 593.2738 | 0.60296 | 592.8256 | 0.099385 | 591.0803 | 0.014233 | 593.2738 | 0.0014786 | 593.2738 | 0.0051289
| 593.0547 | -0.0053288 | 593.5024 | -0.0042565 | 591.2385 | 0.020792 | 587.54 | 0 | 593.5025 | 0 | 593.5025 | 0.017523 | 593.5025 | 0.0036655 | 602.1968 | 0.023199 | 593.5024 | 0.099484 |  |  | 593.0547 | 5.4721 | 593.5025 | 8.5325 | 593.5024 | 7.8658 | 587.5389 | 1.0136 | 593.5024 | 0.5883 | 593.0547 | 0.050061 | 591.3066 | 0.0010894 | 593.5025 | -0.0040725 | 593.5025 | -0.0048172
| 593.2837 | 0.063327 | 593.7311 | 0.050584 | 591.4653 | 0.033732 | 587.76 | 0 | 593.7311 | 0.026013 | 593.7311 | 0.029895 | 593.7311 | 0.0091715 | 602.4244 | 0.032879 | 593.7311 | 0.10324 |  |  | 593.2837 | 5.4918 | 593.7311 | 8.768 | 593.7311 | 7.9564 | 587.7628 | 1.104 | 593.7311 | 0.63199 | 593.2837 | 0.096808 | 591.5329 | 0.015023 | 593.7311 | -0.0010883 | 593.7311 | 0.0055872
| 593.5127 | 0.0017566 | 593.9598 | 0.0014032 | 591.692 | 0.020965 | 587.99 | 0 | 593.9598 | 0 | 593.9598 | 0.0040941 | 593.9598 | 0.0054368 | 602.652 | 0.022976 | 593.9598 | 0.099484 |  |  | 593.5127 | 5.4692 | 593.9598 | 8.9659 | 593.9598 | 8.0318 | 587.9866 | 1.0961 | 593.9598 | 0.63528 | 593.5127 | 0.06957 | 591.7592 | -0.00080908 | 593.9598 | -0.0018246 | 593.9598 | -0.0043013
| 593.7418 | 0.075088 | 594.1885 | 0.059979 | 591.9187 | 0.043405 | 588.21 | 0 | 594.1885 | 0.047898 | 594.1885 | 0.035371 | 594.1885 | 0.013099 | 602.8797 | 0.032673 | 594.1885 | 0.10307 |  |  | 593.7418 | 5.4661 | 594.1885 | 9.1876 | 594.1885 | 8.1466 | 588.2104 | 1.0753 | 594.1885 | 0.68675 | 593.7418 | 0.10491 | 591.9855 | 0.015635 | 594.1885 | 0.00018878 | 594.1885 | 0.0057677
| 593.9708 | -0.0079377 | 594.4172 | -0.0063404 | 592.1455 | 0.021321 | 588.43 | 0 | 594.4172 | 0 | 594.4172 | 0.022242 | 594.4172 | 0.0037766 | 603.1073 | 0.023652 | 594.4172 | 0.094828 |  |  | 593.9708 | 5.4242 | 594.4172 | 9.3384 | 594.4172 | 8.1811 | 588.4343 | 1.0977 | 594.4172 | 0.67987 | 593.9708 | 0.069201 | 592.2119 | 0.0005852 | 594.4172 | -0.0031742 | 594.4172 | -0.0033905
| 594.1999 | 0.095852 | 594.646 | 0.076565 | 592.3722 | 0.05035 | 588.66 | 0 | 594.646 | 0.045126 | 594.646 | 0.045596 | 594.646 | 0.0099614 | 603.335 | 0.03288 | 594.6459 | 0.099753 |  |  | 594.1999 | 5.4111 | 594.646 | 9.531 | 594.6459 | 8.2272 | 588.6581 | 1.1782 | 594.6459 | 0.72266 | 594.1999 | 0.11227 | 592.4382 | 0.014416 | 594.646 | 0.0019508 | 594.646 | 0.0073248
| 594.429 | -0.019646 | 594.8747 | -0.015693 | 592.599 | 0.012955 | 588.88 | 0 | 594.8747 | 0 | 594.8747 | 0.044021 | 594.8747 | 0.0050229 | 603.5627 | 0.022157 | 594.8747 | 0.092679 |  |  | 594.429 | 5.3621 | 594.8747 | 9.6507 | 594.8747 | 8.2373 | 588.882 | 1.1873 | 594.8747 | 0.71697 | 594.429 | 0.097913 | 592.6646 | -0.0015792 | 594.8747 | -0.0021308 | 594.8747 | -0.0030771
| 594.6581 | 0.067981 | 595.1034 | 0.054302 | 592.8258 | 0.043653 | 589.11 | 0 | 595.1034 | 0.043558 | 595.1034 | 0.071963 | 595.1034 | 0.0076378 | 603.7903 | 0.032092 | 595.1034 | 0.096171 |  |  | 594.6581 | 5.3522 | 595.1034 | 9.8109 | 595.1035 | 8.2443 | 589.106 | 1.2352 | 595.1034 | 0.76066 | 594.6581 | 0.10748 | 592.891 | 0.0169 | 595.1034 | -0.00080758 | 595.1034 | 0.0021617
| 594.8872 | 0.011254 | 595.3322 | 0.0089896 | 593.0526 | 0.019179 | 589.33 | 0 | 595.3322 | 0 | 595.3322 | 0.028512 | 595.3322 | 0.0056031 | 604.0181 | 0.020612 | 595.3322 | 0.089186 |  |  | 594.8872 | 5.2881 | 595.3322 | 9.9556 | 595.3322 | 8.2764 | 589.3298 | 1.2743 | 595.3322 | 0.75108 | 594.8872 | 0.083925 | 593.1174 | 0.00086154 | 595.3322 | -0.0036419 | 595.3322 | -0.0048486
| 595.1163 | 0.058208 | 595.561 | 0.046495 | 593.2794 | 0.023727 | 589.55 | 0 | 595.561 | 0.033715 | 595.561 | 0.039206 | 595.561 | 0.0080745 | 604.2457 | 0.031989 | 595.561 | 0.092589 |  |  | 595.1163 | 5.2768 | 595.561 | 10.1464 | 595.561 | 8.3581 | 589.5537 | 1.2977 | 595.561 | 0.79866 | 595.1163 | 0.11521 | 593.3438 | 0.015585 | 595.561 | 0.00026853 | 595.561 | 0.0048187
| 595.3455 | 0.010341 | 595.7898 | 0.0082604 | 593.5062 | 0.018346 | 589.78 | 0 | 595.7898 | 0 | 595.7898 | 0.014921 | 595.7898 | 0.003621 | 604.4734 | 0.021807 | 595.7897 | 0.086948 |  |  | 595.3455 | 5.2691 | 595.7898 | 10.3245 | 595.7897 | 8.3864 | 589.7776 | 1.3002 | 595.7897 | 0.79926 | 595.3455 | 0.087974 | 593.5701 | -0.0003997 | 595.7898 | -0.0019762 | 595.7898 | -0.0023613
| 595.5746 | 0.061394 | 596.0186 | 0.04904 | 593.733 | 0.044645 | 590 | 0 | 596.0186 | 0.051641 | 596.0186 | 0.047883 | 596.0186 | 0.012028 | 604.7012 | 0.031793 | 596.0186 | 0.091067 |  |  | 595.5746 | 5.277 | 596.0186 | 10.4897 | 596.0186 | 8.459 | 590.0016 | 1.3212 | 596.0186 | 0.84504 | 595.5746 | 0.11742 | 593.7966 | 0.014044 | 596.0186 | 0.001574 | 596.0186 | 0.0078161
| 595.8038 | -0.025484 | 596.2474 | -0.020356 | 593.9598 | 0.02457 | 590.23 | 0 | 596.2474 | 0 | 596.2474 | 0.02533 | 596.2474 | 0.0042144 | 604.9289 | 0.0223 | 596.2474 | 0.082918 |  |  | 595.8038 | 5.2508 | 596.2474 | 10.6693 | 596.2474 | 8.4945 | 590.2255 | 1.3905 | 596.2474 | 0.84774 | 595.8038 | 0.088342 | 594.023 | 0.0010258 | 596.2474 | -0.0027484 | 596.2474 | -0.0030553
| 596.0329 | 0.060927 | 596.4762 | 0.048667 | 594.1867 | 0.039685 | 590.45 | 0 | 596.4762 | 0.044155 | 596.4762 | 0.059306 | 596.4762 | 0.0086409 | 605.1567 | 0.029916 | 596.4762 | 0.089097 |  |  | 596.0329 | 5.2566 | 596.4762 | 10.8518 | 596.4762 | 8.5374 | 590.4495 | 1.374 | 596.4762 | 0.9028 | 596.0329 | 0.12846 | 594.2495 | 0.015599 | 596.4762 | 0.0010473 | 596.4762 | 0.005836
| 596.2621 | -0.0030494 | 596.705 | -0.0024358 | 594.4135 | 0.010819 | 590.67 | 0 | 596.705 | 0.00063033 | 596.705 | 0.0069561 | 596.705 | 0.006426 | 605.3844 | 0.020575 | 596.705 | 0.081844 |  |  | 596.2621 | 5.2428 | 596.705 | 10.9964 | 596.705 | 8.5846 | 590.6734 | 1.4255 | 596.705 | 0.89681 | 596.2621 | 0.095336 | 594.4759 | 0.001296 | 596.705 | -0.00088298 | 596.705 | 0.0012436
| 596.4913 | 0.079468 | 596.9338 | 0.063477 | 594.6404 | 0.017968 | 590.9 | 0 | 596.9338 | 0.040563 | 596.9338 | 0.052334 | 596.9338 | 0.010617 | 605.6122 | 0.031328 | 596.9338 | 0.085784 |  |  | 596.4913 | 5.2384 | 596.9338 | 11.1259 | 596.9338 | 8.63 | 590.8973 | 1.518 | 596.9338 | 0.95037 | 596.4913 | 0.12736 | 594.7023 | 0.015483 | 596.9338 | 0.00072124 | 596.9338 | 0.0048312
| 596.7205 | -0.020182 | 597.1627 | -0.016121 | 594.8672 | 0.010814 | 591.12 | 0 | 597.1627 | 0.0047839 | 597.1627 | 0.042473 | 597.1627 | 0.0022771 | 605.84 | 0.019395 | 597.1627 | 0.078441 |  |  | 596.7205 | 5.2038 | 597.1627 | 11.2131 | 597.1627 | 8.7061 | 591.1213 | 1.5164 | 597.1627 | 0.94678 | 596.7205 | 0.10822 | 594.9288 | -0.00049146 | 597.1627 | -0.0023547 | 597.1627 | -0.0064018
| 596.9497 | 0.070094 | 597.3916 | 0.05599 | 595.0941 | 0.034476 | 591.35 | 0 | 597.3916 | 0.039353 | 597.3916 | 0.034541 | 597.3916 | 0.0090475 | 606.0677 | 0.030336 | 597.3915 | 0.083635 |  |  | 596.9497 | 5.1809 | 597.3916 | 11.301 | 597.3915 | 8.7489 | 591.3453 | 1.5685 | 597.3915 | 0.99975 | 596.9497 | 0.13767 | 595.1553 | 0.015764 | 597.3916 | 0.00093446 | 597.3916 | 0.0050239
| 597.179 | -0.014269 | 597.6204 | -0.011398 | 595.321 | 0.002496 | 591.57 | 0 | 597.6204 | 0.0052156 | 597.6204 | 0.036058 | 597.6204 | 0.0035195 | 606.2955 | 0.020879 | 597.6204 | 0.076113 |  |  | 597.179 | 5.1571 | 597.6204 | 11.3748 | 597.6204 | 8.7653 | 591.5693 | 1.565 | 597.6204 | 1.0066 | 597.179 | 0.10417 | 595.3817 | -0.00017132 | 597.6204 | -0.0021091 | 597.6204 | -0.0029253
| 597.4082 | 0.094303 | 597.8493 | 0.075327 | 595.5479 | 0.036708 | 591.79 | 0 | 597.8493 | 0.031838 | 597.8493 | 0.071962 | 597.8493 | 0.0084963 | 606.5233 | 0.029863 | 597.8493 | 0.082112 |  |  | 597.4082 | 5.1342 | 597.8493 | 11.4421 | 597.8493 | 8.8247 | 591.7933 | 1.7139 | 597.8493 | 1.0635 | 597.4082 | 0.14871 | 595.6082 | 0.014161 | 597.8493 | -0.00073745 | 597.8493 | 0.0061681
| 597.6374 | -0.031917 | 598.0782 | -0.025495 | 595.7748 | 0.012583 | 592.02 | 0 | 598.0782 | 0 | 598.0782 | 0.023622 | 598.0782 | 0.0033814 | 606.7512 | 0.020027 | 598.0782 | 0.074053 |  |  | 597.6374 | 5.1418 | 598.0782 | 11.499 | 598.0782 | 8.8729 | 592.0173 | 1.6827 | 598.0782 | 1.0599 | 597.6374 | 0.12184 | 595.8347 | 0.0018468 | 598.0782 | -0.0026798 | 598.0782 | -0.0054648
| 597.8667 | 0.071114 | 598.3071 | 0.056804 | 596.0017 | 0.035468 | 592.24 | 0 | 598.3071 | 0.037486 | 598.3071 | 0.032733 | 598.3071 | 0.010349 | 606.979 | 0.027806 | 598.3071 | 0.080232 |  |  | 597.8667 | 5.1418 | 598.3071 | 11.5391 | 598.3071 | 8.8985 | 592.2413 | 1.7713 | 598.3071 | 1.1197 | 597.8667 | 0.14172 | 596.0612 | 0.016878 | 598.3071 | 0.001437 | 598.3071 | 0.0109
| 598.096 | -0.0088065 | 598.536 | -0.0070344 | 596.2286 | 0.017356 | 592.47 | 0 | 598.536 | 0.0074813 | 598.536 | 0.022069 | 598.536 | 0.004808 | 607.2068 | 0.017566 | 598.536 | 0.073068 |  |  | 598.096 | 5.1171 | 598.536 | 11.5524 | 598.536 | 8.9361 | 592.4654 | 1.7713 | 598.536 | 1.1251 | 598.096 | 0.12442 | 596.2878 | 0.0023061 | 598.536 | -0.0026204 | 598.536 | -0.0043775
| 598.3253 | 0.076837 | 598.765 | 0.061376 | 596.4556 | 0.02285 | 592.69 | 0 | 598.765 | 0.038622 | 598.765 | 0.034157 | 598.765 | 0.010163 | 607.4347 | 0.028672 | 598.7649 | 0.076471 |  |  | 598.3253 | 5.1188 | 598.765 | 11.5845 | 598.765 | 8.9952 | 592.6894 | 1.8098 | 598.7649 | 1.1817 | 598.3253 | 0.14981 | 596.5143 | 0.01555 | 598.765 | 0.00098933 | 598.765 | 0.0054328
| 598.5545 | 0.0016454 | 598.9939 | 0.0013143 | 596.6825 | 0.017565 | 592.91 | 0 | 598.9939 | 0 | 598.9939 | 0.0064287 | 598.9939 | 0.0064325 | 607.6625 | 0.01854 | 598.9939 | 0.071815 |  |  | 598.5546 | 5.0783 | 598.9939 | 11.5515 | 598.9939 | 9.0431 | 592.9135 | 1.8809 | 598.9939 | 1.1886 | 598.5545 | 0.13362 | 596.7408 | 0.0014028 | 598.9939 | -0.0014206 | 598.9939 | -0.0015141
| 598.7839 | 0.052458 | 599.2229 | 0.041902 | 596.9095 | 0.031996 | 593.14 | 0 | 599.2229 | 0.047228 | 599.2229 | 0.024048 | 599.2229 | 0.0099247 | 607.8904 | 0.029739 | 599.2228 | 0.074412 |  |  | 598.7839 | 5.1007 | 599.2229 | 11.5492 | 599.2228 | 9.0883 | 593.1375 | 1.891 | 599.2228 | 1.2529 | 598.7839 | 0.1708 | 596.9674 | 0.015549 | 599.2229 | 0.00014593 | 599.2229 | 0.0035733
| 599.0132 | 0.018084 | 599.4518 | 0.014445 | 597.1364 | 0.0074618 | 593.36 | 0 | 599.4518 | 0.002397 | 599.4518 | -0.006505 | 599.4518 | 0.0053589 | 608.1183 | 0.017317 | 599.4518 | 0.07074 |  |  | 599.0132 | 5.0585 | 599.4518 | 11.4652 | 599.4518 | 9.0833 | 593.3616 | 1.9559 | 599.4518 | 1.2646 | 599.0132 | 0.15055 | 597.194 | 0.0017737 | 599.4518 | -0.0039453 | 599.4518 | -0.0025233
| 599.2425 | 0.047112 | 599.6808 | 0.037633 | 597.3634 | 0.038693 | 593.59 | 0 | 599.6808 | 0.048273 | 599.6808 | 0.053427 | 599.6808 | 0.0076322 | 608.3461 | 0.027798 | 599.6808 | 0.072621 |  |  | 599.2425 | 5.0453 | 599.6808 | 11.3815 | 599.6808 | 9.1254 | 593.5857 | 2.0545 | 599.6808 | 1.3244 | 599.2425 | 0.17374 | 597.4205 | 0.015651 | 599.6808 | -0.0008512 | 599.6808 | 0.0063327
| 599.4719 | -0.040834 | 599.9098 | -0.032617 | 597.5904 | 0.021693 | 593.81 | 0 | 599.9098 | 0 | 599.9098 | 0.041023 | 599.9098 | 0.0017972 | 608.574 | 0.017548 | 599.9098 | 0.065188 |  |  | 599.4718 | 5.001 | 599.9098 | 11.2301 | 599.9098 | 9.2263 | 593.8098 | 2.0093 | 599.9098 | 1.3244 | 599.4719 | 0.14208 | 597.6471 | 0.0037837 | 599.9098 | -0.0042172 | 599.9098 | -0.007502
| 599.7012 | 0.062961 | 600.1388 | 0.050292 | 597.8174 | 0.030508 | 594.03 | 0 | 600.1388 | 0.042494 | 600.1388 | 0.061136 | 600.1388 | 0.0083828 | 608.8019 | 0.027453 | 600.1388 | 0.068412 |  |  | 599.7012 | 5.0092 | 600.1388 | 11.0992 | 600.1388 | 9.2264 | 594.0339 | 2.0911 | 600.1388 | 1.3831 | 599.7012 | 0.1892 | 597.8737 | 0.016346 | 600.1388 | -0.00051033 | 600.1388 | 0.0023754
| 599.9306 | -0.018157 | 600.3678 | -0.014504 | 598.0444 | 0.022685 | 594.26 | 0 | 600.3678 | 0.0071301 | 600.3678 | 0.018263 | 600.3678 | 0.0030736 | 609.0299 | 0.01761 | 600.3678 | 0.065009 |  |  | 599.9306 | 4.9751 | 600.3678 | 10.9339 | 600.3678 | 9.2456 | 594.258 | 2.0822 | 600.3678 | 1.3944 | 599.9306 | 0.15791 | 598.1003 | 0.0065375 | 600.3678 | -0.0026427 | 600.3678 | -0.0037244
| 600.1599 | 0.030182 | 600.5968 | 0.024108 | 598.2714 | 0.023486 | 594.48 | 0 | 600.5968 | 0.032069 | 600.5968 | 0.041164 | 600.5968 | 0.008631 | 609.2578 | 0.028022 | 600.5968 | 0.068054 |  |  | 600.1599 | 4.9532 | 600.5968 | 10.7764 | 600.5968 | 9.2962 | 594.4821 | 2.1829 | 600.5968 | 1.4594 | 600.1599 | 0.1881 | 598.3269 | 0.018354 | 600.5968 | -0.00095342 | 600.5968 | 0.0060219
| 600.3893 | -0.032916 | 600.8258 | -0.026292 | 598.4984 | 0.010923 | 594.71 | 0 | 600.8259 | 0 | 600.8259 | 0.038804 | 600.8259 | 0.0061719 | 609.4857 | 0.016717 | 600.8259 | 0.062233 |  |  | 600.3893 | 4.955 | 600.8259 | 10.6243 | 600.8259 | 9.3139 | 594.7062 | 2.1108 | 600.8259 | 1.4797 | 600.3893 | 0.15902 | 598.5535 | 0.0058023 | 600.8259 | -0.003609 | 600.8259 | -0.0058199
| 600.6187 | 0.079449 | 601.0549 | 0.063462 | 598.7254 | 0.022319 | 594.93 | 0 | 601.0549 | 0.027945 | 601.0549 | 0.044989 | 601.0549 | 0.011347 | 609.7137 | 0.027145 | 601.0549 | 0.068502 |  |  | 600.6187 | 4.9469 | 601.0549 | 10.4399 | 601.0549 | 9.3324 | 594.9304 | 2.3435 | 601.0549 | 1.5456 | 600.6187 | 0.19583 | 598.7802 | 0.017893 | 601.0549 | 0.00083175 | 601.0549 | 0.0063965
| 600.8481 | 0.032336 | 601.284 | 0.02583 | 598.9525 | 0.012778 | 595.15 | 0 | 601.284 | 0 | 601.284 | 0.02539 | 601.284 | 0.0037118 | 609.9417 | 0.016129 | 601.2839 | 0.062592 |  |  | 600.8481 | 4.9274 | 601.284 | 10.247 | 601.2839 | 9.3714 | 595.1545 | 2.3289 | 601.2839 | 1.5644 | 600.8481 | 0.18184 | 599.0068 | 0.0058852 | 601.284 | -0.003048 | 601.284 | -0.0048098
| 601.0775 | 0.066953 | 601.513 | 0.05348 | 599.1795 | 0.034228 | 595.38 | 0 | 601.513 | 0.039768 | 601.513 | 0.042165 | 601.513 | 0.010405 | 610.1696 | 0.0261 | 601.513 | 0.066173 |  |  | 601.0775 | 4.9141 | 601.513 | 10.0513 | 601.513 | 9.4238 | 595.3787 | 2.4027 | 601.513 | 1.6305 | 601.0775 | 0.20245 | 599.2335 | 0.017701 | 601.513 | 0.00059063 | 601.513 | 0.0049396
| 601.307 | -0.0028525 | 601.7421 | -0.0022785 | 599.4066 | 0.018549 | 595.6 | 0 | 601.7421 | 0.0061371 | 601.7421 | 0.025699 | 601.7421 | 0.0041548 | 610.3976 | 0.017859 | 601.7421 | 0.061159 |  |  | 601.307 | 4.9011 | 601.7421 | 9.8154 | 601.7421 | 9.4638 | 595.6028 | 2.4296 | 601.7421 | 1.6434 | 601.307 | 0.18957 | 599.4601 | 0.0052028 | 601.7421 | -0.0027732 | 601.7421 | -0.0018327
| 601.5364 | 0.077798 | 601.9712 | 0.062144 | 599.6336 | 0.041669 | 595.83 | 0 | 601.9712 | 0.031233 | 601.9712 | 0.040312 | 601.9712 | 0.0078757 | 610.6256 | 0.026809 | 601.9712 | 0.06286 |  |  | 601.5364 | 4.8848 | 601.9712 | 9.609 | 601.9712 | 9.472 | 595.827 | 2.5809 | 601.9712 | 1.7122 | 601.5364 | 0.21791 | 599.6868 | 0.018933 | 601.9712 | 0.00054951 | 601.9712 | 0.0067201
| 601.7659 | -0.017117 | 602.2003 | -0.013673 | 599.8607 | 0.020578 | 596.05 | 0 | 602.2003 | 0 | 602.2003 | -0.0066151 | 602.2003 | 0.0032476 | 610.8536 | 0.015516 | 602.2003 | 0.057935 |  |  | 601.7659 | 4.8575 | 602.2003 | 9.3646 | 602.2003 | 9.4875 | 596.0512 | 2.4777 | 602.2003 | 1.7353 | 601.7659 | 0.19362 | 599.9135 | 0.0049166 | 602.2003 | -0.0024676 | 602.2003 | -0.0047302
| 601.9953 | 0.055733 | 602.4294 | 0.044518 | 600.0878 | 0.021851 | 596.28 | 0 | 602.4294 | 0.041534 | 602.4294 | 0.049347 | 602.4294 | 0.007267 | 611.0816 | 0.026603 | 602.4294 | 0.061248 |  |  | 601.9953 | 4.8439 | 602.4294 | 9.0961 | 602.4294 | 9.5281 | 596.2755 | 2.6437 | 602.4294 | 1.8071 | 601.9953 | 0.22454 | 600.1401 | 0.021241 | 602.4294 | -0.00083651 | 602.4294 | 0.0043377
| 602.2248 | 5.4377e-05 | 602.6585 | 4.3435e-05 | 600.3149 | 0.013399 | 596.5 | 0 | 602.6585 | 0 | 602.6585 | -0.0064696 | 602.6585 | 0.00060692 | 611.3096 | 0.016343 | 602.6585 | 0.054891 |  |  | 602.2248 | 4.7968 | 602.6585 | 8.8345 | 602.6585 | 9.5797 | 596.4996 | 2.6254 | 602.6585 | 1.8104 | 602.2248 | 0.20319 | 600.3668 | 0.0056391 | 602.6585 | -0.0032988 | 602.6585 | -0.0048945
| 602.4543 | 0.046829 | 602.8877 | 0.037406 | 600.542 | 0.022438 | 596.72 | 0 | 602.8877 | 0.044077 | 602.8877 | 0.018813 | 602.8877 | 0.0046914 | 611.5377 | 0.02648 | 602.8876 | 0.059099 |  |  | 602.4543 | 4.8103 | 602.8877 | 8.6273 | 602.8876 | 9.6249 | 596.7239 | 2.8325 | 602.8876 | 1.8936 | 602.4543 | 0.2238 | 600.5935 | 0.020432 | 602.8877 | -0.0010337 | 602.8877 | 0.004393
| 602.6838 | -0.008385 | 603.1168 | -0.0066978 | 600.7691 | 0.0047727 | 596.95 | 0 | 603.1168 | 0.0025637 | 603.1168 | 0.01346 | 603.1168 | 0.002627 | 611.7657 | 0.016338 | 603.1168 | 0.054801 |  |  | 602.6838 | 4.7798 | 603.1168 | 8.3615 | 603.1168 | 9.6071 | 596.9481 | 2.804 | 603.1168 | 1.9226 | 602.6838 | 0.21386 | 600.8203 | 0.0065799 | 603.1168 | -0.0016648 | 603.1168 | -0.0034971
| 602.9133 | 0.056839 | 603.346 | 0.045402 | 600.9963 | 0.027531 | 597.17 | 0 | 603.346 | 0.033 | 603.346 | 0.023914 | 603.346 | 0.006975 | 611.9938 | 0.025495 | 603.346 | 0.05901 |  |  | 602.9133 | 4.7383 | 603.346 | 8.0856 | 603.3459 | 9.5968 | 597.1723 | 2.9755 | 603.346 | 1.9845 | 602.9133 | 0.23742 | 601.047 | 0.022335 | 603.346 | -0.00097838 | 603.346 | 0.0041721
| 603.1428 | -0.006138 | 603.5751 | -0.0049029 | 601.2234 | 0.02902 | 597.4 | 0 | 603.5751 | 0.0039437 | 603.5751 | 0.047645 | 603.5751 | 0.0056488 | 612.2218 | 0.015126 | 603.5751 | 0.053279 |  |  | 603.1428 | 4.7137 | 603.5751 | 7.8573 | 603.5751 | 9.6271 | 597.3965 | 2.8884 | 603.5751 | 2.0109 | 603.1428 | 0.22638 | 601.2737 | 0.0079156 | 603.5751 | -0.0031871 | 603.5751 | -0.002474
| 603.3724 | 0.058298 | 603.8043 | 0.046567 | 601.4505 | 0.021259 | 597.62 | 0 | 603.8043 | 0.041241 | 603.8043 | 0.028079 | 603.8043 | 0.0065507 | 612.4499 | 0.025759 | 603.8043 | 0.056503 |  |  | 603.3724 | 4.7171 | 603.8043 | 7.6028 | 603.8043 | 9.6524 | 597.6208 | 3.0118 | 603.8043 | 2.0779 | 603.3724 | 0.25656 | 601.5005 | 0.021263 | 603.8043 | 0.00068158 | 603.8043 | 0.0068071
| 603.6019 | 0.01054 | 604.0335 | 0.0084194 | 601.6777 | 0.0064591 | 597.85 | 0 | 604.0335 | 0.00054824 | 604.0335 | -0.00276 | 604.0335 | 0.005565 | 612.678 | 0.016376 | 604.0335 | 0.052742 |  |  | 603.6019 | 4.7041 | 604.0335 | 7.3352 | 604.0335 | 9.6671 | 597.8451 | 3.0392 | 604.0335 | 2.1129 | 603.6019 | 0.24368 | 601.7272 | 0.0076374 | 604.0335 | -0.00056163 | 604.0335 | -0.0020521
| 603.8315 | 0.072623 | 604.2627 | 0.05801 | 601.9049 | 0.028772 | 598.07 | 0 | 604.2627 | 0.028827 | 604.2627 | 0.056672 | 604.2627 | 0.010494 | 612.9061 | 0.025867 | 604.2627 | 0.056771 |  |  | 603.8315 | 4.6885 | 604.2627 | 7.1146 | 604.2627 | 9.7075 | 598.0694 | 3.1962 | 604.2627 | 2.1994 | 603.8315 | 0.26613 | 601.954 | 0.022416 | 604.2627 | 0.00093366 | 604.2627 | 0.0074078
| 604.0611 | 0.018577 | 604.4919 | 0.014839 | 602.132 | 0.0069853 | 598.29 | 0 | 604.4919 | 0.0018354 | 604.4919 | 0.023639 | 604.4919 | 0.0059739 | 613.1342 | 0.01602 | 604.4919 | 0.05113 |  |  | 604.061 | 4.6612 | 604.4919 | 6.855 | 604.4919 | 9.6968 | 598.2936 | 3.1617 | 604.4919 | 2.2236 | 604.0611 | 0.24405 | 602.1808 | 0.010113 | 604.4919 | -0.0012341 | 604.4919 | -0.00021604
| 604.2906 | 0.075053 | 604.7211 | 0.059951 | 602.3592 | 0.025795 | 598.52 | 0 | 604.7211 | 0.033842 | 604.7211 | 0.040672 | 604.7211 | 0.0057073 | 613.3622 | 0.024212 | 604.7211 | 0.053816 |  |  | 604.2906 | 4.6216 | 604.7211 | 6.6164 | 604.7211 | 9.676 | 598.5179 | 3.2987 | 604.7211 | 2.2874 | 604.2906 | 0.27055 | 602.4075 | 0.022745 | 604.7211 | 0.00078209 | 604.7211 | 0.0076392
| 604.5202 | -0.01318 | 604.9504 | -0.010528 | 602.5864 | 0.031004 | 598.74 | 0 | 604.9504 | 0.0025724 | 604.9504 | 0.010424 | 604.9504 | 0.0020985 | 613.5904 | 0.014418 | 604.9504 | 0.048802 |  |  | 604.5202 | 4.6215 | 604.9504 | 6.3736 | 604.9504 | 9.7085 | 598.7422 | 3.3324 | 604.9504 | 2.3272 | 604.5202 | 0.25693 | 602.6343 | 0.010246 | 604.9504 | -0.003352 | 604.9504 | -0.001942
| 604.7498 | 0.055101 | 605.1796 | 0.044013 | 602.8136 | 0.015304 | 598.97 | 0 | 605.1796 | 0.037766 | 605.1796 | 0.03323 | 605.1796 | 0.0074259 | 613.8185 | 0.023861 | 605.1796 | 0.052742 |  |  | 604.7498 | 4.6037 | 605.1796 | 6.1529 | 605.1796 | 9.7398 | 598.9666 | 3.3923 | 605.1796 | 2.4127 | 604.7498 | 0.29631 | 602.8611 | 0.02509 | 605.1796 | -0.00079674 | 605.1796 | 0.0049555
| 604.9794 | -0.020823 | 605.4089 | -0.016633 | 603.0408 | 0.012313 | 599.19 | 0 | 605.4089 | 0.0011991 | 605.4089 | 0.00017131 | 605.4089 | 0.003717 | 614.0467 | 0.012755 | 605.4089 | 0.047996 |  |  | 604.9794 | 4.5615 | 605.4089 | 5.9154 | 605.4089 | 9.7816 | 599.1909 | 3.5083 | 605.4089 | 2.4226 | 604.9794 | 0.26724 | 603.088 | 0.010816 | 605.4089 | -0.0026427 | 605.4089 | 0.00084253
| 605.2091 | 0.10335 | 605.6382 | 0.082552 | 603.2681 | 0.032244 | 599.42 | 0 | 605.6382 | 0.034642 | 605.6382 | 0.042522 | 605.6382 | 0.011974 | 614.2748 | 0.024115 | 605.6382 | 0.052921 |  |  | 605.2091 | 4.5729 | 605.6382 | 5.7165 | 605.6382 | 9.7474 | 599.4153 | 3.6157 | 605.6382 | 2.5259 | 605.2091 | 0.3173 | 603.3148 | 0.023821 | 605.6382 | 0.0015691 | 605.6382 | 0.011797
| 605.4387 | -0.013928 | 605.8674 | -0.011125 | 603.4953 | 0.022377 | 599.64 | 0 | 605.8674 | 0 | 605.8674 | 0.0093384 | 605.8674 | 0.0022503 | 614.503 | 0.015515 | 605.8674 | 0.046205 |  |  | 605.4387 | 4.5509 | 605.8674 | 5.4945 | 605.8674 | 9.7563 | 599.6396 | 3.7088 | 605.8674 | 2.554 | 605.4387 | 0.29337 | 603.5416 | 0.012736 | 605.8674 | -0.0028624 | 605.8674 | -0.00028799
| 605.6684 | 0.059884 | 606.0967 | 0.047834 | 603.7225 | 0.036957 | 599.86 | 0 | 606.0967 | 0.044125 | 606.0967 | 0.018825 | 606.0967 | 0.0099202 | 614.7311 | 0.022973 | 606.0967 | 0.049608 |  |  | 605.6683 | 4.53 | 606.0967 | 5.3032 | 606.0967 | 9.7508 | 599.864 | 3.7565 | 606.0967 | 2.624 | 605.6684 | 0.31914 | 603.7685 | 0.026374 | 606.0967 | 0.00017415 | 606.0967 | 0.0095936
| 605.898 | -0.0007479 | 606.326 | -0.00059741 | 603.9498 | 0.028523 | 600.09 | 0 | 606.326 | 0.0048812 | 606.326 | 0.034762 | 606.326 | 0.0015898 | 614.9594 | 0.012941 | 606.3261 | 0.045399 |  |  | 605.898 | 4.5206 | 606.326 | 5.1038 | 606.326 | 9.7939 | 600.0883 | 3.7954 | 606.3261 | 2.6521 | 605.898 | 0.29484 | 603.9953 | 0.01442 | 606.326 | -0.001997 | 606.326 | -0.0032421
| 606.1277 | 0.062226 | 606.5554 | 0.049705 | 604.1771 | 0.028275 | 600.31 | 0 | 606.5554 | 0.036316 | 606.5554 | 0.033151 | 606.5554 | 0.0075934 | 615.1876 | 0.024736 | 606.5554 | 0.048981 |  |  | 606.1277 | 4.4976 | 606.5554 | 4.9122 | 606.5554 | 9.777 | 600.3127 | 4.0007 | 606.5554 | 2.7425 | 606.1277 | 0.34858 | 604.2222 | 0.027784 | 606.5554 | 0.00069735 | 606.5554 | 0.0075357
| 606.3574 | -0.019163 | 606.7847 | -0.015307 | 604.4043 | 0.024789 | 600.54 | 0 | 606.7847 | 0 | 606.7847 | 0.022287 | 606.7847 | 0.0034335 | 615.4157 | 0.012548 | 606.7847 | 0.044325 |  |  | 606.3574 | 4.4722 | 606.7847 | 4.7185 | 606.7847 | 9.8184 | 600.5371 | 3.961 | 606.7847 | 2.7928 | 606.3574 | 0.32944 | 604.449 | 0.013017 | 606.7847 | -0.0021755 | 606.7847 | -0.0019826
| 606.587 | 0.041773 | 607.014 | 0.033367 | 604.6316 | 0.026539 | 600.76 | 0 | 607.014 | 0.032159 | 607.014 | 0.041446 | 607.014 | 0.0083438 | 615.6439 | 0.023302 | 607.014 | 0.047011 |  |  | 606.5871 | 4.4759 | 607.014 | 4.5485 | 607.014 | 9.7604 | 600.7615 | 4.1623 | 607.014 | 2.8691 | 606.587 | 0.34122 | 604.676 | 0.028538 | 607.014 | 0.0001103 | 607.014 | 0.0065429
| 606.8167 | -0.015847 | 607.2434 | -0.012658 | 604.8589 | 0.004619 | 600.99 | 0 | 607.2434 | 0.0021056 | 607.2434 | 0.023635 | 607.2434 | 0.0033935 | 615.8722 | 0.01345 | 607.2433 | 0.042981 |  |  | 606.8168 | 4.4548 | 607.2434 | 4.3685 | 607.2433 | 9.8002 | 600.9859 | 4.2154 | 607.2433 | 2.9062 | 606.8167 | 0.33349 | 604.9028 | 0.014973 | 607.2434 | -0.0027678 | 607.2434 | 0.0019825
| 607.0465 | 0.029809 | 607.4727 | 0.023811 | 605.0862 | 0.022135 | 601.21 | 0 | 607.4727 | 0.020522 | 607.4727 | 0.033518 | 607.4727 | 0.0066909 | 616.1004 | 0.0225 | 607.4727 | 0.045668 |  |  | 607.0465 | 4.4319 | 607.4727 | 4.1977 | 607.4727 | 9.7811 | 601.2103 | 4.3471 | 607.4727 | 2.9894 | 607.0465 | 0.36846 | 605.1298 | 0.030157 | 607.4727 | 0.00040868 | 607.4727 | 0.0050763
| 607.2762 | -0.011329 | 607.7021 | -0.0090494 | 605.3135 | 0.0085481 | 601.43 | 0 | 607.7021 | 0 | 607.7021 | 0.010924 | 607.7021 | 0.00055631 | 616.3287 | 0.013721 | 607.7021 | 0.039937 |  |  | 607.2762 | 4.4263 | 607.7021 | 4.0301 | 607.7021 | 9.7573 | 601.4348 | 4.3382 | 607.7021 | 3.0459 | 607.2762 | 0.34969 | 605.3566 | 0.014987 | 607.7021 | -0.0022082 | 607.7021 | 0.00047788
| 607.5059 | 0.054308 | 607.9315 | 0.04338 | 605.5408 | 0.03646 | 601.66 | 0 | 607.9315 | 0.032451 | 607.9315 | 0.050679 | 607.9315 | 0.0083021 | 616.5569 | 0.021695 | 607.9315 | 0.045399 |  |  | 607.5059 | 4.4061 | 607.9315 | 3.8886 | 607.9315 | 9.7777 | 601.6592 | 4.5739 | 607.9315 | 3.1204 | 607.5059 | 0.39239 | 605.5836 | 0.032171 | 607.9315 | 0.00091769 | 607.9315 | 0.0073481
| 607.7357 | -0.017385 | 608.1609 | -0.013887 | 605.7682 | -0.0020386 | 601.88 | 0 | 608.1609 | 0 | 608.1609 | 0.018715 | 608.1609 | 0.0027499 | 616.7852 | 0.013483 | 608.1609 | 0.039668 |  |  | 607.7357 | 4.4068 | 608.1609 | 3.7314 | 608.1609 | 9.7706 | 601.8836 | 4.6268 | 608.1609 | 3.1713 | 607.7357 | 0.37766 | 605.8105 | 0.015681 | 608.1609 | -0.0027272 | 608.1609 | -0.00065137
| 607.9655 | 0.084069 | 608.3903 | 0.067153 | 605.9955 | 0.052334 | 602.11 | 0 | 608.3903 | 0.034725 | 608.3903 | 0.057741 | 608.3903 | 0.011971 | 617.0134 | 0.023139 | 608.3903 | 0.046742 |  |  | 607.9654 | 4.359 | 608.3903 | 3.5822 | 608.3903 | 9.7834 | 602.1081 | 4.6627 | 608.3903 | 3.2584 | 607.9655 | 0.40196 | 606.0375 | 0.033108 | 608.3903 | 0.0021574 | 608.3903 | 0.011725
| 608.1952 | 0.024504 | 608.6197 | 0.019573 | 606.2229 | 0.014764 | 602.33 | 0 | 608.6197 | 0.0092006 | 608.6197 | 0.017436 | 608.6197 | 0.0063301 | 617.2418 | 0.012159 | 608.6197 | 0.040653 |  |  | 608.1952 | 4.345 | 608.6197 | 3.4251 | 608.6197 | 9.738 | 602.3325 | 4.7757 | 608.6197 | 3.2943 | 608.1952 | 0.39349 | 606.2644 | 0.018211 | 608.6197 | -0.0017131 | 608.6197 | 0.0022529
| 608.425 | 0.057722 | 608.8491 | 0.046108 | 606.4502 | 0.021315 | 602.56 | 0 | 608.8491 | 0.028215 | 608.8491 | 0.040518 | 608.8491 | 0.0094764 | 617.47 | 0.022572 | 608.8491 | 0.04334 |  |  | 608.425 | 4.3277 | 608.8491 | 3.3074 | 608.8491 | 9.7051 | 602.557 | 4.9091 | 608.8491 | 3.3835 | 608.425 | 0.41889 | 606.4914 | 0.033873 | 608.8491 | 0.00089307 | 608.8491 | 0.0098388
| 608.6548 | 0.005703 | 609.0786 | 0.0045555 | 606.6776 | 0.012361 | 602.78 | 0 | 609.0786 | 0 | 609.0786 | 0.017982 | 609.0786 | 0.0069679 | 617.6984 | 0.011968 | 609.0785 | 0.040474 |  |  | 608.6548 | 4.298 | 609.0786 | 3.1571 | 609.0786 | 9.6758 | 602.7815 | 4.9846 | 609.0785 | 3.4158 | 608.6548 | 0.41079 | 606.7183 | 0.018325 | 609.0786 | -0.00061752 | 609.0786 | 0.00099574
| 608.8846 | 0.06347 | 609.308 | 0.050699 | 606.905 | 0.016128 | 603.01 | 0 | 609.308 | 0.034225 | 609.308 | 0.032993 | 609.308 | 0.0088891 | 617.9266 | 0.022454 | 609.308 | 0.042086 |  |  | 608.8846 | 4.2845 | 609.308 | 3.0301 | 609.308 | 9.6557 | 603.006 | 5.1383 | 609.308 | 3.5023 | 608.8846 | 0.45055 | 606.9453 | 0.036664 | 609.308 | 0.00059807 | 609.308 | 0.0068883
| 609.1144 | -0.0092955 | 609.5375 | -0.0074251 | 607.1323 | 0.0056742 | 603.23 | 0 | 609.5375 | 0 | 609.5375 | 0.0076616 | 609.5375 | 0.0031744 | 618.155 | 0.012076 | 609.5375 | 0.038594 |  |  | 609.1144 | 4.2586 | 609.5375 | 2.9092 | 609.5375 | 9.6718 | 603.2305 | 5.257 | 609.5375 | 3.5753 | 609.1144 | 0.42662 | 607.1723 | 0.021046 | 609.5375 | -0.0020231 | 609.5375 | 0.00071051
| 609.3442 | 0.062182 | 609.767 | 0.04967 | 607.3597 | 0.027283 | 603.46 | 0 | 609.767 | 0.031343 | 609.767 | 0.026206 | 609.767 | 0.0081178 | 618.3833 | 0.020997 | 609.767 | 0.042265 |  |  | 609.3442 | 4.2596 | 609.767 | 2.8005 | 609.767 | 9.6441 | 603.455 | 5.3861 | 609.767 | 3.68 | 609.3442 | 0.47005 | 607.3993 | 0.034937 | 609.767 | 0.00017529 | 609.767 | 0.0082869
| 609.5741 | -0.01649 | 609.9964 | -0.013172 | 607.5871 | 0.017497 | 603.68 | 0 | 609.9964 | 0.0031089 | 609.9964 | -0.0031029 | 609.9964 | 0.0020565 | 618.6116 | 0.012181 | 609.9965 | 0.036176 |  |  | 609.5741 | 4.248 | 609.9964 | 2.6795 | 609.9965 | 9.6782 | 603.6795 | 5.4527 | 609.9965 | 3.7285 | 609.5741 | 0.44355 | 607.6263 | 0.023153 | 609.9964 | -0.0031379 | 609.9964 | -0.0012828
| 609.8039 | 0.054644 | 610.226 | 0.043649 | 607.8146 | 0.023858 | 603.9 | 0 | 610.2259 | 0.04054 | 610.2259 | 0.040256 | 610.2259 | 0.0072457 | 618.84 | 0.021732 | 610.226 | 0.040295 |  |  | 609.8039 | 4.2084 | 610.2259 | 2.5755 | 610.226 | 9.5959 | 603.9041 | 5.6892 | 610.226 | 3.8296 | 609.8039 | 0.48073 | 607.8533 | 0.037719 | 610.2259 | 0.00032083 | 610.2259 | 0.0079477
| 610.0338 | -0.022663 | 610.4555 | -0.018103 | 608.042 | 0.029516 | 604.13 | 0 | 610.4555 | 0.0038546 | 610.4555 | 0.017781 | 610.4555 | 0.0015888 | 619.0684 | 0.011509 | 610.4554 | 0.035012 |  |  | 610.0338 | 4.1811 | 610.4555 | 2.4504 | 610.4554 | 9.5965 | 604.1286 | 5.8788 | 610.4554 | 3.8748 | 610.0338 | 0.47999 | 608.0804 | 0.021398 | 610.4555 | -0.0025001 | 610.4555 | 0.0029844
| 610.2637 | 0.052453 | 610.685 | 0.041899 | 608.2694 | 0.02902 | 604.35 | 0 | 610.685 | 0.024798 | 610.685 | 0.01433 | 610.685 | 0.0082099 | 619.2968 | 0.021408 | 610.685 | 0.038952 |  |  | 610.2637 | 4.1774 | 610.685 | 2.3561 | 610.685 | 9.56 | 604.3531 | 5.9077 | 610.685 | 3.9712 | 610.2637 | 0.51349 | 608.3074 | 0.037873 | 610.685 | -4.3361e-05 | 610.685 | 0.0063499
| 610.4936 | -0.022661 | 610.9145 | -0.018101 | 608.4969 | 0.014511 | 604.58 | 0 | 610.9145 | 0 | 610.9145 | 0.034058 | 610.9145 | 0.0015678 | 619.5251 | 0.011627 | 610.9145 | 0.033937 |  |  | 610.4936 | 4.1289 | 610.9145 | 2.2508 | 610.9145 | 9.5085 | 604.5777 | 6.0254 | 610.9145 | 4.0122 | 610.4936 | 0.48662 | 608.5345 | 0.025011 | 610.9145 | -0.0037217 | 610.9145 | 0.00096835
| 610.7235 | 0.043437 | 611.144 | 0.034696 | 608.7243 | 0.027035 | 604.8 | 0 | 611.144 | 0.020005 | 611.144 | 0.041734 | 611.144 | 0.0082186 | 619.7535 | 0.021871 | 611.144 | 0.038236 |  |  | 610.7235 | 4.1288 | 611.144 | 2.1688 | 611.144 | 9.5005 | 604.8023 | 6.2184 | 611.144 | 4.1289 | 610.7235 | 0.53962 | 608.7615 | 0.039475 | 611.144 | 0.00162 | 611.144 | 0.010151
| 610.9534 | -0.0060437 | 611.3736 | -0.0048276 | 608.9518 | 0.030012 | 605.03 | 0 | 611.3736 | 0.008274 | 611.3736 | 0.021679 | 611.3736 | 0.0010336 | 619.9819 | 0.011848 | 611.3736 | 0.03349 |  |  | 610.9534 | 4.1236 | 611.3736 | 2.0652 | 611.3736 | 9.5173 | 605.0269 | 6.3529 | 611.3736 | 4.2094 | 610.9534 | 0.51312 | 608.9886 | 0.026597 | 611.3736 | -0.0023723 | 611.3736 | -0.00052731
| 611.1833 | 0.060646 | 611.6032 | 0.048443 | 609.1793 | 0.041421 | 605.25 | 0 | 611.6032 | 0.038785 | 611.6032 | 0.010524 | 611.6032 | 0.0080359 | 620.2104 | 0.020431 | 611.6032 | 0.037698 |  |  | 611.1833 | 4.1124 | 611.6032 | 2.0062 | 611.6031 | 9.5145 | 605.2515 | 6.5097 | 611.6032 | 4.3195 | 611.1833 | 0.5676 | 609.2157 | 0.04328 | 611.6032 | 0.0016891 | 611.6032 | 0.010995
| 611.4132 | -0.020549 | 611.8327 | -0.016414 | 609.4068 | 0.0095844 | 605.48 | 0 | 611.8327 | 0 | 611.8327 | 0.0076816 | 611.8327 | 0.0013585 | 620.4388 | 0.010259 | 611.8327 | 0.031967 |  |  | 611.4132 | 4.0899 | 611.8327 | 1.9106 | 611.8327 | 9.4823 | 605.4761 | 6.6358 | 611.8327 | 4.3874 | 611.4132 | 0.53189 | 609.4427 | 0.031351 | 611.8327 | -0.002199 | 611.8327 | 0.0013647
| 611.6431 | 0.040973 | 612.0623 | 0.032728 | 609.6342 | 0.038941 | 605.7 | 0 | 612.0623 | 0.02164 | 612.0623 | 0.04975 | 612.0623 | 0.0082669 | 620.6672 | 0.01981 | 612.0623 | 0.035012 |  |  | 611.6432 | 4.0642 | 612.0623 | 1.8352 | 612.0623 | 9.4473 | 605.7007 | 6.8914 | 612.0623 | 4.4936 | 611.6431 | 0.57938 | 609.6699 | 0.042851 | 612.0623 | -0.00093538 | 612.0623 | 0.010864
| 611.8731 | 0.00083301 | 612.2919 | 0.00066539 | 609.8617 | -0.0054591 | 605.93 | 0 | 612.2919 | 0.0059579 | 612.2919 | 0.027527 | 612.2919 | 0.0018883 | 620.8957 | 0.011217 | 612.2919 | 0.033131 |  |  | 611.8731 | 4.0335 | 612.2919 | 1.754 | 612.2919 | 9.4662 | 605.9253 | 7.0495 | 612.2919 | 4.569 | 611.8731 | 0.57275 | 609.897 | 0.029368 | 612.2919 | -0.0014139 | 612.2919 | 0.0011673
| 612.1031 | 0.045189 | 612.5215 | 0.036096 | 610.0893 | 0.036957 | 606.15 | 0 | 612.5215 | 0.032856 | 612.5215 | 0.045615 | 612.5215 | 0.0051939 | 621.1241 | 0.021197 | 612.5216 | 0.034206 |  |  | 612.1031 | 4.0301 | 612.5215 | 1.6865 | 612.5215 | 9.4018 | 606.1499 | 7.2072 | 612.5216 | 4.6639 | 612.1031 | 0.6103 | 610.1241 | 0.044382 | 612.5215 | -0.0004204 | 612.5215 | 0.0080755
| 612.333 | 0.0017153 | 612.7511 | 0.0013702 | 610.3168 | 0.020115 | 606.37 | 0 | 612.7511 | 0.0024317 | 612.7511 | 0.043635 | 612.7511 | 0.0029333 | 621.3526 | 0.01229 | 612.7512 | 0.03143 |  |  | 612.333 | 4.0114 | 612.7511 | 1.6086 | 612.7512 | 9.4243 | 606.3746 | 7.2872 | 612.7512 | 4.7528 | 612.333 | 0.60625 | 610.3512 | 0.030942 | 612.7511 | -0.0025547 | 612.7511 | -0.00035411
| 612.563 | 0.057839 | 612.9808 | 0.046201 | 610.5443 | 0.018275 | 606.6 | 0 | 612.9808 | 0.028648 | 612.9808 | 0.015261 | 612.9808 | 0.0085905 | 621.5811 | 0.021647 | 612.9808 | 0.034743 |  |  | 612.563 | 3.9662 | 612.9808 | 1.5389 | 612.9808 | 9.3532 | 606.5992 | 7.4901 | 612.9808 | 4.8521 | 612.563 | 0.6449 | 610.5784 | 0.048614 | 612.9808 | 0.0016984 | 612.9808 | 0.0099796
| 612.793 | -0.014731 | 613.2104 | -0.011767 | 610.7719 | 0.0086868 | 606.82 | 0 | 613.2104 | 0 | 613.2104 | 0.029533 | 613.2104 | 0.0030531 | 621.8096 | 0.011917 | 613.2104 | 0.029818 |  |  | 612.793 | 3.9576 | 613.2104 | 1.4694 | 613.2104 | 9.3243 | 606.8239 | 7.6994 | 613.2104 | 4.9494 | 612.793 | 0.63312 | 610.8055 | 0.034463 | 613.2104 | -0.00226 | 613.2104 | -0.0031977
| 613.023 | 0.056785 | 613.4401 | 0.045358 | 610.9994 | 0.020978 | 607.05 | 0 | 613.4401 | 0.040654 | 613.4401 | 0.03862 | 613.4401 | 0.0096849 | 622.0381 | 0.020533 | 613.4401 | 0.034475 |  |  | 613.023 | 3.9619 | 613.4401 | 1.4192 | 613.4401 | 9.3345 | 607.0485 | 7.8998 | 613.4401 | 5.0703 | 613.023 | 0.68024 | 611.0327 | 0.050101 | 613.4401 | 0.0016611 | 613.4401 | 0.0093085
| 613.2531 | -0.031449 | 613.6697 | -0.025121 | 611.227 | 0.014673 | 607.27 | 0 | 613.6697 | 0.0010598 | 613.6697 | 0.023906 | 613.6697 | 0.0033852 | 622.2666 | 0.011173 | 613.6697 | 0.029012 |  |  | 613.2531 | 3.9279 | 613.6697 | 1.3575 | 613.6697 | 9.3137 | 607.2733 | 8.0335 | 613.6697 | 5.1415 | 613.2531 | 0.65079 | 611.2598 | 0.034094 | 613.6697 | -0.0036433 | 613.6697 | -0.00032359
| 613.4831 | 0.058518 | 613.8994 | 0.046743 | 611.4545 | 0.021618 | 607.5 | 0 | 613.8994 | 0.023351 | 613.8994 | 0.048767 | 613.8994 | 0.0095769 | 622.4951 | 0.02005 | 613.8994 | 0.033311 |  |  | 613.4831 | 3.9318 | 613.8994 | 1.3069 | 613.8994 | 9.2971 | 607.4979 | 8.316 | 613.8994 | 5.2705 | 613.4831 | 0.70711 | 611.487 | 0.050581 | 613.8994 | 0.00061103 | 613.8994 | 0.0086816
| 613.7131 | 0.00089615 | 614.1291 | 0.00071583 | 611.6821 | 0.0092155 | 607.72 | 0 | 614.1291 | 0.00052327 | 614.1291 | 0.038947 | 614.1291 | 0.00025018 | 622.7236 | 0.011026 | 614.1291 | 0.028386 |  |  | 613.7131 | 3.9001 | 614.1291 | 1.2521 | 614.1291 | 9.3103 | 607.7226 | 8.468 | 614.1291 | 5.3824 | 613.7131 | 0.68465 | 611.7142 | 0.038592 | 614.1291 | -0.0021596 | 614.1291 | -0.00048129
| 613.9432 | 0.049834 | 614.3588 | 0.039807 | 611.9097 | 0.022161 | 607.95 | 0 | 614.3588 | 0.037571 | 614.3588 | 0.042079 | 614.3588 | 0.0075791 | 622.9522 | 0.019816 | 614.3588 | 0.033669 |  |  | 613.9432 | 3.8793 | 614.3588 | 1.2092 | 614.3588 | 9.2648 | 607.9473 | 8.743 | 614.3588 | 5.506 | 613.9432 | 0.7579 | 611.9414 | 0.053739 | 614.3588 | 0.00062633 | 614.3588 | 0.0094779
| 614.1733 | -0.023918 | 614.5885 | -0.019106 | 612.1373 | 0.033732 | 608.17 | 0 | 614.5885 | 0 | 614.5885 | 0.025905 | 614.5885 | 0.0042231 | 623.1807 | 0.0108 | 614.5885 | 0.028117 |  |  | 614.1732 | 3.8619 | 614.5885 | 1.151 | 614.5885 | 9.2177 | 608.1721 | 8.9153 | 614.5885 | 5.5855 | 614.1733 | 0.7233 | 612.1686 | 0.04095 | 614.5885 | -0.0017142 | 614.5885 | 0.0043523
| 614.4033 | 0.05877 | 614.8182 | 0.046944 | 612.3649 | 0.017028 | 608.4 | 0 | 614.8182 | 0.039964 | 614.8182 | 0.063862 | 614.8182 | 0.0073381 | 623.4093 | 0.019347 | 614.8182 | 0.030893 |  |  | 614.4033 | 3.8373 | 614.8182 | 1.1089 | 614.8182 | 9.1678 | 608.3968 | 9.1453 | 614.8182 | 5.7202 | 614.4033 | 0.76895 | 612.3958 | 0.055522 | 614.8182 | -0.00071761 | 614.8182 | 0.0097549
| 614.6334 | -0.003752 | 615.048 | -0.002997 | 612.5925 | 0.017679 | 608.62 | 0 | 615.048 | 0.0093326 | 615.048 | 0.005874 | 615.048 | 0.0047201 | 623.6379 | 0.010285 | 615.048 | 0.027132 |  |  | 614.6334 | 3.8397 | 615.048 | 1.0585 | 615.048 | 9.1602 | 608.6215 | 9.3005 | 615.048 | 5.8172 | 614.6334 | 0.76122 | 612.623 | 0.040921 | 615.048 | -0.0020892 | 615.048 | 0.0035688
| 614.8635 | 0.053311 | 615.2777 | 0.042584 | 612.8202 | 0.021306 | 608.85 | 0 | 615.2777 | 0.033889 | 615.2777 | 0.023463 | 615.2777 | 0.0085716 | 623.8665 | 0.02013 | 615.2777 | 0.030624 |  |  | 614.8635 | 3.8096 | 615.2777 | 1.0204 | 615.2777 | 9.105 | 608.8463 | 9.5672 | 615.2777 | 5.9557 | 614.8635 | 0.81312 | 612.8503 | 0.056463 | 615.2777 | 0.00037521 | 615.2777 | 0.012646
| 615.0936 | 0.010582 | 615.5074 | 0.0084526 | 613.0478 | 0.010865 | 609.07 | 0 | 615.5074 | 0 | 615.5074 | 0.043383 | 615.5074 | 0.0013348 | 624.095 | 0.010171 | 615.5074 | 0.026595 |  |  | 615.0936 | 3.7952 | 615.5074 | 0.96814 | 615.5074 | 9.1267 | 609.071 | 9.803 | 615.5074 | 6.0598 | 615.0936 | 0.79287 | 613.0775 | 0.041391 | 615.5074 | -0.0024693 | 615.5074 | -0.00080146
| 615.3237 | 0.030976 | 615.7372 | 0.024743 | 613.2755 | 0.030756 | 609.3 | 0 | 615.7372 | 0.028121 | 615.7372 | 0.018441 | 615.7372 | 0.0058251 | 624.3236 | 0.018847 | 615.7372 | 0.028654 |  |  | 615.3237 | 3.7809 | 615.7372 | 0.93815 | 615.7372 | 9.0444 | 609.2958 | 10.045 | 615.7372 | 6.1957 | 615.3237 | 0.84367 | 613.3047 | 0.058826 | 615.7372 | -0.00028419 | 615.7372 | 0.0097696
| 615.5539 | 0.0026255 | 615.967 | 0.0020972 | 613.5031 | 0.024124 | 609.52 | 0 | 615.967 | 0 | 615.967 | 0.032706 | 615.967 | -4.5316e-08 | 624.5522 | 0.010216 | 615.967 | 0.024893 |  |  | 615.5539 | 3.7484 | 615.967 | 0.89058 | 615.967 | 9.0206 | 609.5206 | 10.3349 | 615.967 | 6.2789 | 615.5539 | 0.83226 | 613.532 | 0.045717 | 615.967 | -0.00075751 | 615.967 | -0.0012257
| 615.784 | 0.061182 | 616.1968 | 0.048871 | 613.7308 | 0.014838 | 609.75 | 0 | 616.1968 | 0.029896 | 616.1968 | 0.049763 | 616.1968 | 0.0060959 | 624.7809 | 0.018537 | 616.1968 | 0.029012 |  |  | 615.784 | 3.7373 | 616.1968 | 0.87261 | 616.1968 | 8.9997 | 609.7454 | 10.5414 | 616.1968 | 6.4593 | 615.784 | 0.88784 | 613.7593 | 0.060069 | 616.1968 | 0.00036103 | 616.1968 | 0.01406
| 616.0142 | -0.047944 | 616.4266 | -0.038297 | 613.9585 | 0.029764 | 609.97 | 0 | 616.4266 | 0 | 616.4266 | -0.0097125 | 616.4266 | 0.0019274 | 625.0095 | 0.0097063 | 616.4266 | 0.024356 |  |  | 616.0142 | 3.7507 | 616.4266 | 0.82585 | 616.4266 | 9.0113 | 609.9702 | 10.8016 | 616.4266 | 6.5862 | 616.0142 | 0.88526 | 613.9866 | 0.047981 | 616.4266 | -0.0018948 | 616.4266 | 0.0025359
| 616.2443 | 0.057909 | 616.6564 | 0.046256 | 614.1861 | 0.034228 | 610.19 | 0 | 616.6564 | 0.031891 | 616.6564 | 0.041569 | 616.6564 | 0.0060464 | 625.2382 | 0.019725 | 616.6564 | 0.029997 |  |  | 616.2443 | 3.6764 | 616.6564 | 0.79664 | 616.6564 | 8.857 | 610.1949 | 10.9841 | 616.6564 | 6.6634 | 616.2443 | 0.92465 | 614.2139 | 0.064721 | 616.6564 | 0.001573 | 616.6564 | 0.014999
| 616.4745 | -0.0045251 | 616.8862 | -0.0036145 | 614.4138 | 0.014248 | 610.42 | 0 | 616.8862 | 0 | 616.8862 | 0.045766 | 616.8862 | 0.0036061 | 625.4668 | 0.0089245 | 616.8862 | 0.024983 |  |  | 616.4745 | 3.7159 | 616.8862 | 0.76502 | 616.8862 | 8.933 | 610.4197 | 11.0954 | 616.8862 | 6.866 | 616.4745 | 0.91213 | 614.4412 | 0.052265 | 616.8862 | -0.0011963 | 616.8862 | 0.0045099
| 616.7047 | 0.060102 | 617.116 | 0.048009 | 614.6415 | 0.039933 | 610.64 | 0 | 617.116 | 0.053346 | 617.116 | 0.040232 | 617.116 | 0.0082723 | 625.6954 | 0.019254 | 617.116 | 0.028475 |  |  | 616.7047 | 3.7183 | 617.116 | 0.74324 | 617.116 | 8.8768 | 610.6446 | 11.5487 | 617.116 | 7.0342 | 616.7047 | 0.98943 | 614.6685 | 0.067811 | 617.116 | 0.0010381 | 617.116 | 0.012859
| 616.9349 | 0.0046449 | 617.3459 | 0.0037103 | 614.8693 | 0.023054 | 610.87 | 0 | 617.3459 | 0.0036813 | 617.3459 | 0.035601 | 617.3459 | 0.0033477 | 625.9241 | 0.0081673 | 617.3459 | 0.024625 |  |  | 616.9349 | 3.657 | 617.3459 | 0.70039 | 617.3459 | 8.7503 | 610.8694 | 11.8041 | 617.3459 | 7.0796 | 616.9349 | 0.94379 | 614.8958 | 0.05254 | 617.3459 | -0.0015862 | 617.3459 | 0.0035242
| 617.1651 | 0.031683 | 617.5757 | 0.025308 | 615.097 | 0.025795 | 611.09 | 0 | 617.5757 | 0.029269 | 617.5757 | 0.030249 | 617.5757 | 0.0056207 | 626.1528 | 0.017769 | 617.5757 | 0.028475 |  |  | 617.1651 | 3.6869 | 617.5757 | 0.68609 | 617.5757 | 8.8113 | 611.0942 | 12.0016 | 617.5757 | 7.319 | 617.1651 | 1.0347 | 615.1232 | 0.069658 | 617.5757 | 0.0015844 | 617.5757 | 0.01364
| 617.3953 | -0.013382 | 617.8056 | -0.010689 | 615.3247 | 0.0092109 | 611.32 | 0 | 617.8056 | 0 | 617.8056 | 0.004758 | 617.8056 | 0.0028962 | 626.3815 | 0.0086547 | 617.8056 | 0.024087 |  |  | 617.3953 | 3.6427 | 617.8056 | 0.64927 | 617.8056 | 8.7318 | 611.3191 | 12.3014 | 617.8056 | 7.4148 | 617.3953 | 1.0262 | 615.3505 | 0.055198 | 617.8056 | -0.0021722 | 617.8056 | 0.0025086
| 617.6255 | 0.042866 | 618.0355 | 0.034241 | 615.5525 | 0.01442 | 611.54 | 0 | 618.0355 | 0.032883 | 618.0355 | 0.025747 | 618.0355 | 0.0062882 | 626.6102 | 0.018887 | 618.0355 | 0.027311 |  |  | 617.6256 | 3.6001 | 618.0355 | 0.63056 | 618.0355 | 8.6256 | 611.5439 | 12.64 | 618.0355 | 7.5279 | 617.6255 | 1.07 | 615.5778 | 0.071701 | 618.0355 | 0.00092704 | 618.0355 | 0.016081
| 617.8558 | -0.04169 | 618.2654 | -0.033301 | 615.7802 | 0.024216 | 611.77 | 0 | 618.2654 | 0 | 618.2654 | 0.0052475 | 618.2654 | 0.0022668 | 626.8389 | 0.0088783 | 618.2654 | 0.021849 |  |  | 617.8558 | 3.5733 | 618.2654 | 0.59287 | 618.2654 | 8.6298 | 611.7689 | 12.9418 | 618.2654 | 7.6455 | 617.8558 | 1.0586 | 615.8052 | 0.059646 | 618.2654 | -0.0018415 | 618.2654 | -0.001415
| 618.0861 | 0.029415 | 618.4953 | 0.023496 | 616.008 | 0.03026 | 611.99 | 0 | 618.4953 | 0.035603 | 618.4953 | 0.053053 | 618.4953 | 0.0068574 | 627.0676 | 0.018211 | 618.4952 | 0.027042 |  |  | 618.086 | 3.6277 | 618.4953 | 0.5914 | 618.4952 | 8.699 | 611.9937 | 13.3397 | 618.4952 | 7.9429 | 618.0861 | 1.1267 | 616.0326 | 0.076165 | 618.4953 | 0.0003115 | 618.4953 | 0.012354
| 618.3163 | -0.0014297 | 618.7252 | -0.001142 | 616.2358 | 0.0080526 | 612.22 | 0 | 618.7252 | 0 | 618.7252 | 0.033879 | 618.7252 | 0.003565 | 627.2964 | 0.0099345 | 618.7252 | 0.021222 |  |  | 618.3163 | 3.5445 | 618.7252 | 0.55136 | 618.7252 | 8.5223 | 612.2186 | 13.553 | 618.7252 | 7.9501 | 618.3163 | 1.1006 | 616.2599 | 0.059628 | 618.7252 | -0.0027378 | 618.7252 | 0.0027995
| 618.5466 | 0.055294 | 618.9551 | 0.044168 | 616.4635 | 0.018753 | 612.44 | 0 | 618.9551 | 0.039288 | 618.9551 | 0.031575 | 618.9551 | 0.0060126 | 627.5251 | 0.018388 | 618.9551 | 0.026505 |  |  | 618.5466 | 3.5495 | 618.9551 | 0.53912 | 618.9551 | 8.5037 | 612.4435 | 13.9962 | 618.9551 | 8.1781 | 618.5466 | 1.1786 | 616.4874 | 0.075849 | 618.9551 | 0.0011594 | 618.9551 | 0.012998
| 618.7769 | -0.063124 | 619.185 | -0.050422 | 616.6913 | 0.013318 | 612.67 | 0 | 619.185 | 0 | 619.185 | 0.022649 | 619.185 | 0.00055166 | 627.7538 | 0.0079734 | 619.185 | 0.020058 |  |  | 618.7769 | 3.5473 | 619.185 | 0.51306 | 619.185 | 8.5423 | 612.6685 | 14.2175 | 619.185 | 8.3478 | 618.7769 | 1.1724 | 616.7148 | 0.068344 | 619.185 | -0.0041376 | 619.185 | -0.00022502
| 619.0072 | 0.081249 | 619.415 | 0.0649 | 616.9191 | 0.036957 | 612.89 | 0 | 619.415 | 0.027089 | 619.415 | 0.033394 | 619.415 | 0.009297 | 627.9826 | 0.019105 | 619.415 | 0.026505 |  |  | 619.0072 | 3.5535 | 619.415 | 0.50751 | 619.415 | 8.5492 | 612.8934 | 14.4845 | 619.415 | 8.5848 | 619.0072 | 1.2294 | 616.9421 | 0.081548 | 619.415 | 0.0029458 | 619.415 | 0.016517
| 619.2375 | -0.024398 | 619.6449 | -0.019488 | 617.1469 | 0.022295 | 613.12 | 0 | 619.6449 | 0 | 619.6449 | 0.023465 | 619.6449 | 0.00095514 | 628.2114 | 0.0091439 | 619.6449 | 0.019073 |  |  | 619.2375 | 3.4865 | 619.6449 | 0.46968 | 619.6449 | 8.3714 | 613.1183 | 14.9269 | 619.6449 | 8.6327 | 619.2375 | 1.2136 | 617.1696 | 0.066049 | 619.6449 | -0.0036257 | 619.6449 | 0.0033114
| 619.4678 | 0.050049 | 619.8749 | 0.039978 | 617.3748 | 0.031004 | 613.34 | 0 | 619.8749 | 0.048834 | 619.8749 | 0.054431 | 619.8749 | 0.007722 | 628.4402 | 0.018963 | 619.8749 | 0.026416 |  |  | 619.4678 | 3.5143 | 619.8749 | 0.4686 | 619.8749 | 8.4275 | 613.3432 | 15.2303 | 619.8749 | 8.8933 | 619.4678 | 1.295 | 617.397 | 0.083254 | 619.8749 | 0.0021395 | 619.8749 | 0.014239
| 619.6981 | -0.011778 | 620.1049 | -0.009408 | 617.6026 | 0.022683 | 613.57 | 0 | 620.1049 | 0 | 620.1049 | 0.013646 | 620.1049 | 0.0030852 | 628.6689 | 0.0094088 | 620.1049 | 0.021043 |  |  | 619.6981 | 3.4875 | 620.1049 | 0.43783 | 620.1049 | 8.3299 | 613.5682 | 15.4406 | 620.1049 | 9.0181 | 619.6981 | 1.2839 | 617.6245 | 0.072232 | 620.1049 | -0.0011718 | 620.1049 | 0.0039598
| 619.9285 | 0.065294 | 620.3348 | 0.052156 | 617.8304 | 0.031004 | 613.79 | 0 | 620.3348 | 0.033662 | 620.3348 | 0.007381 | 620.3348 | 0.0068509 | 628.8978 | 0.018844 | 620.3348 | 0.025789 |  |  | 619.9285 | 3.4243 | 620.3348 | 0.42786 | 620.3348 | 8.2044 | 613.7932 | 15.9808 | 620.3348 | 9.124 | 619.9285 | 1.3288 | 617.8519 | 0.087039 | 620.3348 | 0.00077879 | 620.3348 | 0.013148
| 620.1588 | -0.017714 | 620.5648 | -0.01415 | 618.0583 | 0.0050947 | 614.02 | 0 | 620.5648 | 0 | 620.5648 | 0.019163 | 620.5648 | 0.0018457 | 629.1266 | 0.0084751 | 620.5648 | 0.020416 |  |  | 620.1588 | 3.4361 | 620.5648 | 0.40758 | 620.5648 | 8.2318 | 614.0181 | 16.2865 | 620.5648 | 9.3559 | 620.1588 | 1.3557 | 618.0793 | 0.076902 | 620.5648 | -0.0018081 | 620.5648 | 0.0068366
| 620.3892 | 0.039965 | 620.7948 | 0.031923 | 618.2861 | 0.019078 | 614.24 | 0 | 620.7949 | 0.03799 | 620.7949 | 0.021785 | 620.7949 | 0.0068081 | 629.3554 | 0.017298 | 620.7949 | 0.024267 |  |  | 620.3892 | 3.4337 | 620.7949 | 0.40427 | 620.7949 | 8.2369 | 614.2431 | 16.6776 | 620.7949 | 9.6417 | 620.3892 | 1.412 | 618.3068 | 0.091076 | 620.7949 | -0.00079116 | 620.7949 | 0.013329
| 620.6196 | -0.02434 | 621.0249 | -0.019443 | 618.514 | -0.0097704 | 614.47 | 0 | 621.0249 | 0 | 621.0249 | 0.040701 | 621.0249 | 0.0012628 | 629.5842 | 0.0083159 | 621.0249 | 0.019342 |  |  | 620.6196 | 3.4238 | 621.0249 | 0.37968 | 621.0249 | 8.1865 | 614.4681 | 17.111 | 621.0249 | 9.7994 | 620.6196 | 1.4028 | 618.5343 | 0.077824 | 621.0249 | -0.0031673 | 621.0249 | 0.00457
| 620.85 | 0.05041 | 621.2549 | 0.040266 | 618.7419 | 0.027283 | 614.69 | 0 | 621.2549 | 0.035529 | 621.2549 | 0.036959 | 621.2549 | 0.006321 | 629.813 | 0.018712 | 621.2549 | 0.024267 |  |  | 620.85 | 3.3924 | 621.2549 | 0.37375 | 621.2549 | 8.1346 | 614.6931 | 17.4412 | 621.2549 | 9.9727 | 620.85 | 1.4621 | 618.7618 | 0.093112 | 621.2549 | 0.0018026 | 621.2549 | 0.011972
| 621.0804 | -0.0065235 | 621.485 | -0.0052109 | 618.9698 | 0.013782 | 614.92 | 0 | 621.4849 | 0 | 621.4849 | 0.032422 | 621.4849 | 0.00042506 | 630.0419 | 0.0082222 | 621.4849 | 0.017551 |  |  | 621.0804 | 3.3637 | 621.4849 | 0.35183 | 621.4849 | 8.0584 | 614.9181 | 17.9523 | 621.4849 | 10.1336 | 621.0804 | 1.4672 | 618.9893 | 0.083619 | 621.4849 | -0.0031719 | 621.4849 | 0.0049046
| 621.3108 | 0.057567 | 621.715 | 0.045983 | 619.1977 | 0.0087811 | 615.14 | 0 | 621.715 | 0.042599 | 621.715 | 0.04952 | 621.715 | 0.0094549 | 630.2708 | 0.020204 | 621.715 | 0.023371 |  |  | 621.3108 | 3.3685 | 621.715 | 0.34991 | 621.715 | 8.0511 | 615.1431 | 18.2861 | 621.715 | 10.3703 | 621.3108 | 1.5254 | 619.2168 | 0.097574 | 621.715 | 0.0017172 | 621.715 | 0.020081
| 621.5412 | -0.004471 | 621.9451 | -0.0035713 | 619.4256 | 0.01178 | 615.37 | 0 | 621.9451 | 0 | 621.9451 | 0.042799 | 621.9451 | -0.0023527 | 630.4997 | 0.0087646 | 621.9451 | 0.017551 |  |  | 621.5412 | 3.3396 | 621.9451 | 0.32166 | 621.9451 | 8.0231 | 615.3681 | 18.6132 | 621.9451 | 10.5867 | 621.5412 | 1.5386 | 619.4443 | 0.087689 | 621.9451 | -0.0014835 | 621.9451 | 0.004372
| 621.7716 | 0.041543 | 622.1751 | 0.033184 | 619.6535 | 0.040181 | 615.59 | 0 | 622.1751 | 0.040736 | 622.1751 | 0.017912 | 622.1751 | 0.0081827 | 630.7286 | 0.01964 | 622.1752 | 0.023461 |  |  | 621.7716 | 3.3562 | 622.1751 | 0.32539 | 622.1752 | 8.0372 | 615.5931 | 19.2467 | 622.1752 | 10.8952 | 621.7716 | 1.6203 | 619.6719 | 0.10562 | 622.1751 | 0.0022915 | 622.1751 | 0.020695
| 622.0021 | -0.019849 | 622.4052 | -0.015855 | 619.8814 | 0.038693 | 615.82 | 0 | 622.4052 | 0 | 622.4052 | -0.014778 | 622.4052 | 0.00028639 | 630.9575 | 0.0090248 | 622.4052 | 0.01764 |  |  | 622.0021 | 3.2967 | 622.4052 | 0.29601 | 622.4052 | 7.914 | 615.8182 | 19.7397 | 622.4052 | 11.0002 | 622.0021 | 1.606 | 619.8994 | 0.089355 | 622.4052 | -0.001161 | 622.4052 | 0.0039325
| 622.2325 | 0.046262 | 622.6353 | 0.036953 | 620.1094 | 0.032492 | 616.04 | 0 | 622.6353 | 0.02012 | 622.6353 | 0.027364 | 622.6353 | 0.0097735 | 631.1863 | 0.018136 | 622.6353 | 0.024714 |  |  | 622.2325 | 3.3039 | 622.6353 | 0.29865 | 622.6353 | 7.8937 | 616.0433 | 20.1086 | 622.6353 | 11.2279 | 622.2325 | 1.6778 | 620.127 | 0.10949 | 622.6353 | 0.000592 | 622.6353 | 0.02314
| 622.463 | -0.045635 | 622.8654 | -0.036453 | 620.3373 | 0.0019996 | 616.27 | 0 | 622.8654 | 0 | 622.8654 | 0.0086046 | 622.8654 | 0.0017385 | 631.4153 | 0.0077762 | 622.8654 | 0.018536 |  |  | 622.463 | 3.2712 | 622.8654 | 0.28072 | 622.8654 | 7.832 | 616.2683 | 20.4849 | 622.8654 | 11.4614 | 622.463 | 1.6859 | 620.3545 | 0.095813 | 622.8654 | -0.0012658 | 622.8654 | 0.0050379
| 622.6934 | 0.054965 | 623.0956 | 0.043905 | 620.5653 | 0.01582 | 616.49 | 0 | 623.0956 | 0.027853 | 623.0956 | 0.024323 | 623.0956 | 0.0074305 | 631.6442 | 0.01656 | 623.0956 | 0.02167 |  |  | 622.6935 | 3.2912 | 623.0956 | 0.27899 | 623.0956 | 7.8551 | 616.4934 | 21.0265 | 623.0956 | 11.7432 | 622.6934 | 1.7742 | 620.5821 | 0.11346 | 623.0956 | 0.0013637 | 623.0956 | 0.016341
| 622.9239 | 0.002173 | 623.3257 | 0.0017358 | 620.7932 | 0.017409 | 616.72 | 0 | 623.3257 | 0 | 623.3257 | 0.012023 | 623.3257 | 0.0028072 | 631.8731 | 0.0073679 | 623.3257 | 0.019073 |  |  | 622.9239 | 3.2494 | 623.3257 | 0.2583 | 623.3257 | 7.7992 | 616.7185 | 21.584 | 623.3257 | 11.9524 | 622.9239 | 1.7654 | 620.8096 | 0.10264 | 623.3257 | 0.00053722 | 623.3257 | 0.01058
| 623.1544 | 0.063035 | 623.5558 | 0.050351 | 621.0212 | 0.03522 | 616.94 | 0 | 623.5558 | 0.03137 | 623.5558 | 0.032507 | 623.5558 | 0.0072672 | 632.1021 | 0.016905 | 623.5558 | 0.020506 |  |  | 623.1544 | 3.2239 | 623.5558 | 0.25892 | 623.5558 | 7.6782 | 616.9436 | 22.0566 | 623.5558 | 12.1951 | 623.1544 | 1.8386 | 621.0372 | 0.11594 | 623.5558 | 0.00080143 | 623.5558 | 0.014516
| 623.385 | -0.019688 | 623.786 | -0.015727 | 621.2492 | 0.029516 | 617.17 | 0 | 623.786 | 0 | 623.786 | 0.042573 | 623.786 | 0.0027557 | 632.3311 | 0.0081545 | 623.786 | 0.015223 |  |  | 623.3849 | 3.2134 | 623.786 | 0.24057 | 623.786 | 7.7034 | 617.1687 | 22.591 | 623.786 | 12.4306 | 623.385 | 1.8456 | 621.2648 | 0.10477 | 623.786 | -0.0007304 | 623.786 | 0.0109
| 623.6155 | 0.066148 | 624.0162 | 0.052838 | 621.4772 | 0.032492 | 617.39 | 0 | 624.0162 | 0.038282 | 624.0162 | 0.038264 | 624.0162 | 0.0089132 | 632.56 | 0.019563 | 624.0162 | 0.021759 |  |  | 623.6155 | 3.2083 | 624.0162 | 0.24641 | 624.0162 | 7.6315 | 617.3938 | 22.9468 | 624.0162 | 12.6646 | 623.6155 | 1.9332 | 621.4924 | 0.12336 | 624.0162 | -5.9099e-05 | 624.0162 | 0.019592
| 623.846 | -0.041229 | 624.2463 | -0.032933 | 621.7052 | 0.016197 | 617.62 | 0 | 624.2463 | 0 | 624.2463 | 0.020764 | 624.2463 | 0.00067841 | 632.7889 | 0.0080841 | 624.2463 | 0.01567 |  |  | 623.846 | 3.1878 | 624.2463 | 0.22079 | 624.2463 | 7.6166 | 617.619 | 23.1406 | 624.2463 | 12.9186 | 623.846 | 1.9347 | 621.72 | 0.11261 | 624.2463 | -0.0032656 | 624.2463 | 0.0073532
| 624.0765 | 0.07802 | 624.4765 | 0.062321 | 621.9332 | 0.035716 | 617.84 | 0 | 624.4765 | 0.031711 | 624.4765 | 0.041366 | 624.4765 | 0.0074676 | 633.0179 | 0.017087 | 624.4765 | 0.021222 |  |  | 624.0765 | 3.1735 | 624.4765 | 0.22773 | 624.4765 | 7.5695 | 617.8441 | 23.9368 | 624.4765 | 13.2152 | 624.0765 | 2.0289 | 621.9477 | 0.1268 | 624.4765 | 0.0016023 | 624.4765 | 0.017835
| 624.3071 | -0.053183 | 624.7067 | -0.042482 | 622.1612 | 0.016301 | 618.07 | 0 | 624.7067 | 0 | 624.7067 | 0.0010081 | 624.7067 | 0.001749 | 633.2469 | 0.0084734 | 624.7067 | 0.016118 |  |  | 624.3071 | 3.1921 | 624.7067 | 0.21164 | 624.7067 | 7.6052 | 618.0692 | 24.3164 | 624.7067 | 13.6398 | 624.3071 | 2.0584 | 622.1753 | 0.11604 | 624.7067 | -0.00072103 | 624.7067 | 0.0094379
| 624.5377 | 0.051801 | 624.9369 | 0.041378 | 622.3893 | 0.032492 | 618.29 | 0 | 624.9369 | 0.029047 | 624.9369 | 0.039916 | 624.9369 | 0.0072825 | 633.476 | 0.017267 | 624.9369 | 0.020327 |  |  | 624.5377 | 3.1453 | 624.9369 | 0.21001 | 624.9369 | 7.4988 | 618.2944 | 24.893 | 624.9369 | 13.8475 | 624.5377 | 2.1449 | 622.403 | 0.13403 | 624.9369 | 4.4857e-05 | 624.9369 | 0.020516
| 624.7682 | -0.034749 | 625.1671 | -0.027757 | 622.6173 | 0.013725 | 618.52 | 0 | 625.1671 | 0 | 625.1671 | 0.049395 | 625.1671 | -0.00034698 | 633.705 | 0.0065543 | 625.1671 | 0.015939 |  |  | 624.7682 | 3.1268 | 625.1671 | 0.19298 | 625.1671 | 7.4298 | 618.5195 | 25.2791 | 625.1671 | 14.0228 | 624.7682 | 2.1243 | 622.6306 | 0.12251 | 625.1671 | -0.0016482 | 625.1671 | 0.0092844
| 624.9988 | 0.056101 | 625.3974 | 0.044812 | 622.8453 | 0.030756 | 618.74 | 0 | 625.3974 | 0.029787 | 625.3974 | 0.03524 | 625.3974 | 0.0070075 | 633.934 | 0.016708 | 625.3973 | 0.021491 |  |  | 624.9988 | 3.1278 | 625.3974 | 0.19798 | 625.3973 | 7.4159 | 618.7447 | 25.872 | 625.3973 | 14.372 | 624.9988 | 2.2236 | 622.8583 | 0.13751 | 625.3974 | 0.0021713 | 625.3974 | 0.022757
| 625.2294 | -0.025297 | 625.6276 | -0.020207 | 623.0734 | 0.015257 | 618.97 | 0 | 625.6276 | 0 | 625.6276 | 0.0030735 | 625.6276 | -0.00023551 | 634.163 | 0.0075201 | 625.6276 | 0.015043 |  |  | 625.2294 | 3.1131 | 625.6276 | 0.17689 | 625.6276 | 7.3908 | 618.9698 | 26.3015 | 625.6276 | 14.6769 | 625.2294 | 2.2185 | 623.0859 | 0.12944 | 625.6276 | -0.0029094 | 625.6276 | 0.0082543
| 625.46 | 0.055512 | 625.8579 | 0.044342 | 623.3015 | 0.014918 | 619.2 | 0 | 625.8579 | 0.032064 | 625.8579 | 0.020885 | 625.8579 | 0.0062089 | 634.3921 | 0.018354 | 625.8578 | 0.0197 |  |  | 625.46 | 3.1067 | 625.8579 | 0.18037 | 625.8578 | 7.3509 | 619.1951 | 26.8183 | 625.8578 | 14.9873 | 625.46 | 2.3208 | 623.3137 | 0.14363 | 625.8579 | 0.0012424 | 625.8579 | 0.019515
| 625.6906 | -0.05397 | 626.0881 | -0.04311 | 623.5296 | -0.0033762 | 619.42 | 0 | 626.0881 | 0 | 626.0881 | -0.0066997 | 626.0881 | -0.0020383 | 634.6212 | 0.0072325 | 626.0881 | 0.013253 |  |  | 625.6906 | 3.0925 | 626.0881 | 0.16434 | 626.0881 | 7.3406 | 619.4203 | 27.1674 | 626.0881 | 15.3194 | 625.6906 | 2.3459 | 623.5413 | 0.13451 | 626.0881 | -0.0036375 | 626.0881 | 0.0075829
| 625.9213 | 0.055282 | 626.3184 | 0.044158 | 623.7576 | 0.015798 | 619.65 | 0 | 626.3184 | 0.051744 | 626.3184 | 0.030678 | 626.3184 | 0.0060101 | 634.8502 | 0.017814 | 626.3184 | 0.020774 |  |  | 625.9213 | 3.0605 | 626.3184 | 0.174 | 626.3184 | 7.2776 | 619.6454 | 27.6525 | 626.3184 | 15.5791 | 625.9213 | 2.4235 | 623.769 | 0.15007 | 626.3184 | 0.0017394 | 626.3184 | 0.023346
| 626.1519 | -0.014758 | 626.5487 | -0.011789 | 623.9857 | 0.0091838 | 619.87 | 0 | 626.5487 | 0.00083063 | 626.5487 | 0.015392 | 626.5487 | 0.00077399 | 635.0793 | 0.0084615 | 626.5487 | 0.012894 |  |  | 626.1519 | 3.0539 | 626.5487 | 0.15451 | 626.5487 | 7.1988 | 619.8707 | 28.1545 | 626.5487 | 15.8377 | 626.1519 | 2.4298 | 623.9968 | 0.13844 | 626.5487 | -0.0029885 | 626.5487 | 0.0094579
| 626.3826 | 0.021014 | 626.779 | 0.016786 | 624.2139 | 0.044893 | 620.1 | 0 | 626.779 | 0.04078 | 626.779 | 0.033351 | 626.779 | 0.0056482 | 635.3083 | 0.017199 | 626.779 | 0.019342 |  |  | 626.3826 | 3.0667 | 626.779 | 0.1609 | 626.779 | 7.1701 | 620.0959 | 28.8203 | 626.779 | 16.1809 | 626.3826 | 2.4968 | 624.2245 | 0.15765 | 626.779 | 0.0015714 | 626.779 | 0.017312
| 626.6132 | -0.0062385 | 627.0093 | -0.0049832 | 624.442 | 0.0022212 | 620.32 | 0 | 627.0093 | 0 | 627.0093 | 0.016426 | 627.0093 | 0.0024676 | 635.5375 | 0.0058377 | 627.0093 | 0.014327 |  |  | 626.6132 | 3.0177 | 627.0093 | 0.13969 | 627.0093 | 7.1746 | 620.3212 | 29.5048 | 627.0093 | 16.5023 | 626.6132 | 2.5406 | 624.4522 | 0.14792 | 627.0093 | -0.0012565 | 627.0093 | 0.01218
| 626.8439 | 0.058776 | 627.2396 | 0.046949 | 624.6701 | 0.028027 | 620.55 | 0 | 627.2396 | 0.039264 | 627.2396 | 0.045263 | 627.2396 | 0.0092809 | 635.7665 | 0.017491 | 627.2396 | 0.020058 |  |  | 626.8439 | 3.0278 | 627.2396 | 0.14668 | 627.2396 | 7.1443 | 620.5464 | 29.7519 | 627.2396 | 16.9206 | 626.8439 | 2.6624 | 624.6799 | 0.16505 | 627.2396 | 0.0023577 | 627.2396 | 0.025923
| 627.0746 | -0.014919 | 627.4699 | -0.011917 | 624.8982 | 0.01767 | 620.77 | 0 | 627.4699 | 0 | 627.4699 | 0.009017 | 627.4699 | -0.0016251 | 635.9957 | 0.0069708 | 627.47 | 0.012357 |  |  | 627.0746 | 3.0037 | 627.4699 | 0.13493 | 627.47 | 7.0603 | 620.7717 | 30.2039 | 627.47 | 17.2561 | 627.0746 | 2.6506 | 624.9077 | 0.15553 | 627.4699 | -0.0013058 | 627.4699 | 0.0055199
| 627.3053 | 0.041094 | 627.7003 | 0.032825 | 625.1264 | 0.023676 | 621 | 0 | 627.7003 | 0.048938 | 627.7003 | 0.041809 | 627.7003 | 0.0064896 | 636.2248 | 0.016366 | 627.7003 | 0.018446 |  |  | 627.3053 | 2.9616 | 627.7003 | 0.13852 | 627.7003 | 6.936 | 620.9969 | 30.8723 | 627.7003 | 17.3635 | 627.3053 | 2.7044 | 625.1354 | 0.17234 | 627.7003 | 0.00093585 | 627.7003 | 0.0182
| 627.536 | -0.024406 | 627.9306 | -0.019495 | 625.3545 | 0.012989 | 621.22 | 0 | 627.9306 | 0 | 627.9306 | 0.012053 | 627.9306 | 0.00046147 | 636.4539 | 0.0079376 | 627.9307 | 0.011551 |  |  | 627.536 | 2.9556 | 627.9306 | 0.12202 | 627.9307 | 6.9254 | 621.2222 | 31.1235 | 627.9307 | 17.7411 | 627.536 | 2.7681 | 625.3632 | 0.1635 | 627.9306 | -0.0026524 | 627.9306 | 0.012421
| 627.7667 | 0.075682 | 628.161 | 0.060453 | 625.5827 | 0.041173 | 621.45 | 0 | 628.161 | 0.03526 | 628.161 | 0.037055 | 628.161 | 0.0081001 | 636.6831 | 0.0073425 | 628.161 | 0.018804 |  |  | 627.7667 | 2.9725 | 628.161 | 0.13136 | 628.161 | 6.9788 | 621.4475 | 31.4946 | 628.161 | 18.272 | 627.7667 | 2.8796 | 625.591 | 0.18002 | 628.161 | 0.0022598 | 628.161 | 0.018854
| 627.9974 | -0.050558 | 628.3914 | -0.040385 | 625.8109 | 0.0062781 | 621.67 | 0 | 628.3914 | 0 | 628.3914 | 0.028662 | 628.3914 | -0.0021062 | 636.9122 | 0.017308 | 628.3914 | 0.011104 |  |  | 627.9974 | 2.9297 | 628.3914 | 0.11245 | 628.3914 | 6.9331 | 621.6728 | 31.9717 | 628.3914 | 18.6068 | 627.9974 | 2.8954 | 625.8188 | 0.17021 | 628.3914 | -0.0037689 | 628.3914 | 0.0056971
| 628.2282 | 0.065885 | 628.6218 | 0.052627 | 626.0391 | 0.0023451 | 621.9 | 0 | 628.6218 | 0.047055 | 628.6218 | 0.018744 | 628.6218 | 0.0081578 | 637.1414 | 0.0069247 | 628.6218 | 0.0197 |  |  | 628.2282 | 2.934 | 628.6218 | 0.1199 | 628.6218 | 6.8902 | 621.8981 | 32.3019 | 628.6218 | 18.9399 | 628.2282 | 3.0103 | 626.0466 | 0.19018 | 628.6218 | 0.0021171 | 628.6218 | 0.020163
| 628.4589 | -0.024084 | 628.8522 | -0.019238 | 626.2673 | 0.016251 | 622.12 | 0 | 628.8522 | 0 | 628.8522 | 0.029005 | 628.8522 | -0.0032981 | 637.3706 | 0.017685 | 628.8522 | 0.011193 |  |  | 628.4589 | 2.9048 | 628.8522 | 0.10594 | 628.8522 | 6.8678 | 622.1234 | 32.6624 | 628.8522 | 19.363 | 628.4589 | 3.046 | 626.2744 | 0.1775 | 628.8522 | -0.0023163 | 628.8522 | 0.008156
| 628.6897 | 0.11044 | 629.0826 | 0.088217 | 626.4955 | 0.032244 | 622.35 | 0 | 629.0826 | 0.044028 | 629.0826 | 0.038192 | 629.0826 | 0.0066886 | 637.5997 | 0.0068857 | 629.0826 | 0.018088 |  |  | 628.6897 | 2.8977 | 629.0826 | 0.11411 | 629.0826 | 6.7606 | 622.3488 | 32.963 | 629.0826 | 19.6191 | 628.6897 | 3.1601 | 626.5023 | 0.197 | 629.0826 | 0.0030628 | 629.0826 | 0.024451
| 628.9204 | -0.036432 | 629.313 | -0.029102 | 626.7237 | 0.0013054 | 622.57 | 0 | 629.313 | 0 | 629.313 | 0.010551 | 629.313 | -0.0031797 | 637.829 | 0.018519 | 629.313 | 0.011014 |  |  | 628.9205 | 2.9118 | 629.313 | 0.099623 | 629.313 | 6.8076 | 622.5741 | 33.3973 | 629.313 | 20.1991 | 628.9204 | 3.1649 | 626.73 | 0.19009 | 629.313 | -0.0012488 | 629.313 | 0.0099354
| 629.1512 | 0.074684 | 629.5434 | 0.059656 | 626.9519 | 0.035964 | 622.8 | 0 | 629.5434 | 0.042889 | 629.5434 | 0.043234 | 629.5434 | 0.0056161 | 638.0582 | 0.0076346 | 629.5434 | 0.0197 |  |  | 629.1512 | 2.8746 | 629.5434 | 0.10516 | 629.5434 | 6.6644 | 622.7994 | 33.4768 | 629.5434 | 20.2463 | 629.1512 | 3.2742 | 626.9579 | 0.20635 | 629.5434 | 0.0035594 | 629.5434 | 0.022102
| 629.382 | -0.042886 | 629.7738 | -0.034256 | 627.1801 | -0.0057573 | 623.02 | 0 | 629.7738 | 0 | 629.7738 | 0.027395 | 629.7738 | -0.0011409 | 638.2874 | 0.016404 | 629.7739 | 0.011193 |  |  | 629.382 | 2.883 | 629.7738 | 0.092813 | 629.7739 | 6.6989 | 623.0248 | 33.8117 | 629.7739 | 20.8661 | 629.382 | 3.3246 | 627.1857 | 0.19552 | 629.7738 | -0.0012568 | 629.7738 | 0.0084753
| 629.6128 | 0.044707 | 630.0043 | 0.035711 | 627.4084 | 0.016594 | 623.25 | 0 | 630.0043 | 0.031732 | 630.0043 | 0.035613 | 630.0043 | 0.0092171 | 638.5166 | 0.0059967 | 630.0043 | 0.018804 |  |  | 629.6128 | 2.8271 | 630.0043 | 0.097932 | 630.0043 | 6.6337 | 623.2501 | 34.2313 | 630.0043 | 21.1219 | 629.6128 | 3.428 | 627.4136 | 0.21337 | 630.0043 | 0.0022484 | 630.0043 | 0.023491
| 629.8437 | -0.022669 | 630.2348 | -0.018108 | 627.6366 | 0.0057688 | 623.48 | 0 | 630.2348 | 0 | 630.2348 | 0.035113 | 630.2348 | 0.0011529 | 638.7458 | 0.017287 | 630.2347 | 0.011014 |  |  | 629.8436 | 2.8263 | 630.2348 | 0.083191 | 630.2347 | 6.5832 | 623.4755 | 34.0832 | 630.2347 | 21.5208 | 629.8437 | 3.4785 | 627.6415 | 0.20635 | 630.2348 | -0.00074619 | 630.2348 | 0.01135
| 630.0745 | 0.084399 | 630.4652 | 0.067417 | 627.8649 | 0.011901 | 623.7 | 0 | 630.4652 | 0.026378 | 630.4652 | 0.037161 | 630.4652 | 0.0069293 | 638.9751 | 0.0078083 | 630.4652 | 0.01764 |  |  | 630.0745 | 2.8177 | 630.4652 | 0.092949 | 630.4652 | 6.533 | 623.7009 | 34.3781 | 630.4652 | 21.8416 | 630.0745 | 3.5598 | 627.8694 | 0.22397 | 630.4652 | 0.004725 | 630.4652 | 0.024389
| 630.3053 | -0.041317 | 630.6957 | -0.033003 | 628.0932 | 0.027531 | 623.93 | 0 | 630.6957 | 0 | 630.6957 | 0.022686 | 630.6957 | -0.0014397 | 639.2043 | 0.016598 | 630.6957 | 0.0096708 |  |  | 630.3053 | 2.8022 | 630.6957 | 0.077586 | 630.6957 | 6.5548 | 623.9263 | 34.3368 | 630.6957 | 22.3987 | 630.3053 | 3.6423 | 628.0972 | 0.2153 | 630.6957 | -0.00027109 | 630.6957 | 0.0078259
| 630.5362 | 0.036703 | 630.9262 | 0.029318 | 628.3215 | 0.02118 | 624.15 | 0 | 630.9262 | 0.039264 | 630.9262 | 0.046023 | 630.9262 | 0.0055467 | 639.4336 | 0.0060203 | 630.9262 | 0.016118 |  |  | 630.5362 | 2.8149 | 630.9262 | 0.086827 | 630.9262 | 6.5276 | 624.1517 | 34.433 | 630.9262 | 22.8653 | 630.5362 | 3.7652 | 628.3251 | 0.23664 | 630.9262 | 0.0030634 | 630.9262 | 0.023399
| 630.767 | -0.029635 | 631.1567 | -0.023672 | 628.5497 | 0.01968 | 624.38 | 0 | 631.1567 | 0 | 631.1567 | 0.0060896 | 631.1567 | -0.0023159 | 639.6629 | 0.01687 | 631.1567 | 0.011014 |  |  | 630.767 | 2.7779 | 631.1567 | 0.070925 | 631.1567 | 6.473 | 624.3771 | 34.3373 | 631.1567 | 23.1253 | 630.767 | 3.7788 | 628.553 | 0.22716 | 631.1567 | -0.0010839 | 631.1567 | 0.012741
| 630.9979 | 0.063719 | 631.3872 | 0.050898 | 628.778 | 0.025547 | 624.6 | 0 | 631.3872 | 0.033799 | 631.3872 | 0.047818 | 631.3872 | 0.0057294 | 639.8922 | 0.0068923 | 631.3872 | 0.016387 |  |  | 630.9979 | 2.7766 | 631.3872 | 0.080785 | 631.3872 | 6.4482 | 624.6025 | 34.5576 | 631.3872 | 23.5149 | 630.9979 | 3.8812 | 628.7809 | 0.24562 | 631.3872 | 0.002223 | 631.3872 | 0.021265
| 631.2288 | -0.028567 | 631.6178 | -0.022819 | 629.0064 | 0.027035 | 624.83 | 0 | 631.6178 | 0 | 631.6178 | 0.018322 | 631.6178 | 0.0013777 | 640.1215 | 0.016956 | 631.6177 | 0.010566 |  |  | 631.2288 | 2.7794 | 631.6178 | 0.06711 | 631.6177 | 6.4942 | 624.8279 | 34.3649 | 631.6177 | 24.2139 | 631.2288 | 4.042 | 629.0089 | 0.23635 | 631.6178 | -0.0013188 | 631.6178 | 0.013718
| 631.4597 | 0.05417 | 631.8483 | 0.04327 | 629.2347 | 0.032492 | 625.05 | 0 | 631.8483 | 0.034401 | 631.8483 | 0.035452 | 631.8483 | 0.0062158 | 640.3508 | 0.0064647 | 631.8483 | 0.017282 |  |  | 631.4597 | 2.7463 | 631.8483 | 0.076219 | 631.8483 | 6.413 | 625.0534 | 34.4271 | 631.8483 | 24.4719 | 631.4597 | 4.1664 | 629.2368 | 0.25535 | 631.8483 | 0.0033242 | 631.8483 | 0.025632
| 631.6906 | -0.034641 | 632.0788 | -0.02767 | 629.463 | 0.0062327 | 625.28 | 0 | 632.0788 | 0 | 632.0788 | 0.023543 | 632.0788 | -0.0011677 | 640.5801 | 0.017092 | 632.0789 | 0.011462 |  |  | 631.6906 | 2.717 | 632.0788 | 0.064762 | 632.0789 | 6.3423 | 625.2788 | 34.24 | 632.0789 | 24.7238 | 631.6906 | 4.1215 | 629.4648 | 0.24819 | 632.0788 | 5.8587e-05 | 632.0788 | 0.012055
| 631.9215 | 0.060292 | 632.3094 | 0.04816 | 629.6913 | 0.041669 | 625.5 | 0 | 632.3094 | 0.029938 | 632.3094 | 0.028854 | 632.3094 | 0.0068868 | 640.8094 | 0.0066402 | 632.3094 | 0.016118 |  |  | 631.9215 | 2.7211 | 632.3094 | 0.072582 | 632.3094 | 6.37 | 625.5043 | 34.0315 | 632.3094 | 25.2511 | 631.9215 | 4.3126 | 629.6927 | 0.26598 | 632.3094 | 0.0050568 | 632.3094 | 0.025117
| 632.1524 | -0.071259 | 632.54 | -0.056921 | 629.9197 | 0.030756 | 625.73 | 0 | 632.54 | 0 | 632.54 | 0.0050385 | 632.54 | -0.0030424 | 641.0388 | 0.017423 | 632.54 | 0.0087076 |  |  | 632.1524 | 2.6748 | 632.54 | 0.055282 | 632.54 | 6.27 | 625.7297 | 33.7727 | 632.54 | 25.4539 | 632.1524 | 4.31 | 629.9207 | 0.26042 | 632.54 | -0.00079958 | 632.54 | 0.010434
| 632.3833 | 0.069466 | 632.7706 | 0.055488 | 630.1481 | 0.028523 | 625.96 | 0 | 632.7706 | 0.027315 | 632.7706 | 0.051313 | 632.7706 | 0.0059083 | 641.2681 | 0.0070881 | 632.7706 | 0.015133 |  |  | 632.3833 | 2.7203 | 632.7706 | 0.069152 | 632.7706 | 6.2982 | 625.9552 | 33.5108 | 632.7706 | 26.1374 | 632.3833 | 4.4731 | 630.1487 | 0.27862 | 632.7706 | 0.0049772 | 632.7706 | 0.025391
| 632.6143 | -0.061248 | 633.0012 | -0.048923 | 630.3764 | 0.013022 | 626.18 | 0 | 633.0011 | 0.0059242 | 633.0011 | 0.0079343 | 633.0011 | -0.00039269 | 641.4975 | 0.01553 | 633.0012 | 0.010566 |  |  | 632.6143 | 2.6623 | 633.0011 | 0.051778 | 633.0012 | 6.2499 | 626.1807 | 33.0331 | 633.0012 | 26.3217 | 632.6143 | 4.5117 | 630.3766 | 0.2748 | 633.0011 | 0.001514 | 633.0011 | 0.014604
| 632.8452 | 0.019736 | 633.2318 | 0.015765 | 630.6048 | 0.026539 | 626.41 | 0 | 633.2318 | 0.031118 | 633.2318 | 0.026606 | 633.2318 | 0.0044906 | 641.7268 | 0.0056009 | 633.2318 | 0.014327 |  |  | 632.8452 | 2.6691 | 633.2318 | 0.062686 | 633.2318 | 6.1757 | 626.4062 | 32.749 | 633.2318 | 26.603 | 632.8452 | 4.6225 | 630.6047 | 0.29396 | 633.2318 | 0.004819 | 633.2318 | 0.02652
| 633.0762 | -0.016667 | 633.4624 | -0.013313 | 630.8332 | 0.016042 | 626.63 | 0 | 633.4624 | 0 | 633.4624 | 0.033275 | 633.4624 | 0.0030379 | 641.9562 | 0.016063 | 633.4623 | 0.010387 |  |  | 633.0762 | 2.6239 | 633.4624 | 0.053058 | 633.4623 | 6.1705 | 626.6317 | 32.2896 | 633.4623 | 26.878 | 633.0762 | 4.7256 | 630.8326 | 0.28492 | 633.4624 | 0.0044091 | 633.4624 | 0.018338
| 633.3072 | 0.047133 | 633.693 | 0.037649 | 631.0616 | 0.034972 | 626.86 | 0 | 633.693 | 0.032351 | 633.693 | 0.025457 | 633.693 | 0.0094518 | 642.1856 | 0.0071394 | 633.693 | 0.017551 |  |  | 633.3072 | 2.6437 | 633.693 | 0.066435 | 633.693 | 6.1302 | 626.8572 | 31.9013 | 633.693 | 27.2036 | 633.3072 | 4.8515 | 631.0607 | 0.30489 | 633.693 | 0.0069286 | 633.693 | 0.031844
| 633.5382 | -0.075856 | 633.9236 | -0.060592 | 631.29 | 0.01471 | 627.08 | 0 | 633.9236 | 0 | 633.9236 | 0.018937 | 633.9236 | 0.00035104 | 642.415 | 0.016277 | 633.9236 | 0.010029 |  |  | 633.5382 | 2.6243 | 633.9236 | 0.050387 | 633.9236 | 6.0924 | 627.0828 | 31.3939 | 633.9236 | 27.7015 | 633.5382 | 4.9185 | 631.2887 | 0.29742 | 633.9236 | 0.0021919 | 633.9236 | 0.01786
| 633.7692 | 0.034671 | 634.1543 | 0.027694 | 631.5184 | 0.02902 | 627.31 | 0 | 634.1543 | 0.032106 | 634.1543 | 0.0058022 | 634.1543 | 0.0044292 | 642.6444 | 0.0062437 | 634.1543 | 0.015133 |  |  | 633.7692 | 2.5948 | 634.1543 | 0.054118 | 634.1543 | 6.0348 | 627.3083 | 30.8054 | 634.1543 | 27.7542 | 633.7692 | 5.0024 | 631.5167 | 0.31987 | 634.1543 | 0.0051016 | 634.1543 | 0.026436
| 634.0002 | -0.024717 | 634.3849 | -0.019743 | 631.7468 | 0.028523 | 627.53 | 0 | 634.3849 | 0 | 634.3849 | 0.020082 | 634.3849 | 0.0015902 | 642.8738 | 0.017154 | 634.385 | 0.0075417 |  |  | 634.0002 | 2.5568 | 634.3849 | 0.046704 | 634.3849 | 5.9361 | 627.5338 | 30.343 | 634.385 | 27.8646 | 634.0002 | 5.0999 | 631.7448 | 0.31413 | 634.3849 | 0.001741 | 634.3849 | 0.014259
| 634.2312 | 0.055372 | 634.6156 | 0.04423 | 631.9753 | 0.038197 | 627.76 | 0 | 634.6156 | 0.0060675 | 634.6156 | 0.054226 | 634.6156 | 0.0051811 | 643.1033 | 0.0050635 | 634.6156 | 0.014327 |  |  | 634.2312 | 2.6011 | 634.6156 | 0.056148 | 634.6156 | 6.0791 | 627.7594 | 29.6759 | 634.6156 | 28.7093 | 634.2312 | 5.3808 | 631.9728 | 0.33222 | 634.6156 | 0.0085633 | 634.6156 | 0.028235
| 634.4623 | -0.054696 | 634.8463 | -0.04369 | 632.2037 | 0.00098899 | 627.98 | 0 | 634.8463 | 0 | 634.8463 | 0.031156 | 634.8463 | -0.00036769 | 643.3327 | 0.016043 | 634.8463 | 0.0069429 |  |  | 634.4622 | 2.5634 | 634.8463 | 0.038784 | 634.8463 | 5.9525 | 627.9849 | 29.0491 | 634.8463 | 28.5648 | 634.4623 | 5.3407 | 632.2009 | 0.32886 | 634.8463 | 0.0013202 | 634.8463 | 0.011509
| 634.6933 | 0.045393 | 635.077 | 0.036259 | 632.4322 | 0.014033 | 628.21 | 0 | 635.077 | 0.029228 | 635.077 | 0.036165 | 635.077 | 0.0066528 | 643.5621 | 0.007143 | 635.077 | 0.015402 |  |  | 634.6933 | 2.538 | 635.077 | 0.056604 | 635.077 | 5.8977 | 628.2105 | 28.404 | 635.077 | 28.7506 | 634.6933 | 5.4783 | 632.429 | 0.34791 | 635.077 | 0.0080689 | 635.077 | 0.028633
| 634.9244 | -0.024447 | 635.3077 | -0.019528 | 632.6606 | 0.018194 | 628.44 | 0 | 635.3077 | 0 | 635.3077 | 0.012305 | 635.3077 | -0.0016498 | 643.7916 | 0.015939 | 635.3077 | 0.0085305 |  |  | 634.9243 | 2.5258 | 635.3077 | 0.033737 | 635.3077 | 5.8939 | 628.4361 | 27.669 | 635.3077 | 29.1926 | 634.9244 | 5.6296 | 632.657 | 0.34416 | 635.3077 | 0.0035185 | 635.3077 | 0.01141
| 635.1554 | 0.058771 | 635.5384 | 0.046945 | 632.8891 | 0.036957 | 628.66 | 0 | 635.5384 | 0.035787 | 635.5384 | 0.012349 | 635.5384 | 0.0054527 | 644.0211 | 0.005823 | 635.5384 | 0.015133 |  |  | 635.1554 | 2.5305 | 635.5384 | 0.047334 | 635.5384 | 5.863 | 628.6617 | 26.9949 | 635.5384 | 29.362 | 635.1554 | 5.7739 | 632.8851 | 0.36361 | 635.5384 | 0.0067002 | 635.5384 | 0.032238
| 635.3865 | -0.0087345 | 635.7691 | -0.006977 | 633.1176 | 0.01487 | 628.89 | 0 | 635.7691 | 0 | 635.7691 | 0.04458 | 635.7691 | -0.0017333 | 644.2505 | 0.01699 | 635.7691 | 0.0088902 |  |  | 635.3865 | 2.4918 | 635.7691 | 0.034857 | 635.7691 | 5.8486 | 628.8873 | 26.2612 | 635.7691 | 29.4912 | 635.3865 | 5.8258 | 633.1133 | 0.36052 | 635.7691 | 0.0063409 | 635.7691 | 0.0203
| 635.6176 | 0.049108 | 635.9999 | 0.039227 | 633.3461 | 0.025299 | 629.11 | 0 | 635.9998 | 0.027225 | 635.9998 | 0.00091447 | 635.9998 | 0.0044529 | 644.48 | 0.0071029 | 635.9999 | 0.012715 |  |  | 635.6176 | 2.4991 | 635.9998 | 0.043531 | 635.9999 | 5.7634 | 629.1129 | 25.4869 | 635.9999 | 29.4637 | 635.6176 | 5.9789 | 633.3414 | 0.37842 | 635.9998 | 0.0084276 | 635.9998 | 0.030823
| 635.8487 | 0.0018703 | 636.2306 | 0.0014939 | 633.5746 | 0.010206 | 629.34 | 0 | 636.2306 | 0 | 636.2306 | 0.020353 | 636.2306 | 0.00088901 | 644.7095 | 0.015491 | 636.2306 | 0.0097604 |  |  | 635.8487 | 2.5 | 636.2306 | 0.034409 | 636.2306 | 5.8342 | 629.3385 | 24.773 | 636.2306 | 29.9236 | 635.8487 | 6.1431 | 633.5695 | 0.37482 | 636.2306 | 0.0049612 | 636.2306 | 0.019904
| 636.0798 | 0.03924 | 636.4614 | 0.031344 | 633.8031 | 0.019188 | 629.56 | 0 | 636.4614 | 0.030746 | 636.4614 | 0.039562 | 636.4614 | 0.0045268 | 644.939 | 0.0048266 | 636.4614 | 0.012984 |  |  | 636.0798 | 2.4935 | 636.4614 | 0.044664 | 636.4614 | 5.766 | 629.5641 | 24.26 | 636.4614 | 29.915 | 636.0798 | 6.3157 | 633.7976 | 0.39715 | 636.4614 | 0.0075496 | 636.4614 | 0.028668
| 636.3109 | -0.019143 | 636.6921 | -0.015291 | 634.0316 | 0.018325 | 629.79 | 0 | 636.6921 | 0 | 636.6921 | 0.018265 | 636.6921 | -0.0010242 | 645.1686 | 0.014995 | 636.6921 | 0.0070694 |  |  | 636.3109 | 2.4433 | 636.6921 | 0.032821 | 636.6921 | 5.7264 | 629.7898 | 23.3378 | 636.6921 | 29.9009 | 636.3109 | 6.3702 | 634.0258 | 0.39402 | 636.6921 | 0.0062705 | 636.6921 | 0.017509
| 636.542 | 0.062279 | 636.9229 | 0.049747 | 634.2601 | 0.01891 | 630.02 | 0 | 636.9229 | 0.039903 | 636.9229 | 0.051562 | 636.9229 | 0.0066001 | 645.3981 | 0.0062059 | 636.9229 | 0.014864 |  |  | 636.542 | 2.4285 | 636.9229 | 0.040695 | 636.9229 | 5.6667 | 630.0154 | 22.6895 | 636.9229 | 29.7238 | 636.542 | 6.4873 | 634.2539 | 0.41624 | 636.9229 | 0.0092359 | 636.9229 | 0.033392
| 636.7732 | -0.023249 | 637.1537 | -0.018571 | 634.4887 | 0.013006 | 630.24 | 0 | 637.1537 | 0 | 637.1537 | 0.031341 | 637.1537 | -0.0013025 | 645.6276 | 0.015378 | 637.1537 | 0.007553 |  |  | 636.7732 | 2.4175 | 637.1537 | 0.026254 | 637.1537 | 5.642 | 630.2411 | 21.9547 | 637.1537 | 29.7477 | 636.7732 | 6.6084 | 634.4821 | 0.41242 | 637.1537 | 0.0069386 | 637.1537 | 0.019471
| 637.0043 | 0.077124 | 637.3845 | 0.061606 | 634.7172 | 0.036708 | 630.47 | 0 | 637.3845 | 0.034033 | 637.3845 | 0.033216 | 637.3845 | 0.007439 | 645.8572 | 0.0055692 | 637.3845 | 0.014596 |  |  | 637.0043 | 2.4181 | 637.3845 | 0.038442 | 637.3845 | 5.6677 | 630.4668 | 21.3023 | 637.3845 | 29.8638 | 637.0043 | 6.8042 | 634.7103 | 0.43173 | 637.3845 | 0.011316 | 637.3845 | 0.032961
| 637.2355 | -0.04323 | 637.6153 | -0.034531 | 634.9458 | 0.019043 | 630.69 | 0 | 637.6153 | 0 | 637.6153 | -0.0042882 | 637.6153 | -0.0046099 | 646.0867 | 0.017162 | 637.6153 | 0.0084695 |  |  | 637.2355 | 2.3845 | 637.6153 | 0.025676 | 637.6153 | 5.5835 | 630.6924 | 20.272 | 637.6153 | 29.6304 | 637.2355 | 6.8638 | 634.9384 | 0.4277 | 637.6153 | 0.0080502 | 637.6153 | 0.02412
| 637.4667 | 0.042446 | 637.8461 | 0.033905 | 635.1743 | 0.018281 | 630.92 | 0 | 637.8461 | 0.036717 | 637.8461 | 0.049349 | 637.8461 | 0.0056246 | 646.3163 | 0.0051569 | 637.8461 | 0.013163 |  |  | 637.4667 | 2.4044 | 637.8461 | 0.037699 | 637.8461 | 5.6111 | 630.9182 | 19.7559 | 637.8461 | 29.7244 | 637.4667 | 7.1057 | 635.1666 | 0.45272 | 637.8461 | 0.010845 | 637.8461 | 0.036446
| 637.6979 | -0.027447 | 638.077 | -0.021924 | 635.4029 | 0.016847 | 631.14 | 0 | 638.077 | 0 | 638.077 | -0.010748 | 638.077 | 0.00089763 | 646.5458 | 0.016512 | 638.077 | 0.0092231 |  |  | 637.6978 | 2.3572 | 638.077 | 0.027565 | 638.077 | 5.5762 | 631.1438 | 18.8877 | 638.077 | 29.3829 | 637.6979 | 7.1635 | 635.3948 | 0.44734 | 638.077 | 0.0084471 | 638.077 | 0.022664
| 637.929 | 0.053483 | 638.3078 | 0.042721 | 635.6315 | 0.023735 | 631.37 | 0 | 638.3078 | 0.047314 | 638.3078 | 0.026679 | 638.3078 | 0.0044975 | 646.7755 | 0.0050967 | 638.3078 | 0.012447 |  |  | 637.929 | 2.3605 | 638.3078 | 0.037456 | 638.3078 | 5.5038 | 631.3695 | 18.257 | 638.3078 | 29.1516 | 637.929 | 7.2846 | 635.623 | 0.47063 | 638.3078 | 0.010813 | 638.3078 | 0.036797
| 638.1603 | 0.0045574 | 638.5386 | 0.0036404 | 635.8601 | 0.0071559 | 631.6 | 0 | 638.5386 | 0 | 638.5386 | 0.037202 | 638.5386 | 0.0012884 | 647.0051 | 0.015985 | 638.5386 | 0.0077428 |  |  | 638.1602 | 2.3401 | 638.5386 | 0.024496 | 638.5386 | 5.4914 | 631.5952 | 17.4792 | 638.5386 | 28.9936 | 638.1603 | 7.4185 | 635.8513 | 0.46591 | 638.5386 | 0.0094152 | 638.5386 | 0.023963
| 638.3915 | 0.093778 | 638.7695 | 0.074908 | 636.0887 | 0.014247 | 631.82 | 0 | 638.7695 | 0.03396 | 638.7695 | 0.036029 | 638.7695 | 0.0065949 | 647.2347 | 0.0060487 | 638.7695 | 0.014506 |  |  | 638.3915 | 2.319 | 638.7695 | 0.030003 | 638.7695 | 5.4755 | 631.821 | 16.8245 | 638.7695 | 28.6459 | 638.3915 | 7.5684 | 636.0795 | 0.49345 | 638.7695 | 0.014843 | 638.7695 | 0.039071
| 638.6227 | -0.02549 | 639.0004 | -0.020361 | 636.3173 | 0.036708 | 632.05 | 0 | 639.0004 | 0 | 639.0004 | 0.012083 | 639.0004 | -0.0033006 | 647.4643 | 0.017891 | 639.0004 | 0.0055538 |  |  | 638.6227 | 2.3159 | 639.0004 | 0.020081 | 639.0004 | 5.47 | 632.0467 | 16.2887 | 639.0004 | 28.6297 | 638.6227 | 7.7432 | 636.3077 | 0.48861 | 639.0004 | 0.0081498 | 639.0004 | 0.021198
| 638.8539 | -0.0038759 | 639.2313 | -0.003096 | 636.546 | 0.0045078 | 632.27 | 0 | 639.2313 | 0 | 639.2313 | 0.014812 | 639.2313 | 0.0003299 | 647.6939 | 0.0059103 | 639.2313 | 0.0080833 |  |  | 638.8539 | 2.2389 | 639.2313 | 0.019731 | 639.2313 | 5.3307 | 632.2725 | 14.9395 | 639.2313 | 27.3191 | 638.8539 | 7.8407 | 636.5359 | 0.50965 | 639.2313 | 0.01216 | 639.2313 | 0.026359
| 639.0852 | 0.043154 | 639.4622 | 0.03447 | 636.7746 | 0.03646 | 632.5 | 0 | 639.4622 | 0.027992 | 639.4622 | 0.047012 | 639.4622 | 0.0059955 | 647.9235 | 0.016219 | 639.4622 | 0.013163 |  |  | 639.0852 | 2.2755 | 639.4622 | 0.02641 | 639.4622 | 5.3554 | 632.4982 | 14.3855 | 639.4622 | 27.3792 | 639.0852 | 8.1441 | 636.7642 | 0.53618 | 639.4622 | 0.016429 | 639.4622 | 0.036428
| 639.3164 | -0.049589 | 639.6931 | -0.039611 | 637.0032 | 0.010125 | 632.72 | 0 | 639.6931 | 0.0018541 | 639.6931 | 0.015467 | 639.6931 | 0.00093676 | 648.1532 | 0.0049446 | 639.693 | 0.0078987 |  |  | 639.3164 | 2.2334 | 639.6931 | 0.019835 | 639.6931 | 5.3019 | 632.7239 | 13.7051 | 639.693 | 26.6024 | 639.3164 | 8.1974 | 636.9925 | 0.53187 | 639.6931 | 0.01093 | 639.6931 | 0.028632
| 639.5477 | 0.061688 | 639.924 | 0.049275 | 637.2319 | 0.026043 | 632.95 | 0 | 639.924 | 0.039492 | 639.924 | 0.037576 | 639.924 | 0.0044649 | 648.3829 | 0.016011 | 639.924 | 0.014327 |  |  | 639.5477 | 2.2434 | 639.924 | 0.026782 | 639.924 | 5.3441 | 632.9497 | 13.2606 | 639.924 | 26.3759 | 639.5477 | 8.458 | 637.2208 | 0.55609 | 639.924 | 0.015759 | 639.924 | 0.041007
| 639.779 | -0.022262 | 640.1549 | -0.017783 | 637.4606 | 0.010369 | 633.18 | 0 | 640.1549 | 0 | 640.1549 | 0.025744 | 640.1549 | 0.0020137 | 648.6125 | 0.0031443 | 640.1549 | 0.0071622 |  |  | 639.779 | 2.2056 | 640.1549 | 0.020166 | 640.1549 | 5.2829 | 633.1755 | 12.7047 | 640.1549 | 25.8259 | 639.779 | 8.5398 | 637.449 | 0.5589 | 640.1549 | 0.012683 | 640.1549 | 0.030156
| 640.0103 | 0.10233 | 640.3859 | 0.081742 | 637.6892 | 0.019455 | 633.4 | 0 | 640.3859 | 0.033288 | 640.3859 | 0.034263 | 640.3859 | 0.0086034 | 648.8422 | 0.015725 | 640.3859 | 0.015043 |  |  | 640.0103 | 2.1929 | 640.3859 | 0.028883 | 640.3859 | 5.2434 | 633.4013 | 12.2438 | 640.3859 | 25.2642 | 640.0103 | 8.673 | 637.6774 | 0.58298 | 640.3859 | 0.018263 | 640.3859 | 0.044589
| 640.2416 | -0.054241 | 640.6168 | -0.043327 | 637.9179 | 0.0047506 | 633.63 | 0 | 640.6168 | 0 | 640.6168 | 0.020862 | 640.6168 | -0.001673 | 649.0719 | 0.0041427 | 640.6168 | 0.0055014 |  |  | 640.2416 | 2.1869 | 640.6168 | 0.018274 | 640.6168 | 5.2511 | 633.6271 | 11.7264 | 640.6168 | 24.8962 | 640.2416 | 8.8585 | 637.9056 | 0.58162 | 640.6168 | 0.014284 | 640.6168 | 0.032894
| 640.4729 | 0.066164 | 640.8478 | 0.05285 | 638.1466 | 0.018341 | 633.85 | 0 | 640.8478 | 0.038016 | 640.8478 | 0.01689 | 640.8478 | 0.0069496 | 649.3016 | 0.015512 | 640.8478 | 0.013253 |  |  | 640.4729 | 2.1644 | 640.8478 | 0.023363 | 640.8478 | 5.1649 | 633.8529 | 11.2508 | 640.8478 | 24.1765 | 640.4729 | 8.9675 | 638.134 | 0.60805 | 640.8478 | 0.017009 | 640.8478 | 0.043262
| 640.7042 | 0.0031752 | 641.0788 | 0.0025363 | 638.3753 | 0.0066446 | 634.08 | 0 | 641.0788 | 0 | 641.0788 | 0.038956 | 641.0788 | 0.00061401 | 649.5313 | 0.0038085 | 641.0787 | 0.0073406 |  |  | 640.7042 | 2.1632 | 641.0788 | 0.016268 | 641.0787 | 5.1701 | 634.0787 | 10.8721 | 641.0787 | 23.8919 | 640.7042 | 9.1604 | 638.3623 | 0.60582 | 641.0788 | 0.015664 | 641.0788 | 0.033199
| 640.9356 | 0.029369 | 641.3097 | 0.02346 | 638.604 | 0.038941 | 634.3 | 0 | 641.3097 | 0.034771 | 641.3097 | 0.026233 | 641.3097 | 0.003542 | 649.761 | 0.013332 | 641.3098 | 0.011462 |  |  | 640.9356 | 2.1336 | 641.3097 | 0.024559 | 641.3098 | 5.1228 | 634.3046 | 10.2636 | 641.3098 | 23.1827 | 640.9356 | 9.3289 | 638.5906 | 0.63315 | 641.3097 | 0.016846 | 641.3097 | 0.041199
| 641.1669 | -0.023719 | 641.5407 | -0.018946 | 638.8327 | 0.0097883 | 634.53 | 0 | 641.5407 | 0 | 641.5407 | 0.0078666 | 641.5407 | -2.0105e-06 | 649.9907 | 0.0015363 | 641.5407 | 0.0072955 |  |  | 641.1669 | 2.1463 | 641.5407 | 0.011229 | 641.5407 | 5.1652 | 634.5304 | 9.9025 | 641.5407 | 22.8287 | 641.1669 | 9.5377 | 638.819 | 0.63513 | 641.5407 | 0.016759 | 641.5407 | 0.032201
| 641.3983 | 0.065147 | 641.7717 | 0.052038 | 639.0615 | 0.023012 | 634.76 | 0 | 641.7717 | 0.034153 | 641.7717 | 0.044168 | 641.7717 | 0.0051538 | 650.2205 | 0.01299 | 641.7717 | 0.013432 |  |  | 641.3983 | 2.1055 | 641.7717 | 0.024604 | 641.7717 | 5.0765 | 634.7562 | 9.4575 | 641.7717 | 21.9242 | 641.3983 | 9.6127 | 639.0473 | 0.65939 | 641.7717 | 0.021159 | 641.7717 | 0.04844
| 641.6296 | 0.0020019 | 642.0028 | 0.0015991 | 639.2902 | -0.0066816 | 634.98 | 0 | 642.0028 | 0 | 642.0028 | 0.024926 | 642.0028 | -0.00046444 | 650.4502 | 0.0033958 | 642.0027 | 0.0060382 |  |  | 641.6296 | 2.1044 | 642.0028 | 0.0099427 | 642.0027 | 5.103 | 634.9821 | 8.9013 | 642.0027 | 21.5444 | 641.6296 | 9.7821 | 639.2757 | 0.66214 | 642.0028 | 0.017497 | 642.0028 | 0.03865
| 641.861 | 0.058374 | 642.2338 | 0.046628 | 639.519 | 0.025051 | 635.21 | 0 | 642.2338 | 0.03105 | 642.2338 | 0.045294 | 642.2338 | 0.0042745 | 650.68 | 0.013896 | 642.2338 | 0.012089 |  |  | 641.861 | 2.0937 | 642.2338 | 0.022902 | 642.2338 | 5.0562 | 635.2079 | 8.7463 | 642.2338 | 20.8735 | 641.861 | 9.9683 | 639.5041 | 0.68866 | 642.2338 | 0.020334 | 642.2338 | 0.048282
| 642.0924 | -0.0036925 | 642.4648 | -0.0029495 | 639.7477 | 0.017678 | 635.43 | 0 | 642.4648 | 0 | 642.4648 | 0.0035945 | 642.4648 | -0.0040615 | 650.9097 | 0.0029469 | 642.4648 | 0.0044878 |  |  | 642.0924 | 2.0764 | 642.4648 | 0.013111 | 642.4648 | 5.0862 | 635.4338 | 8.3384 | 642.4648 | 20.4286 | 642.0924 | 10.1259 | 639.7324 | 0.69074 | 642.4648 | 0.01792 | 642.4648 | 0.036676
| 642.3238 | 0.07088 | 642.6959 | 0.056617 | 639.9765 | 0.029516 | 635.66 | 0 | 642.6959 | 0.041527 | 642.6959 | 0.022953 | 642.6959 | 0.0077103 | 651.1395 | 0.012976 | 642.6959 | 0.0137 |  |  | 642.3238 | 2.0538 | 642.6959 | 0.024386 | 642.6959 | 4.9703 | 635.6597 | 8.0627 | 642.6959 | 19.6105 | 642.3238 | 10.2727 | 639.9608 | 0.72302 | 642.6959 | 0.021857 | 642.6959 | 0.048731
| 642.5552 | -0.035375 | 642.9269 | -0.028257 | 640.2053 | 0.00043212 | 635.89 | 0 | 642.9269 | 0 | 642.9269 | 0.003782 | 642.9269 | 0.0021509 | 651.3693 | 0.0017437 | 642.9269 | 0.0056764 |  |  | 642.5552 | 2.0498 | 642.9269 | 0.013171 | 642.9269 | 4.9999 | 635.8856 | 7.7705 | 642.9269 | 19.2107 | 642.5552 | 10.4675 | 640.1893 | 0.72302 | 642.9269 | 0.019775 | 642.9269 | 0.043802
| 642.7866 | -0.014654 | 643.158 | -0.011706 | 640.4341 | 0.031004 | 636.11 | 0 | 643.158 | 0.020837 | 643.158 | 0.026156 | 643.158 | 0.0036026 | 651.5991 | 0.012867 | 643.158 | 0.0097604 |  |  | 642.7866 | 2.0349 | 643.158 | 0.020093 | 643.158 | 5.0206 | 636.1115 | 7.4509 | 643.158 | 18.652 | 642.7866 | 10.6876 | 640.4177 | 0.75073 | 643.158 | 0.021184 | 643.158 | 0.045173
| 643.0181 | -0.039071 | 643.3891 | -0.031209 | 640.6628 | 0.0083106 | 636.34 | 0 | 643.3891 | 0 | 643.3891 | 0.037984 | 643.3891 | -0.0015532 | 651.8289 | 0.00088084 | 643.3891 | 0.0048027 |  |  | 643.0181 | 2.0246 | 643.3891 | 0.010183 | 643.3891 | 4.9549 | 636.3374 | 7.0234 | 643.3891 | 17.9886 | 643.0181 | 10.8024 | 640.6461 | 0.75276 | 643.3891 | 0.020098 | 643.3891 | 0.041177
| 643.2495 | 0.040443 | 643.6202 | 0.032305 | 640.8917 | 0.032988 | 636.56 | 0 | 643.6202 | 0.030603 | 643.6202 | 0.058338 | 643.6202 | 0.006864 | 652.0587 | 0.012632 | 643.6202 | 0.0095813 |  |  | 643.2495 | 2.0205 | 643.6202 | 0.020168 | 643.6202 | 4.9501 | 636.5634 | 6.7976 | 643.6202 | 17.397 | 643.2495 | 11.0564 | 640.8745 | 0.78398 | 643.6202 | 0.022317 | 643.6202 | 0.050371
| 643.481 | -0.016773 | 643.8513 | -0.013398 | 641.1205 | 0.0029756 | 636.79 | 0 | 643.8513 | 0 | 643.8513 | 0.027989 | 643.8513 | -0.002487 | 652.2886 | 0.0014881 | 643.8513 | 0.0053355 |  |  | 643.4809 | 2.0109 | 643.8513 | 0.011042 | 643.8513 | 4.9738 | 636.7892 | 6.6346 | 643.8513 | 16.9903 | 643.481 | 11.3509 | 641.103 | 0.79038 | 643.8513 | 0.021691 | 643.8513 | 0.042264
| 643.7124 | 0.078043 | 644.0824 | 0.062339 | 641.3493 | 0.024056 | 637.02 | 0.22641 | 644.0824 | 0.040459 | 644.0824 | 0.024216 | 644.0824 | 0.010794 | 652.5184 | 0.011978 | 644.0824 | 0.012894 |  |  | 643.7124 | 2.0138 | 644.0824 | 0.020933 | 644.0824 | 4.9643 | 637.0152 | 6.3407 | 644.0824 | 16.4185 | 643.7124 | 11.5791 | 641.3314 | 0.81669 | 644.0824 | 0.026781 | 644.0824 | 0.057801
| 643.9439 | -0.03518 | 644.3135 | -0.028101 | 641.5781 | 0.018459 | 637.24 | 0 | 644.3135 | 0 | 644.3135 | 0.029361 | 644.3135 | -0.00040245 | 652.7482 | 0.0017646 | 644.3135 | 0.0062799 |  |  | 643.9439 | 1.9796 | 644.3135 | 0.0076161 | 644.3135 | 4.8871 | 637.2411 | 6.0579 | 644.3135 | 15.7147 | 643.9439 | 11.6597 | 641.5599 | 0.81696 | 644.3135 | 0.021478 | 644.3135 | 0.045723
| 644.1754 | 0.042473 | 644.5447 | 0.033927 | 641.807 | 0.025795 | 637.47 | 0 | 644.5447 | 0.023723 | 644.5447 | 0.027838 | 644.5447 | 0.0034387 | 652.9781 | 0.011716 | 644.5447 | 0.010477 |  |  | 644.1754 | 1.9594 | 644.5447 | 0.018008 | 644.5447 | 4.8308 | 637.4671 | 5.8225 | 644.5447 | 15.0809 | 644.1754 | 11.8357 | 641.7883 | 0.8508 | 644.5447 | 0.027384 | 644.5447 | 0.058765
| 644.4069 | -0.018852 | 644.7758 | -0.015059 | 642.0358 | 0.0051235 | 637.69 | 0 | 644.7758 | 0 | 644.7758 | 0.0074894 | 644.7758 | -0.0010035 | 653.2079 | 0.00059557 | 644.7758 | 0.0039676 |  |  | 644.4069 | 1.955 | 644.7758 | 0.0090175 | 644.7758 | 4.8582 | 637.6931 | 5.5322 | 644.7758 | 14.656 | 644.4069 | 12.0749 | 642.0168 | 0.85279 | 644.7758 | 0.023607 | 644.7758 | 0.045303
| 644.6384 | 0.0097218 | 645.007 | 0.0077656 | 642.2647 | 0.030012 | 637.92 | 0 | 645.007 | 0.042747 | 645.007 | 0.033717 | 645.007 | 0.0072484 | 653.4379 | 0.011906 | 645.007 | 0.0096708 |  |  | 644.6384 | 1.9388 | 645.007 | 0.016493 | 645.007 | 4.8204 | 637.9191 | 5.412 | 645.007 | 14.0105 | 644.6384 | 12.224 | 642.2453 | 0.88553 | 645.007 | 0.027741 | 645.007 | 0.059858
| 644.8699 | -0.034948 | 645.2381 | -0.027916 | 642.4936 | 0.0020027 | 638.15 | 0 | 645.2381 | 0 | 645.2381 | 0.012866 | 645.2381 | -0.0056983 | 653.6677 | -0.00047205 | 645.2381 | 0.0025237 |  |  | 644.8699 | 1.9347 | 645.2381 | 0.0051394 | 645.2381 | 4.8055 | 638.1451 | 5.1779 | 645.2381 | 13.574 | 644.8699 | 12.4732 | 642.4738 | 0.8902 | 645.2381 | 0.023968 | 645.2381 | 0.048943
| 645.1014 | 0.06614 | 645.4693 | 0.052831 | 642.7225 | 0.024183 | 638.37 | 0 | 645.4693 | 0.042485 | 645.4693 | 0.034918 | 645.4693 | 0.0068702 | 653.8976 | 0.010523 | 645.4693 | 0.010387 |  |  | 645.1014 | 1.9316 | 645.4693 | 0.015091 | 645.4693 | 4.8085 | 638.371 | 4.9236 | 645.4693 | 13.0862 | 645.1014 | 12.6554 | 642.7023 | 0.92401 | 645.4693 | 0.027868 | 645.4693 | 0.06174
| 645.3329 | -0.039431 | 645.7005 | -0.031497 | 642.9513 | 0.0068591 | 638.6 | 0 | 645.7005 | 0 | 645.7005 | 0.016965 | 645.7005 | -0.0039705 | 654.1276 | 0.00011201 | 645.7005 | 0.0040176 |  |  | 645.333 | 1.9054 | 645.7005 | 0.0065193 | 645.7005 | 4.7672 | 638.597 | 4.6873 | 645.7005 | 12.6221 | 645.3329 | 12.909 | 642.9308 | 0.92691 | 645.7005 | 0.025608 | 645.7005 | 0.051141
| 645.5645 | 0.042096 | 645.9317 | 0.033625 | 643.1802 | 0.027531 | 638.82 | 0 | 645.9317 | 0.038124 | 645.9317 | 0.036566 | 645.9317 | 0.0055883 | 654.3575 | 0.011433 | 645.9317 | 0.0096708 |  |  | 645.5645 | 1.8921 | 645.9317 | 0.018079 | 645.9317 | 4.7108 | 638.8231 | 4.6914 | 645.9317 | 12.0299 | 645.5645 | 13.1494 | 643.1594 | 0.9635 | 645.9317 | 0.030111 | 645.9317 | 0.059613
| 645.7961 | -0.02946 | 646.1629 | -0.023532 | 643.4092 | 0.030756 | 639.05 | 0 | 646.1629 | 0 | 646.1629 | 0.027677 | 646.1629 | -0.0014117 | 654.5874 | 0.00065036 | 646.1629 | 0.0040087 |  |  | 645.7961 | 1.8812 | 646.1629 | 0.0086095 | 646.1629 | 4.6985 | 639.0491 | 4.3895 | 646.1629 | 11.643 | 645.7961 | 13.4019 | 643.3879 | 0.96591 | 646.1629 | 0.028614 | 646.1629 | 0.0503
| 646.0276 | 0.069958 | 646.3941 | 0.055881 | 643.6381 | 0.019087 | 639.28 | 0 | 646.3941 | 0.03894 | 646.3941 | 0.047529 | 646.3941 | 0.004712 | 654.8173 | 0.010533 | 646.3941 | 0.0094917 |  |  | 646.0276 | 1.8792 | 646.3941 | 0.018113 | 646.3941 | 4.6893 | 639.2751 | 4.3542 | 646.3941 | 11.1657 | 646.0276 | 13.6077 | 643.6165 | 0.99028 | 646.3941 | 0.033792 | 646.3941 | 0.062237
| 646.2592 | -0.034276 | 646.6254 | -0.027379 | 643.867 | 0.016546 | 639.5 | 0 | 646.6254 | 0 | 646.6254 | 0.015759 | 646.6254 | -0.00047267 | 655.0473 | 0.00027663 | 646.6254 | 0.0051088 |  |  | 646.2592 | 1.8462 | 646.6254 | 0.0035032 | 646.6254 | 4.6625 | 639.5012 | 4.1471 | 646.6254 | 10.6465 | 646.2592 | 13.6835 | 643.845 | 1.0024 | 646.6254 | 0.031225 | 646.6254 | 0.055016
| 646.4908 | 0.053338 | 646.8566 | 0.042605 | 644.096 | 0.025547 | 639.73 | 0 | 646.8566 | 0.036635 | 646.8566 | 0.025883 | 646.8566 | 0.0067306 | 655.2772 | 0.011122 | 646.8566 | 0.010477 |  |  | 646.4908 | 1.8561 | 646.8566 | 0.017187 | 646.8566 | 4.6362 | 639.7272 | 4.0129 | 646.8566 | 10.2536 | 646.4908 | 14.0291 | 644.0736 | 1.0543 | 646.8566 | 0.034238 | 646.8566 | 0.06499
| 646.7224 | -0.010635 | 647.0879 | -0.0084947 | 644.3249 | 0.021993 | 639.95 | 0 | 647.0879 | 0 | 647.0879 | 0.0032748 | 647.0879 | 0.00043627 | 655.5072 | -0.00035093 | 647.0878 | 0.0060937 |  |  | 646.7224 | 1.8343 | 647.0879 | 0.0085358 | 647.0878 | 4.6376 | 639.9533 | 3.8773 | 647.0878 | 9.8398 | 646.7224 | 14.2437 | 644.3022 | 1.06 | 647.0879 | 0.033168 | 647.0879 | 0.060682
| 646.954 | 0.055448 | 647.3191 | 0.044291 | 644.5539 | 0.024116 | 640.18 | 0 | 647.3191 | 0.02833 | 647.3191 | 0.068072 | 647.3191 | 0.0045352 | 655.7372 | 0.0098862 | 647.3191 | 0.010387 |  |  | 646.954 | 1.8145 | 647.3191 | 0.01588 | 647.3191 | 4.6185 | 640.1794 | 3.7593 | 647.3191 | 9.458 | 646.954 | 14.4863 | 644.5308 | 1.0841 | 647.3191 | 0.036812 | 647.3191 | 0.072209
| 647.1856 | 0.0007252 | 647.5504 | 0.00057928 | 644.7828 | 0.015892 | 640.41 | 0 | 647.5504 | 0 | 647.5504 | 0.010757 | 647.5504 | -0.00095104 | 655.9672 | -0.00028567 | 647.5504 | 0.0040792 |  |  | 647.1856 | 1.8119 | 647.5504 | 0.0014509 | 647.5504 | 4.6043 | 640.4055 | 3.6874 | 647.5504 | 9.1357 | 647.1856 | 14.7624 | 644.7593 | 1.0868 | 647.5504 | 0.033261 | 647.5504 | 0.059039
| 647.4173 | 0.086641 | 647.7817 | 0.069207 | 645.0118 | 0.030508 | 640.63 | 0 | 647.7817 | 0.041118 | 647.7817 | -5.4296e-06 | 647.7817 | 0.0059009 | 656.1971 | 0.010941 | 647.7817 | 0.011999 |  |  | 647.4173 | 1.8056 | 647.7817 | 0.017625 | 647.7817 | 4.6151 | 640.6315 | 3.3704 | 647.7817 | 8.7398 | 647.4173 | 15.006 | 644.988 | 1.1326 | 647.7817 | 0.039935 | 647.7817 | 0.075027
| 647.6489 | -0.0065638 | 648.013 | -0.0052431 | 645.2408 | 0.019315 | 640.86 | 0 | 648.013 | 0 | 648.013 | 0.0044926 | 648.013 | 0.0047744 | 656.4272 | -0.0010377 | 648.013 | 0.0064513 |  |  | 647.6489 | 1.8115 | 648.013 | 0.005948 | 648.013 | 4.6118 | 640.8576 | 3.3229 | 648.013 | 8.4582 | 647.6489 | 15.3546 | 645.2166 | 1.1449 | 648.013 | 0.037848 | 648.013 | 0.068492
| 647.8806 | 0.073178 | 648.2443 | 0.058453 | 645.4698 | 0.032244 | 641.08 | 0 | 648.2443 | 0.035939 | 648.2443 | 0.023241 | 648.2443 | 0.0082159 | 656.6572 | 0.010636 | 648.2443 | 0.011462 |  |  | 647.8806 | 1.7981 | 648.2443 | 0.019998 | 648.2443 | 4.5976 | 641.0837 | 3.1408 | 648.2443 | 8.1629 | 647.8806 | 15.7415 | 645.4452 | 1.1805 | 648.2443 | 0.041961 | 648.2443 | 0.079786
| 648.1122 | -0.024447 | 648.4756 | -0.019528 | 645.6988 | 0.016313 | 641.31 | 0 | 648.4756 | 0 | 648.4756 | -0.020453 | 648.4756 | -0.0021237 | 656.8872 | -6.4925e-05 | 648.4756 | 0.0036696 |  |  | 648.1122 | 1.7597 | 648.4756 | 0.0072455 | 648.4756 | 4.5434 | 641.3099 | 2.9391 | 648.4756 | 7.7613 | 648.1122 | 15.8604 | 645.6738 | 1.2035 | 648.4756 | 0.034105 | 648.4756 | 0.066717
| 648.3439 | 0.063213 | 648.7069 | 0.050493 | 645.9278 | 0.03398 | 641.54 | 0 | 648.7069 | 0.03784 | 648.7069 | 0.036944 | 648.7069 | 0.0053478 | 657.1172 | 0.0097309 | 648.7069 | 0.010656 |  |  | 648.3439 | 1.7767 | 648.7069 | 0.017143 | 648.7069 | 4.5849 | 641.536 | 2.9845 | 648.7069 | 7.539 | 648.3439 | 16.3614 | 645.9025 | 1.2343 | 648.7069 | 0.043405 | 648.7069 | 0.084993
| 648.5756 | -0.061709 | 648.9383 | -0.049292 | 646.1568 | 0.0020699 | 641.76 | 0 | 648.9383 | 0 | 648.9383 | -0.0049208 | 648.9383 | -0.0041745 | 657.3473 | 0.0010459 | 648.9383 | 0.0017193 |  |  | 648.5756 | 1.7699 | 648.9383 | 0.0051054 | 648.9383 | 4.592 | 641.7621 | 2.8309 | 648.9383 | 7.2391 | 648.5756 | 16.6485 | 646.1312 | 1.2528 | 648.9383 | 0.037496 | 648.9383 | 0.069138
| 648.8073 | 0.04638 | 649.1696 | 0.037047 | 646.3859 | 0.024535 | 641.99 | 0 | 649.1696 | 0.047709 | 649.1696 | 0.03138 | 649.1696 | 0.0030019 | 657.5773 | 0.010421 | 649.1696 | 0.0079042 |  |  | 648.8073 | 1.7529 | 649.1696 | 0.012026 | 649.1696 | 4.5567 | 641.9883 | 2.736 | 649.1696 | 6.9593 | 648.8073 | 16.9776 | 646.3598 | 1.2952 | 649.1696 | 0.044686 | 649.1696 | 0.081985
| 649.039 | -0.010798 | 649.401 | -0.0086252 | 646.6149 | -0.0024346 | 642.21 | 0 | 649.401 | 0 | 649.401 | 0.0088193 | 649.401 | -0.0014021 | 657.8074 | 0.0014832 | 649.401 | 0.0039516 |  |  | 649.039 | 1.7405 | 649.401 | 0 | 649.401 | 4.5132 | 642.2144 | 2.6816 | 649.401 | 6.6329 | 649.039 | 17.1101 | 646.5885 | 1.3057 | 649.401 | 0.042418 | 649.401 | 0.073577
| 649.2707 | 0.034031 | 649.6323 | 0.027183 | 646.844 | 0.0083535 | 642.44 | 0 | 649.6323 | 0.033867 | 649.6323 | 0.041831 | 649.6323 | 0.0034765 | 658.0375 | 0.0094684 | 649.6323 | 0.0087428 |  |  | 649.2707 | 1.7184 | 649.6323 | 0.013442 | 649.6323 | 4.5006 | 642.4406 | 2.6224 | 649.6323 | 6.3851 | 649.2707 | 17.5032 | 646.8171 | 1.3301 | 649.6323 | 0.043778 | 649.6323 | 0.086959
| 649.5024 | -0.013385 | 649.8637 | -0.010692 | 647.073 | -0.0011526 | 642.67 | 0 | 649.8637 | 0 | 649.8637 | 0.027923 | 649.8637 | 0.00088983 | 658.2676 | 0.00057415 | 649.8637 | 0.0047442 |  |  | 649.5025 | 1.7071 | 649.8637 | 0.0022623 | 649.8637 | 4.4568 | 642.6667 | 2.4199 | 649.8637 | 6.0925 | 649.5024 | 17.7097 | 647.0458 | 1.3593 | 649.8637 | 0.044179 | 649.8637 | 0.079246
| 649.7342 | 0.080445 | 650.0951 | 0.064258 | 647.3021 | 0.038197 | 642.89 | 0 | 650.0951 | 0.040595 | 650.0951 | 0.025441 | 650.0951 | 0.0089337 | 658.4977 | 0.0088294 | 650.0951 | 0.011551 |  |  | 649.7342 | 1.7259 | 650.0951 | 0.015879 | 650.0952 | 4.5144 | 642.8929 | 2.4278 | 650.0951 | 5.9593 | 649.7342 | 18.359 | 647.2745 | 1.4192 | 650.0951 | 0.049749 | 650.0951 | 0.095487
| 649.9659 | -0.024936 | 650.3265 | -0.019918 | 647.5312 | 0.011424 | 643.12 | 0 | 650.3265 | 0 | 650.3265 | 0.022335 | 650.3265 | -0.0016974 | 658.7278 | -0.00083135 | 650.3265 | 0.0047029 |  |  | 649.9659 | 1.7133 | 650.3265 | 0.0010011 | 650.3265 | 4.4407 | 643.1191 | 2.2725 | 650.3265 | 5.704 | 649.9659 | 18.5648 | 647.5033 | 1.418 | 650.3265 | 0.046013 | 650.3265 | 0.079731
| 650.1977 | 0.04436 | 650.5579 | 0.035434 | 647.7603 | 0.027283 | 643.35 | 0 | 650.5579 | 0.038916 | 650.5579 | 0.045896 | 650.5579 | 0.006497 | 658.9579 | 0.0085648 | 650.5579 | 0.0095813 |  |  | 650.1977 | 1.7093 | 650.5579 | 0.014484 | 650.5579 | 4.4535 | 643.3453 | 2.172 | 650.5579 | 5.4931 | 650.1977 | 18.977 | 647.732 | 1.4779 | 650.5579 | 0.050378 | 650.5579 | 0.095999
| 650.4295 | -0.012731 | 650.7894 | -0.01017 | 647.9894 | -0.00090861 | 643.57 | 0 | 650.7894 | 0 | 650.7894 | 0.031818 | 650.7894 | 0.0029463 | 659.188 | -0.001273 | 650.7894 | 0.0058428 |  |  | 650.4295 | 1.6853 | 650.7894 | 0 | 650.7894 | 4.4216 | 643.5715 | 2.047 | 650.7894 | 5.2366 | 650.4295 | 19.146 | 647.9608 | 1.4969 | 650.7894 | 0.048755 | 650.7894 | 0.081992
| 650.6613 | 0.058815 | 651.0208 | 0.04698 | 648.2185 | 0.022427 | 643.8 | 0 | 651.0208 | 0.048838 | 651.0208 | 0.013463 | 651.0208 | 0.0075637 | 659.4182 | 0.0093734 | 651.0208 | 0.010566 |  |  | 650.6613 | 1.6895 | 651.0208 | 0.017859 | 651.0208 | 4.4414 | 643.7978 | 1.9667 | 651.0208 | 5.0873 | 650.6613 | 19.6448 | 648.1895 | 1.5318 | 651.0208 | 0.054735 | 651.0208 | 0.099972
| 650.8931 | -0.048264 | 651.2523 | -0.038552 | 648.4476 | 0.0053654 | 644.02 | 0 | 651.2522 | 0 | 651.2522 | 0.008463 | 651.2522 | -0.00045647 | 659.6483 | -0.0015727 | 651.2523 | 0.0039643 |  |  | 650.893 | 1.6754 | 651.2522 | 0.0026797 | 651.2523 | 4.3973 | 644.024 | 1.9325 | 651.2523 | 4.8572 | 650.8931 | 19.8958 | 648.4182 | 1.5787 | 651.2522 | 0.049544 | 651.2522 | 0.08866
| 651.1249 | 0.015595 | 651.4837 | 0.012457 | 648.6768 | 0.019006 | 644.25 | 0 | 651.4837 | 0.029217 | 651.4837 | 0.046502 | 651.4837 | 0.0041223 | 659.8785 | 0.010291 | 651.4837 | 0.0067275 |  |  | 651.1249 | 1.6786 | 651.4837 | 0.0096496 | 651.4837 | 4.4426 | 644.2502 | 1.9169 | 651.4837 | 4.7136 | 651.1249 | 20.4435 | 648.647 | 1.5887 | 651.4837 | 0.053925 | 651.4837 | 0.099387
| 651.3567 | -0.056741 | 651.7152 | -0.045323 | 648.9059 | 0.012279 | 644.48 | 0 | 651.7152 | 0 | 651.7152 | 0.01829 | 651.7152 | -0.0033568 | 660.1086 | 0.0014501 | 651.7151 | 0.0035653 |  |  | 651.3567 | 1.6528 | 651.7152 | 0.002802 | 651.7151 | 4.4053 | 644.4765 | 1.8525 | 651.7151 | 4.5292 | 651.3567 | 20.759 | 648.8758 | 1.6213 | 651.7152 | 0.053531 | 651.7152 | 0.091828
| 651.5885 | 0.070954 | 651.9466 | 0.056676 | 649.135 | 0.030012 | 644.7 | 0 | 651.9467 | 0.026912 | 651.9467 | 0.032724 | 651.9467 | 0.006301 | 660.3388 | 0.010219 | 651.9467 | 0.010119 |  |  | 651.5885 | 1.6691 | 651.9467 | 0.014291 | 651.9467 | 4.4121 | 644.7028 | 1.8201 | 651.9467 | 4.3754 | 651.5885 | 21.0744 | 649.1046 | 1.6627 | 651.9467 | 0.058485 | 651.9467 | 0.1069
| 651.8203 | -0.058959 | 652.1781 | -0.047095 | 649.3642 | -0.0052642 | 644.93 | 0 | 652.1781 | 0 | 652.1781 | 0.0080216 | 652.1781 | -0.00021577 | 660.569 | 0.00045277 | 652.1782 | 0.0020788 |  |  | 651.8203 | 1.6384 | 652.1781 | 0 | 652.1782 | 4.4031 | 644.929 | 1.7667 | 652.1782 | 4.1782 | 651.8203 | 21.4017 | 649.3333 | 1.6822 | 652.1781 | 0.054964 | 652.1781 | 0.091302
| 652.0522 | 0.053002 | 652.4096 | 0.042337 | 649.5934 | 0.020825 | 645.16 | 0 | 652.4096 | 0.032301 | 652.4096 | 0.027791 | 652.4096 | 0.0070651 | 660.7992 | 0.011232 | 652.4097 | 0.0082717 |  |  | 652.0522 | 1.6305 | 652.4096 | 0.011677 | 652.4097 | 4.3606 | 645.1553 | 1.7376 | 652.4097 | 4.0573 | 652.0522 | 21.8658 | 649.5621 | 1.729 | 652.4096 | 0.060464 | 652.4096 | 0.11101
| 652.284 | -0.0086242 | 652.6412 | -0.0068888 | 649.8225 | 0.016245 | 645.38 | 0 | 652.6412 | 0 | 652.6412 | -0.028545 | 652.6412 | -0.0018705 | 661.0294 | 0.00032465 | 652.6412 | 0.0040648 |  |  | 652.284 | 1.6222 | 652.6412 | 0.00094323 | 652.6412 | 4.3814 | 645.3816 | 1.5954 | 652.6412 | 3.9164 | 652.284 | 22.4677 | 649.791 | 1.719 | 652.6412 | 0.060113 | 652.6412 | 0.10278
| 652.5159 | 0.034418 | 652.8727 | 0.027493 | 650.0517 | 0.015898 | 645.61 | 0 | 652.8727 | 0.046014 | 652.8727 | 0.052119 | 652.8727 | 0.0035665 | 661.2596 | 0.010184 | 652.8727 | 0.0092231 |  |  | 652.5159 | 1.6139 | 652.8727 | 0.0077955 | 652.8727 | 4.3824 | 645.6078 | 1.6067 | 652.8727 | 3.7731 | 652.5159 | 22.8398 | 650.0198 | 1.8001 | 652.8727 | 0.064791 | 652.8727 | 0.11447
| 652.7478 | -0.045489 | 653.1042 | -0.036336 | 650.2809 | 0.0046331 | 645.83 | 0 | 653.1042 | 0 | 653.1042 | -0.014868 | 653.1042 | -0.0032422 | 661.4899 | 0.00017478 | 653.1042 | 0.003746 |  |  | 652.7478 | 1.6056 | 653.1042 | 0.0028808 | 653.1042 | 4.3631 | 645.8342 | 1.4805 | 653.1042 | 3.5747 | 652.7478 | 22.9981 | 650.2486 | 1.8411 | 653.1042 | 0.062803 | 653.1042 | 0.10336
| 652.9796 | 0.06301 | 653.3357 | 0.050331 | 650.5101 | 0.0036165 | 646.06 | 0 | 653.3357 | 0.03037 | 653.3357 | -0.0023349 | 653.3357 | 0.0082168 | 661.7201 | 0.0097007 | 653.3357 | 0.01173 |  |  | 652.9797 | 1.5973 | 653.3357 | 0.013938 | 653.3358 | 4.3866 | 646.0605 | 1.4679 | 653.3357 | 3.4942 | 652.9796 | 23.5635 | 650.4774 | 1.893 | 653.3357 | 0.068954 | 653.3357 | 0.12358
| 653.2115 | -0.061186 | 653.5673 | -0.048874 | 650.7394 | 0.015251 | 646.29 | 0 | 653.5673 | 0 | 653.5673 | 0.010074 | 653.5673 | -0.0033793 | 661.9503 | 0.0007976 | 653.5673 | 0.002308 |  |  | 653.2115 | 1.589 | 653.5673 | 0.0019679 | 653.5673 | 4.3197 | 646.2868 | 1.4137 | 653.5673 | 3.3257 | 653.2115 | 23.6393 | 650.7063 | 1.9121 | 653.5673 | 0.064008 | 653.5673 | 0.11253
| 653.4435 | 0.039132 | 653.7989 | 0.031258 | 650.9686 | 0.0315 | 646.51 | 0 | 653.7989 | 0.02125 | 653.7989 | 0.027476 | 653.7989 | 0.0041245 | 662.1806 | 0.010102 | 653.7989 | 0.0086185 |  |  | 653.4435 | 1.5807 | 653.7989 | 0.0084964 | 653.7989 | 4.3025 | 646.5131 | 1.2988 | 653.7989 | 3.238 | 653.4435 | 24.0608 | 650.9352 | 1.9717 | 653.7989 | 0.067926 | 653.7989 | 0.12013
| 653.6754 | -0.056457 | 654.0304 | -0.045097 | 651.1978 | -0.003182 | 646.74 | 0 | 654.0304 | 0 | 654.0304 | -0.0085971 | 654.0304 | -0.0034693 | 662.4108 | 0.001245 | 654.0305 | 0.00043897 |  |  | 653.6754 | 1.5724 | 654.0304 | 0 | 654.0305 | 4.3216 | 646.7395 | 1.2861 | 654.0305 | 3.1429 | 653.6754 | 24.7219 | 651.164 | 2.009 | 654.0304 | 0.066623 | 654.0304 | 0.11302
| 653.9073 | 0.073725 | 654.262 | 0.05889 | 651.4271 | 0.018776 | 646.97 | 0 | 654.262 | 0.038 | 654.262 | 0.068074 | 654.262 | 0.0048509 | 662.6411 | 0.0099463 | 654.262 | 0.0074882 |  |  | 653.9073 | 1.5641 | 654.262 | 0.011675 | 654.262 | 4.3205 | 646.9658 | 1.2639 | 654.262 | 3.06 | 653.9073 | 25.2482 | 651.3929 | 2.0367 | 654.262 | 0.071297 | 654.262 | 0.13457
| 654.1392 | -0.046593 | 654.4936 | -0.037217 | 651.6563 | 0.012294 | 647.19 | 0 | 654.4936 | 0 | 654.4936 | -0.010043 | 654.4936 | 0.00017361 | 662.8714 | 0.00079002 | 654.4936 | 0.00014417 |  |  | 654.1392 | 1.5558 | 654.4936 | 0 | 654.4936 | 4.2798 | 647.1922 | 1.1787 | 654.4936 | 2.8987 | 654.1392 | 25.2876 | 651.6218 | 2.0666 | 654.4936 | 0.069496 | 654.4936 | 0.12003
| 654.3712 | 0.044244 | 654.7252 | 0.035341 | 651.8856 | 0.0089099 | 647.42 | 0 | 654.7252 | 0.031813 | 654.7252 | 0.033849 | 654.7252 | 0.0038782 | 663.1017 | 0.010152 | 654.7252 | 0.0076282 |  |  | 654.3712 | 1.5475 | 654.7252 | 0.01078 | 654.7252 | 4.2142 | 647.4186 | 1.1699 | 654.7252 | 2.7733 | 654.3712 | 25.4212 | 651.8507 | 2.1673 | 654.7252 | 0.074425 | 654.7252 | 0.12841
| 654.6032 | -0.0258 | 654.9568 | -0.020608 | 652.1148 | -0.0066018 | 647.64 | 0 | 654.9568 | 0 | 654.9568 | 0.00017626 | 654.9568 | -0.00083973 | 663.332 | -0.00047069 | 654.9569 | 0.002541 |  |  | 654.6032 | 1.5392 | 654.9568 | 0.0011931 | 654.9568 | 4.2981 | 647.645 | 1.0288 | 654.9569 | 2.7039 | 654.6032 | 26.3378 | 652.0796 | 2.1566 | 654.9568 | 0.075179 | 654.9568 | 0.12554
| 654.8351 | 0.039865 | 655.1885 | 0.031844 | 652.3441 | 0.021237 | 647.87 | 0 | 655.1885 | 0.045145 | 655.1885 | 0.019917 | 655.1885 | 0.0064258 | 663.5623 | 0.0092091 | 655.1885 | 0.0099394 |  |  | 654.8351 | 1.5309 | 655.1885 | 0.013945 | 655.1885 | 4.2733 | 647.8713 | 1.2013 | 655.1885 | 2.6306 | 654.8351 | 26.7081 | 652.3085 | 2.2002 | 655.1885 | 0.07986 | 655.1885 | 0.14412
| 655.0671 | -0.073495 | 655.4201 | -0.058706 | 652.5734 | 0.0034147 | 648.1 | 0 | 655.4201 | 0 | 655.4201 | -0.024045 | 655.4201 | -0.00021138 | 663.7927 | -0.00021853 | 655.4201 | 0.00027565 |  |  | 655.0671 | 1.5225 | 655.4201 | 0 | 655.4201 | 4.2757 | 648.0977 | 0.96999 | 655.4201 | 2.5205 | 655.0671 | 27.3136 | 652.5374 | 2.2309 | 655.4201 | 0.078611 | 655.4201 | 0.13277
| 655.2991 | 0.032573 | 655.6517 | 0.026019 | 652.8027 | 0.01212 | 648.32 | 0 | 655.6518 | 0.053469 | 655.6518 | 0.043674 | 655.6518 | 0.0063064 | 664.023 | 0.010169 | 655.6517 | 0.010119 |  |  | 655.2991 | 1.5142 | 655.6518 | 0.013027 | 655.6517 | 4.2617 | 648.3242 | 1.0137 | 655.6517 | 2.4498 | 655.2991 | 27.6361 | 652.7664 | 2.3112 | 655.6518 | 0.085366 | 655.6518 | 0.14684
| 655.5311 | -0.08315 | 655.8834 | -0.066418 | 653.032 | 0.020205 | 648.55 | 0 | 655.8834 | 0 | 655.8834 | 0.017033 | 655.8834 | -0.0047185 | 664.2534 | 0.00051811 | 655.8834 | 0.00012468 |  |  | 655.5311 | 1.5059 | 655.8834 | 0 | 655.8834 | 4.2303 | 648.5505 | 0.96267 | 655.8834 | 2.3266 | 655.5311 | 28.0277 | 652.9953 | 2.3435 | 655.8834 | 0.080865 | 655.8834 | 0.13469
| 655.7631 | 0.087896 | 656.1151 | 0.07021 | 653.2614 | 0.025795 | 648.78 | 0 | 656.1151 | 0.03838 | 656.1151 | 0.027593 | 656.1151 | 0.0058928 | 664.4837 | 0.0091213 | 656.115 | 0.0079961 |  |  | 655.7631 | 1.4976 | 656.1151 | 0.011137 | 656.1151 | 4.206 | 648.777 | 0.98614 | 656.115 | 2.2583 | 655.7631 | 28.3251 | 653.2243 | 2.4144 | 656.1151 | 0.088729 | 656.1151 | 0.15303
| 655.9951 | -0.019536 | 656.3468 | -0.015605 | 653.4907 | 0.016183 | 649 | 0 | 656.3468 | 0 | 656.3468 | -0.0056269 | 656.3468 | -0.00032939 | 664.7141 | -0.00013429 | 656.3467 | 0.0024617 |  |  | 655.9951 | 1.4893 | 656.3468 | 0.0025235 | 656.3467 | 4.1881 | 649.0034 | 0.86089 | 656.3467 | 2.1638 | 655.9951 | 28.8265 | 653.4532 | 2.4669 | 656.3468 | 0.087728 | 656.3468 | 0.14207
| 656.2272 | 0.028972 | 656.5784 | 0.023142 | 653.72 | 0.0077632 | 649.23 | 0 | 656.5785 | 0.02929 | 656.5785 | -0.0063161 | 656.5785 | 0.0008026 | 664.9445 | 0.010925 | 656.5784 | 0.007929 |  |  | 656.2272 | 1.481 | 656.5785 | 0.011892 | 656.5784 | 4.1712 | 649.2299 | 0.8957 | 656.5784 | 2.1054 | 656.2272 | 29.1894 | 653.6822 | 2.4716 | 656.5785 | 0.091168 | 656.5785 | 0.15799
| 656.4592 | -0.043427 | 656.8102 | -0.034689 | 653.9494 | -0.0050055 | 649.46 | 0 | 656.8102 | 0 | 656.8102 | 0.0042171 | 656.8102 | -0.0015301 | 665.1748 | -0.00097469 | 656.8102 | 0.00099796 |  |  | 656.4592 | 1.4727 | 656.8102 | 0 | 656.8102 | 4.1655 | 649.4563 | 0.82235 | 656.8102 | 1.9971 | 656.4592 | 29.6473 | 653.9112 | 2.5352 | 656.8102 | 0.090146 | 656.8102 | 0.15113
| 656.6913 | 0.030777 | 657.0419 | 0.024584 | 654.1787 | 0.0090385 | 649.68 | 0 | 657.0419 | 0.027888 | 657.0419 | 0.033416 | 657.0419 | 0.0049552 | 665.4052 | 0.0098869 | 657.0419 | 0.0081302 |  |  | 656.6913 | 1.4644 | 657.0419 | 0.01453 | 657.0419 | 4.1411 | 649.6828 | 0.83432 | 657.0419 | 1.9675 | 656.6913 | 30.1111 | 654.1402 | 2.5612 | 657.0419 | 0.098506 | 657.0419 | 0.16776
| 656.9233 | -0.025426 | 657.2736 | -0.02031 | 654.4081 | -0.004679 | 649.91 | 0 | 657.2736 | 0 | 657.2736 | -0.03503 | 657.2736 | -0.00010929 | 665.6356 | -0.00064304 | 657.2736 | 0.0022138 |  |  | 656.9233 | 1.4561 | 657.2736 | 0.0010411 | 657.2736 | 4.1651 | 649.9092 | 0.86647 | 657.2736 | 1.8855 | 656.9233 | 30.724 | 654.3692 | 2.5999 | 657.2736 | 0.095589 | 657.2736 | 0.1588
| 657.1554 | 0.017145 | 657.5053 | 0.013695 | 654.6375 | 5.9217e-05 | 650.14 | 0 | 657.5053 | 0.017367 | 657.5053 | 0.022576 | 657.5053 | 0.0045112 | 665.866 | 0.0091501 | 657.5053 | 0.0078063 |  |  | 657.1554 | 1.4478 | 657.5053 | 0.010053 | 657.5053 | 4.1619 | 650.1357 | 0.84447 | 657.5053 | 1.8403 | 657.1554 | 31.2382 | 654.5982 | 2.6787 | 657.5053 | 0.10171 | 657.5053 | 0.17256
| 657.3875 | -0.074326 | 657.7371 | -0.05937 | 654.8669 | 0.0094402 | 650.36 | 0 | 657.7371 | 0 | 657.7371 | 0.0072521 | 657.7371 | -0.0059005 | 666.0964 | -0.0010116 | 657.7371 | 0.0015524 |  |  | 657.3875 | 1.4395 | 657.7371 | 0 | 657.7371 | 4.1178 | 650.3622 | 0.77296 | 657.7371 | 1.7218 | 657.3875 | 31.4134 | 654.8273 | 2.6944 | 657.7371 | 0.09658 | 657.7371 | 0.16031
| 657.6196 | 0.012363 | 657.9688 | 0.0098751 | 655.0963 | 0.016898 | 650.59 | 0 | 657.9688 | 0.018499 | 657.9688 | -0.016631 | 657.9688 | 0.0031103 | 666.3269 | 0.009055 | 657.9688 | 0.0065102 |  |  | 657.6196 | 1.4312 | 657.9688 | 0.0083229 | 657.9688 | 4.1186 | 650.5887 | 0.79008 | 657.9688 | 1.7059 | 657.6196 | 31.8319 | 655.0563 | 2.7786 | 657.9688 | 0.10479 | 657.9688 | 0.17901
| 657.8517 | -0.05825 | 658.2006 | -0.046529 | 655.3257 | 0.01677 | 650.82 | 0 | 658.2006 | 0 | 658.2006 | 0.0052349 | 658.2006 | -0.0026982 | 666.5573 | -0.0010479 | 658.2006 | 0.0012888 |  |  | 657.8517 | 1.4229 | 658.2006 | 0 | 658.2006 | 4.0806 | 650.8152 | 0.74698 | 658.2006 | 1.6171 | 657.8517 | 32.0278 | 655.2853 | 2.7854 | 658.2006 | 0.10332 | 658.2006 | 0.16943
| 658.0838 | 0.026897 | 658.4324 | 0.021485 | 655.5551 | 0.012125 | 651.04 | 0 | 658.4324 | 0.027561 | 658.4324 | 0.036345 | 658.4324 | 0.0024963 | 666.7878 | 0.0094237 | 658.4324 | 0.0073402 |  |  | 658.0838 | 1.4146 | 658.4324 | 0.011204 | 658.4324 | 4.0445 | 651.0417 | 0.80273 | 658.4324 | 1.5824 | 658.0838 | 32.1702 | 655.5143 | 2.8732 | 658.4324 | 0.10969 | 658.4324 | 0.18639
| 658.316 | -0.070472 | 658.6641 | -0.056291 | 655.7845 | -0.0080096 | 651.27 | 0 | 658.6641 | 0 | 658.6641 | 0.0085663 | 658.6641 | -0.0027431 | 667.0182 | -0.00058675 | 658.6641 | 0.00075476 |  |  | 658.3159 | 1.4063 | 658.6641 | 0 | 658.6641 | 4.0256 | 651.2682 | 0.64208 | 658.6641 | 1.4944 | 658.316 | 32.1187 | 655.7434 | 2.8696 | 658.6641 | 0.10678 | 658.6641 | 0.17647
| 658.5481 | 0.0093231 | 658.8959 | 0.0074471 | 656.0139 | 0.012082 | 651.49 | 0 | 658.8959 | 0.00964 | 658.8959 | 0.026061 | 658.8959 | 0.0051333 | 667.2487 | 0.010163 | 658.8959 | 0.0058767 |  |  | 658.5481 | 1.398 | 658.8959 | 0.0081556 | 658.8959 | 4.0672 | 651.4948 | 0.67007 | 658.8959 | 1.4902 | 658.5481 | 32.9697 | 655.9725 | 2.9165 | 658.8959 | 0.11292 | 658.8959 | 0.19321
| 658.7802 | -0.049688 | 659.1277 | -0.039689 | 656.2434 | 0.0036029 | 651.72 | 0 | 659.1278 | 0 | 659.1278 | -0.0011841 | 659.1278 | -0.0050139 | 667.4792 | 1.9692e-05 | 659.1277 | 0.00021219 |  |  | 658.7802 | 1.3897 | 659.1278 | 0 | 659.1277 | 4.08 | 651.7214 | 0.64983 | 659.1277 | 1.4136 | 658.7802 | 33.3334 | 656.2016 | 2.9661 | 659.1278 | 0.11437 | 659.1278 | 0.17906
| 659.0124 | 0.042149 | 659.3596 | 0.033668 | 656.4728 | -0.0029037 | 651.95 | 0 | 659.3596 | 0.036709 | 659.3596 | 0.02598 | 659.3596 | 0.0055435 | 667.7097 | 0.010861 | 659.3596 | 0.0075909 |  |  | 659.0124 | 1.3814 | 659.3596 | 0.011927 | 659.3596 | 4.0626 | 651.9479 | 0.62791 | 659.3596 | 1.3804 | 659.0124 | 33.7578 | 656.4307 | 3.0573 | 659.3596 | 0.12161 | 659.3596 | 0.20175
| 659.2446 | -0.067727 | 659.5914 | -0.054099 | 656.7023 | -0.0026791 | 652.17 | 0 | 659.5914 | 0 | 659.5914 | -0.029842 | 659.5914 | -0.0014597 | 667.9402 | 1.6996e-05 | 659.5914 | 0 |  |  | 659.2446 | 1.3731 | 659.5914 | 0 | 659.5914 | 3.9823 | 652.1744 | 0.58082 | 659.5914 | 1.2909 | 659.2446 | 33.7339 | 656.6598 | 3.0664 | 659.5914 | 0.11764 | 659.5914 | 0.19034
| 659.4767 | 0.048935 | 659.8232 | 0.039088 | 656.9318 | 0.029764 | 652.4 | 0 | 659.8232 | 0.021296 | 659.8232 | 0.010146 | 659.8232 | 0.0040642 | 668.1707 | 0.0087275 | 659.8232 | 0.0077006 |  |  | 659.4767 | 1.3648 | 659.8232 | 0.0064077 | 659.8232 | 3.9817 | 652.4011 | 0.62212 | 659.8232 | 1.2873 | 659.4767 | 34.3011 | 656.8889 | 3.1088 | 659.8232 | 0.12567 | 659.8232 | 0.20732
| 659.7089 | -0.042549 | 660.0551 | -0.033987 | 657.1612 | 0.0060835 | 652.63 | 0 | 660.0551 | 0 | 660.0551 | 0.0099003 | 660.0551 | 0.00022556 | 668.4012 | -0.0011544 | 660.0551 | 0.0014952 |  |  | 659.7089 | 1.3565 | 660.0551 | 0 | 660.0551 | 4.02 | 652.6276 | 0.56141 | 660.0551 | 1.2338 | 659.7089 | 34.8201 | 657.118 | 3.211 | 660.0551 | 0.12725 | 660.0551 | 0.20183
| 659.9411 | 0.035604 | 660.287 | 0.02844 | 657.3907 | 0.0064864 | 652.85 | 0 | 660.2869 | 0.011278 | 660.2869 | 0.047804 | 660.2869 | 0.0038125 | 668.6318 | 0.0089418 | 660.2869 | 0.0058765 |  |  | 659.9411 | 1.3482 | 660.2869 | 0.0071781 | 660.2869 | 3.9798 | 652.8542 | 0.58623 | 660.2869 | 1.2179 | 659.9411 | 35.1775 | 657.3472 | 3.2775 | 660.2869 | 0.1308 | 660.2869 | 0.2155
| 660.1733 | -0.019664 | 660.5188 | -0.015707 | 657.6202 | -0.010878 | 653.08 | 0 | 660.5188 | 0 | 660.5188 | 0.00059031 | 660.5188 | -0.0004446 | 668.8623 | -0.0017183 | 660.5188 | 0.0017557 |  |  | 660.1733 | 1.3482 | 660.5188 | 0 | 660.5188 | 3.9639 | 653.0808 | 0.57161 | 660.5188 | 1.1368 | 660.1733 | 35.3012 | 657.5763 | 3.3122 | 660.5188 | 0.13325 | 660.5188 | 0.21251
| 660.4056 | 0.030534 | 660.7507 | 0.02439 | 657.8497 | 0.0095286 | 653.31 | 0 | 660.7507 | 0.020121 | 660.7507 | 0.02662 | 660.7507 | 0.00094843 | 669.0929 | 0.0088115 | 660.7507 | 0.0056312 |  |  | 660.4056 | 1.3304 | 660.7507 | 0.0054568 | 660.7507 | 3.9209 | 653.3074 | 0.54091 | 660.7507 | 1.1227 | 660.4056 | 35.4455 | 657.8054 | 3.3892 | 660.7507 | 0.13673 | 660.7507 | 0.22299
| 660.6378 | -0.042265 | 660.9826 | -0.03376 | 658.0793 | 0.0038724 | 653.53 | 0 | 660.9826 | 0 | 660.9826 | -0.0095509 | 660.9826 | 0.00024367 | 669.3234 | -0.0010029 | 660.9826 | 0.0018426 |  |  | 660.6378 | 1.3269 | 660.9826 | 0 | 660.9826 | 3.9132 | 653.5341 | 0.56499 | 660.9826 | 1.0776 | 660.6378 | 35.818 | 658.0346 | 3.415 | 660.9826 | 0.13933 | 660.9826 | 0.22317
| 660.87 | 0.040545 | 661.2145 | 0.032387 | 658.3088 | 0.034724 | 653.76 | 0 | 661.2145 | 0.027863 | 661.2145 | 0.028021 | 661.2145 | 0.003739 | 669.554 | 0.010138 | 661.2145 | 0.0067304 |  |  | 660.87 | 1.3339 | 661.2145 | 0.0084329 | 661.2145 | 3.9137 | 653.7607 | 0.56207 | 661.2145 | 1.0488 | 660.87 | 36.054 | 658.2637 | 3.4965 | 661.2145 | 0.14251 | 661.2145 | 0.23117
| 661.1023 | -0.035679 | 661.4464 | -0.0285 | 658.5383 | 0.0094472 | 653.99 | 0 | 661.4464 | 0 | 661.4464 | -0.020755 | 661.4464 | -0.0034774 | 669.7846 | -0.00018097 | 661.4464 | 0.0012832 |  |  | 661.1023 | 1.3304 | 661.4464 | 0 | 661.4464 | 3.9491 | 653.9873 | 0.5539 | 661.4464 | 1.0075 | 661.1023 | 36.7077 | 658.4929 | 3.5217 | 661.4464 | 0.14635 | 661.4464 | 0.22807
| 661.3346 | 0.042753 | 661.6783 | 0.03415 | 658.7679 | 0.017774 | 654.21 | 0 | 661.6783 | 0.019532 | 661.6783 | -0.020218 | 661.6783 | 0.0015096 | 670.0152 | 0.0098585 | 661.6783 | 0.0070061 |  |  | 661.3346 | 1.3015 | 661.6783 | 0.0064321 | 661.6783 | 3.87 | 654.2139 | 0.49157 | 661.6783 | 0.98209 | 661.3346 | 36.3691 | 658.7221 | 3.6049 | 661.6783 | 0.15003 | 661.6783 | 0.2415
| 661.5668 | -0.04851 | 661.9103 | -0.038749 | 658.9974 | -0.011657 | 654.44 | 0 | 661.9103 | 0 | 661.9103 | -0.016118 | 661.9103 | -0.0041307 | 670.2458 | -0.00039459 | 661.9103 | 0 |  |  | 661.5668 | 1.3014 | 661.9103 | 0 | 661.9103 | 3.8583 | 654.4406 | 0.42079 | 661.9103 | 0.93242 | 661.5668 | 36.5954 | 658.9514 | 3.6371 | 661.9103 | 0.15051 | 661.9103 | 0.23338
| 661.7991 | 0.051865 | 662.1422 | 0.041429 | 659.227 | 0.024803 | 654.67 | 0 | 662.1422 | 0.015324 | 662.1422 | 0.027358 | 662.1422 | 0.0035408 | 670.4764 | 0.010476 | 662.1422 | 0.0066691 |  |  | 661.7991 | 1.2799 | 662.1422 | 0.0089196 | 662.1422 | 3.8341 | 654.6673 | 0.50337 | 662.1422 | 0.91207 | 661.7991 | 36.527 | 659.1805 | 3.7219 | 662.1422 | 0.15556 | 662.1422 | 0.25461
| 662.0314 | -0.0070186 | 662.3742 | -0.0056063 | 659.4566 | 0.0085381 | 654.89 | 0 | 662.3742 | 0 | 662.3742 | -0.0063562 | 662.3742 | 0.0045285 | 670.707 | -0.00033462 | 662.3741 | 0.0019214 |  |  | 662.0314 | 1.2747 | 662.3742 | 0.00077052 | 662.3741 | 3.8233 | 654.8939 | 0.387 | 662.3741 | 0.86509 | 662.0314 | 36.5958 | 659.4097 | 3.7524 | 662.3742 | 0.15725 | 662.3742 | 0.24802
| 662.2637 | 0.044531 | 662.6061 | 0.035571 | 659.6862 | 0.00013463 | 655.12 | 0 | 662.6061 | 0.027893 | 662.6061 | 0.021602 | 662.6061 | 0.0058517 | 670.9377 | 0.0082873 | 662.6061 | 0.0081285 |  |  | 662.2637 | 1.2788 | 662.6061 | 0.006724 | 662.6061 | 3.8136 | 655.1206 | 0.44115 | 662.6061 | 0.8621 | 662.2637 | 36.7629 | 659.639 | 3.8349 | 662.6061 | 0.16323 | 662.6061 | 0.26081
| 662.496 | -0.017712 | 662.8381 | -0.014148 | 659.9158 | -0.0036755 | 655.35 | 0 | 662.8381 | 0 | 662.8381 | 0.023186 | 662.8381 | -0.0017133 | 671.1683 | -0.00051798 | 662.8381 | 0.00063678 |  |  | 662.496 | 1.2685 | 662.8381 | 0.0013655 | 662.8381 | 3.8026 | 655.3474 | 0.33193 | 662.8381 | 0.81093 | 662.496 | 36.8093 | 659.8682 | 3.8775 | 662.8381 | 0.16257 | 662.8381 | 0.25595
| 662.7283 | 0.032126 | 663.0701 | 0.025662 | 660.1454 | 0.015469 | 655.57 | 0 | 663.0701 | 0.020314 | 663.0701 | 0.044182 | 663.0701 | 0.0021092 | 671.3989 | 0.0092508 | 663.0701 | 0.0047448 |  |  | 662.7284 | 1.2464 | 663.0701 | 0.007312 | 663.0701 | 3.7908 | 655.574 | 0.4492 | 663.0701 | 0.80136 | 662.7283 | 36.7239 | 660.0975 | 3.9652 | 663.0701 | 0.16815 | 663.0701 | 0.26835
| 662.9607 | -0.066111 | 663.3021 | -0.052808 | 660.375 | -0.02031 | 655.8 | 0 | 663.3021 | 0 | 663.3021 | -0.0060713 | 663.3021 | -0.0023137 | 671.6296 | -0.0010314 | 663.3021 | 1.6364e-05 |  |  | 662.9607 | 1.249 | 663.3021 | 0 | 663.3021 | 3.759 | 655.8007 | 0.35999 | 663.3021 | 0.75976 | 662.9607 | 36.7533 | 660.3267 | 3.9915 | 663.3021 | 0.17105 | 663.3021 | 0.27126
| 663.193 | 0.072838 | 663.5341 | 0.058181 | 660.6046 | 0.029516 | 656.03 | 0 | 663.5341 | 0.031614 | 663.5341 | 0.010273 | 663.5341 | 0.0042483 | 671.8603 | 0.010356 | 663.5341 | 0.0063959 |  |  | 663.193 | 1.2572 | 663.5341 | 0.0089603 | 663.5341 | 3.7642 | 656.0275 | 0.40607 | 663.5341 | 0.75797 | 663.193 | 36.7828 | 660.556 | 4.0957 | 663.5341 | 0.17967 | 663.5341 | 0.28395
| 663.4254 | -0.050691 | 663.7661 | -0.040491 | 660.8342 | 0.0008667 | 656.25 | 0 | 663.7661 | 0 | 663.7661 | -0.0044008 | 663.7661 | -0.0018434 | 672.0909 | -0.00052488 | 663.7661 | 0.00077483 |  |  | 663.4254 | 1.2375 | 663.7661 | 0 | 663.7661 | 3.7364 | 656.2542 | 0.34253 | 663.7661 | 0.71338 | 663.4254 | 36.4629 | 660.7853 | 4.1358 | 663.7661 | 0.17978 | 663.7661 | 0.27458
| 663.6577 | 0.036351 | 663.9982 | 0.029037 | 661.0639 | 0.0046541 | 656.48 | 0 | 663.9981 | 0.023225 | 663.9981 | 0.010051 | 663.9981 | 0.0022465 | 672.3217 | 0.0095058 | 663.9982 | 0.0054854 |  |  | 663.6578 | 1.2476 | 663.9981 | 0.0061748 | 663.9982 | 3.7472 | 656.4809 | 0.38271 | 663.9982 | 0.71817 | 663.6577 | 36.7386 | 661.0145 | 4.2435 | 663.9981 | 0.18616 | 663.9981 | 0.29792
| 663.8901 | -0.054661 | 664.2302 | -0.043662 | 661.2935 | -0.0086854 | 656.71 | 0 | 664.2302 | 0 | 664.2302 | -0.023289 | 664.2302 | -0.0024791 | 672.5524 | -0.0010025 | 664.2302 | 0.00041616 |  |  | 663.8901 | 1.2155 | 664.2302 | 0 | 664.2302 | 3.704 | 656.7076 | 0.27268 | 664.2302 | 0.66999 | 663.8901 | 36.054 | 661.2438 | 4.2828 | 664.2302 | 0.18403 | 664.2302 | 0.28691
| 664.1225 | 0.029078 | 664.4622 | 0.023227 | 661.5232 | -0.0001756 | 656.93 | 0 | 664.4622 | 0.020802 | 664.4622 | 0.0070113 | 664.4622 | 0.005186 | 672.7831 | 0.0091358 | 664.4622 | 0.0074383 |  |  | 664.1225 | 1.2163 | 664.4622 | 0.0098233 | 664.4622 | 3.6572 | 656.9344 | 0.41788 | 664.4622 | 0.667 | 664.1225 | 35.9049 | 661.4731 | 4.3936 | 664.4622 | 0.19337 | 664.4622 | 0.3034
| 664.3549 | -0.01652 | 664.6943 | -0.013195 | 661.7529 | -0.0067614 | 657.16 | 0 | 664.6943 | 0 | 664.6943 | -0.0064297 | 664.6943 | -0.00017943 | 673.0138 | -0.00084423 | 664.6943 | 0.0033942 |  |  | 664.3549 | 1.2035 | 664.6943 | 0 | 664.6943 | 3.6725 | 657.1612 | 0.30004 | 664.6943 | 0.62989 | 664.3549 | 35.6354 | 661.7025 | 4.4325 | 664.6943 | 0.19682 | 664.6943 | 0.30185
| 664.5873 | 0.039743 | 664.9264 | 0.031746 | 661.9825 | 0.028027 | 657.39 | 0 | 664.9264 | 0.01918 | 664.9264 | 0.016937 | 664.9264 | 0.0035346 | 673.2445 | 0.010502 | 664.9264 | 0.0065037 |  |  | 664.5873 | 1.192 | 664.9264 | 0.0063972 | 664.9264 | 3.6616 | 657.3879 | 0.31207 | 664.9264 | 0.62002 | 664.5873 | 35.2968 | 661.9318 | 4.5383 | 664.9264 | 0.20333 | 664.9264 | 0.31431
| 664.8197 | -0.012629 | 665.1585 | -0.010088 | 662.2122 | 0.0087356 | 657.61 | 0 | 665.1584 | 0 | 665.1584 | 0.0014322 | 665.1584 | -0.0010113 | 673.4753 | -0.00031884 | 665.1585 | 0.0028787 |  |  | 664.8197 | 1.192 | 665.1584 | 0.0017784 | 665.1584 | 3.6268 | 657.6147 | 0.31122 | 665.1585 | 0.57932 | 664.8197 | 34.9828 | 662.1611 | 4.5932 | 665.1584 | 0.20588 | 665.1584 | 0.30962
| 665.0522 | 0.046305 | 665.3905 | 0.036988 | 662.4419 | 0.021078 | 657.84 | 0 | 665.3905 | 0.036219 | 665.3905 | 0.0034449 | 665.3905 | 0.005725 | 673.706 | 0.0086133 | 665.3906 | 0.0074056 |  |  | 665.0522 | 1.1947 | 665.3905 | 0.0086008 | 665.3906 | 3.6183 | 657.8416 | 0.29058 | 665.3906 | 0.58231 | 665.0522 | 34.6504 | 662.3904 | 4.6978 | 665.3905 | 0.2125 | 665.3905 | 0.33033
| 665.2846 | -0.05552 | 665.6226 | -0.044348 | 662.6716 | -0.0059253 | 658.07 | 0 | 665.6226 | 0 | 665.6226 | 0.00062395 | 665.6226 | -0.0033246 | 673.9368 | -0.00029752 | 665.6226 | 0.00036602 |  |  | 665.2846 | 1.1688 | 665.6226 | 0 | 665.6226 | 3.6134 | 658.0684 | 0.29092 | 665.6226 | 0.54551 | 665.2846 | 34.1958 | 662.6198 | 4.7531 | 665.6226 | 0.21204 | 665.6226 | 0.32386
| 665.5171 | 0.025911 | 665.8548 | 0.020697 | 662.9014 | 0.018045 | 658.3 | 0 | 665.8548 | 0.016702 | 665.8548 | 0.012927 | 665.8548 | 0.003375 | 674.1675 | 0.0091934 | 665.8547 | 0.0054768 |  |  | 665.5171 | 1.1753 | 665.8548 | 0.0012237 | 665.8547 | 3.5966 | 658.2952 | 0.30945 | 665.8547 | 0.55688 | 665.5171 | 33.9153 | 662.8492 | 4.8642 | 665.8548 | 0.21895 | 665.8548 | 0.34151
| 665.7495 | -0.03212 | 666.0869 | -0.025657 | 663.1311 | 0.0067391 | 658.52 | 0 | 666.0869 | 0 | 666.0869 | -0.0057034 | 666.0869 | -0.0018481 | 674.3983 | -0.00070441 | 666.0869 | 0.00098471 |  |  | 665.7495 | 1.169 | 666.0869 | 0 | 666.0869 | 3.5733 | 658.522 | 0.26879 | 666.0869 | 0.50661 | 665.7495 | 33.3746 | 663.0786 | 4.9225 | 666.0869 | 0.22248 | 666.0869 | 0.33919
| 665.982 | 0.025519 | 666.319 | 0.020384 | 663.3608 | 0.021987 | 658.75 | 0 | 666.319 | 0.021669 | 666.319 | 0.019459 | 666.319 | 0.0049235 | 674.6291 | 0.009473 | 666.319 | 0.0054941 |  |  | 665.982 | 1.1552 | 666.319 | 0.0066656 | 666.319 | 3.5718 | 658.7488 | 0.29735 | 666.319 | 0.51558 | 665.982 | 32.9094 | 663.3079 | 5.0431 | 666.319 | 0.23017 | 666.319 | 0.35756
| 666.2145 | -0.056703 | 666.5512 | -0.045293 | 663.5906 | 0.015539 | 658.98 | 0 | 666.5512 | 0 | 666.5512 | 0.0087352 | 666.5512 | 0.00061239 | 674.8599 | 0.00011525 | 666.5512 | 0.00052682 |  |  | 666.2145 | 1.1415 | 666.5512 | 0 | 666.5511 | 3.5503 | 658.9756 | 0.22335 | 666.5512 | 0.48147 | 666.2145 | 32.2541 | 663.5373 | 5.098 | 666.5512 | 0.2341 | 666.5512 | 0.35315
| 666.447 | 0.030767 | 666.7833 | 0.024576 | 663.8203 | 0.016396 | 659.2 | 0 | 666.7833 | 0.023434 | 666.7833 | 0.009051 | 666.7833 | 0.0051796 | 675.0907 | 0.0090414 | 666.7833 | 0.0072709 |  |  | 666.447 | 1.1365 | 666.7833 | 0.0060938 | 666.7833 | 3.5232 | 659.2025 | 0.28431 | 666.7833 | 0.48776 | 666.447 | 31.7631 | 663.7667 | 5.2055 | 666.7833 | 0.23904 | 666.7833 | 0.37312
| 666.6795 | -0.077724 | 667.0155 | -0.062085 | 664.0501 | 0.003301 | 659.43 | 0 | 667.0155 | 0 | 667.0155 | -0.0085964 | 667.0155 | -0.0040648 | 675.3215 | -0.00028322 | 667.0155 | 0 |  |  | 666.6795 | 1.1285 | 667.0155 | 0 | 667.0155 | 3.5224 | 659.4294 | 0.30168 | 667.0155 | 0.44856 | 666.6795 | 31.1267 | 663.9962 | 5.2722 | 667.0155 | 0.24199 | 667.0155 | 0.36804
| 666.912 | 0.024794 | 667.2477 | 0.019805 | 664.2799 | -0.00061476 | 659.66 | 0 | 667.2477 | 0.015346 | 667.2477 | 0.034403 | 667.2477 | -0.00028729 | 675.5524 | 0.010162 | 667.2477 | 0.0046505 |  |  | 666.912 | 1.1348 | 667.2477 | 0.0060536 | 667.2477 | 3.5128 | 659.6562 | 0.34902 | 667.2477 | 0.46232 | 666.912 | 30.4851 | 664.2255 | 5.3858 | 667.2477 | 0.25127 | 667.2477 | 0.38496
| 667.1445 | -0.041465 | 667.4798 | -0.033121 | 664.5097 | 0.00035163 | 659.88 | 0 | 667.4798 | 0 | 667.4798 | 0.01251 | 667.4798 | -0.0024765 | 675.7832 | -2.6388e-05 | 667.4799 | 0.0010487 |  |  | 667.1445 | 1.1218 | 667.4798 | 0 | 667.4799 | 3.4706 | 659.8831 | 0.18694 | 667.4799 | 0.42252 | 667.1445 | 29.8026 | 664.455 | 5.4506 | 667.4798 | 0.25258 | 667.4798 | 0.3865
| 667.377 | 0.03004 | 667.712 | 0.023995 | 664.7394 | 0.0061624 | 660.11 | 0 | 667.712 | 0.014532 | 667.712 | 0.013382 | 667.712 | 0.0040916 | 676.014 | 0.0092225 | 667.712 | 0.0063147 |  |  | 667.377 | 1.1235 | 667.712 | 0.004645 | 667.712 | 3.4629 | 660.11 | 0.29724 | 667.712 | 0.43958 | 667.377 | 29.0668 | 664.6844 | 5.5722 | 667.712 | 0.25977 | 667.712 | 0.3998
| 667.6096 | -0.066693 | 667.9442 | -0.053273 | 664.9692 | -0.0038136 | 660.34 | 0 | 667.9442 | 0 | 667.9442 | -0.0075502 | 667.9442 | -0.0022573 | 676.2449 | -0.00067162 | 667.9442 | 0 |  |  | 667.6096 | 1.1113 | 667.9442 | 0 | 667.9442 | 3.452 | 660.3369 | 0.2333 | 667.9442 | 0.3917 | 667.6096 | 28.3325 | 664.9139 | 5.6396 | 667.9442 | 0.26465 | 667.9442 | 0.39512
| 667.8421 | 0.057526 | 668.1765 | 0.045951 | 665.1991 | 0.013384 | 660.56 | 0 | 668.1765 | 0.023307 | 668.1765 | 0.012851 | 668.1765 | 0.0036452 | 676.4758 | 0.009927 | 668.1765 | 0.0062186 |  |  | 667.8421 | 1.1137 | 668.1765 | 0.0089302 | 668.1765 | 3.4391 | 660.5638 | 0.2242 | 668.1765 | 0.40696 | 667.8421 | 27.6118 | 665.1433 | 5.7661 | 668.1765 | 0.27349 | 668.1765 | 0.41857
| 668.0747 | -0.056875 | 668.4087 | -0.045431 | 665.4289 | -0.0060695 | 660.79 | 0 | 668.4087 | 0 | 668.4087 | -0.0011118 | 668.4087 | -0.0044481 | 676.7067 | -0.00093341 | 668.4087 | 0 |  |  | 668.0747 | 1.0885 | 668.4087 | 0 | 668.4087 | 3.4171 | 660.7907 | 0.15078 | 668.4087 | 0.36956 | 668.0747 | 26.8086 | 665.3728 | 5.8154 | 668.4087 | 0.27759 | 668.4087 | 0.41332
| 668.3072 | 0.046666 | 668.6409 | 0.037276 | 665.6587 | 0.00087123 | 661.02 | 0 | 668.6409 | 0.019879 | 668.6409 | 0.00040259 | 668.6409 | 0.0054913 | 676.9376 | 0.0092323 | 668.6409 | 0.0053943 |  |  | 668.3072 | 1.0946 | 668.6409 | 0.0051202 | 668.6409 | 3.3972 | 661.0176 | 0.25525 | 668.6409 | 0.38362 | 668.3072 | 26.1144 | 665.6023 | 5.9538 | 668.6409 | 0.28393 | 668.6409 | 0.43419
| 668.5398 | -0.022021 | 668.8732 | -0.01759 | 665.8886 | 0.0044613 | 661.24 | 0 | 668.8732 | 0 | 668.8732 | -0.0014024 | 668.8732 | -0.0021103 | 677.1685 | -0.00095174 | 668.8732 | 0 |  |  | 668.5398 | 1.0753 | 668.8732 | 0 | 668.8732 | 3.3811 | 661.2446 | 0.13056 | 668.8732 | 0.34711 | 668.5398 | 25.3436 | 665.8318 | 6.0142 | 668.8732 | 0.28549 | 668.8732 | 0.43315
| 668.7724 | 0.021931 | 669.1054 | 0.017518 | 666.1184 | 0.0061944 | 661.47 | 0 | 669.1054 | 0.0096982 | 669.1054 | 0.047858 | 669.1054 | 0.0029646 | 677.3994 | 0.0092779 | 669.1054 | 0.0052661 |  |  | 668.7724 | 1.0792 | 669.1054 | 0.008714 | 669.1054 | 3.3654 | 661.4715 | 0.24684 | 669.1054 | 0.36357 | 668.7724 | 24.6129 | 666.0613 | 6.16 | 669.1054 | 0.29663 | 669.1054 | 0.44996
| 669.005 | -0.033123 | 669.3377 | -0.026458 | 666.3483 | 0.0083533 | 661.7 | 0 | 669.3377 | 0 | 669.3377 | 0.009237 | 669.3377 | -0.000313 | 677.6302 | -0.00039021 | 669.3377 | 3.168e-05 |  |  | 669.005 | 1.0777 | 669.3377 | 0 | 669.3377 | 3.3335 | 661.6984 | 0.16234 | 669.3377 | 0.32736 | 669.005 | 23.8311 | 666.2908 | 6.2158 | 669.3377 | 0.2994 | 669.3377 | 0.4486
| 669.2376 | 0.061674 | 669.57 | 0.049264 | 666.5781 | 0.0019917 | 661.93 | 0 | 669.57 | 0.038164 | 669.57 | 0.026044 | 669.57 | 0.0049639 | 677.8612 | 0.010616 | 669.57 | 0.0075179 |  |  | 669.2376 | 1.0707 | 669.57 | 0.007198 | 669.57 | 3.3273 | 661.9254 | 0.20026 | 669.57 | 0.34382 | 669.2376 | 23.075 | 666.5203 | 6.3559 | 669.57 | 0.30956 | 669.57 | 0.46933
| 669.4703 | -0.026358 | 669.8023 | -0.021054 | 666.808 | -0.0094536 | 662.15 | 0 | 669.8023 | 0 | 669.8023 | 0.0043895 | 669.8023 | -0.0018538 | 678.0922 | -0.0024857 | 669.8022 | 0.0012026 |  |  | 669.4703 | 1.0619 | 669.8023 | 0 | 669.8022 | 3.3103 | 662.1523 | 0.1547 | 669.8022 | 0.30043 | 669.4703 | 22.2825 | 666.7498 | 6.4184 | 669.8023 | 0.31377 | 669.8023 | 0.4639
| 669.7029 | 0.030841 | 670.0346 | 0.024635 | 667.0379 | 0.00068913 | 662.38 | 0 | 670.0346 | 0.011304 | 670.0346 | 0.020799 | 670.0346 | 0.0024252 | 678.3231 | 0.01 | 670.0345 | 0.0047707 |  |  | 669.7029 | 1.054 | 670.0346 | 0.0074759 | 670.0345 | 3.2884 | 662.3793 | 0.16372 | 670.0345 | 0.3142 | 669.7029 | 21.5342 | 666.9794 | 6.5522 | 670.0346 | 0.32257 | 670.0346 | 0.48075
| 669.9355 | -0.023595 | 670.2669 | -0.018847 | 667.2678 | -0.0050402 | 662.61 | 0 | 670.2669 | 0 | 670.2669 | 0.0092288 | 670.2669 | -0.0014209 | 678.5541 | -0.0019448 | 670.2669 | 0.0003778 |  |  | 669.9355 | 1.0387 | 670.2669 | 0 | 670.2669 | 3.2698 | 662.6063 | 0.23958 | 670.2669 | 0.28787 | 669.9355 | 20.8017 | 667.2089 | 6.6281 | 670.2669 | 0.32623 | 670.2669 | 0.48353
| 670.1682 | 0.011976 | 670.4992 | 0.0095663 | 667.4977 | 0.019612 | 662.83 | 0 | 670.4992 | 0.025813 | 670.4992 | 0.019605 | 670.4992 | 0.0027663 | 678.785 | 0.0088682 | 670.4992 | 0.006254 |  |  | 670.1682 | 1.0366 | 670.4992 | 0.006339 | 670.4992 | 3.2515 | 662.8333 | 0.21532 | 670.4992 | 0.29983 | 670.1682 | 20.0445 | 667.4384 | 6.771 | 670.4992 | 0.33429 | 670.4992 | 0.50218
| 670.4009 | -0.049785 | 670.7315 | -0.039767 | 667.7276 | -0.0024846 | 663.06 | 0 | 670.7315 | 0 | 670.7315 | 0.0079045 | 670.7315 | -0.0023436 | 679.016 | -0.0015968 | 670.7316 | 0.00058636 |  |  | 670.4009 | 1.0347 | 670.7315 | 0 | 670.7316 | 3.2056 | 663.0603 | 0.12181 | 670.7316 | 0.26931 | 670.4009 | 19.2601 | 667.668 | 6.8367 | 670.7315 | 0.33973 | 670.7315 | 0.50206
| 670.6335 | 0.045034 | 670.9639 | 0.035972 | 667.9575 | 0.011386 | 663.29 | 0 | 670.9639 | 0.016251 | 670.9639 | 0.016801 | 670.9639 | 0.0031838 | 679.247 | 0.0094881 | 670.9639 | 0.0059117 |  |  | 670.6335 | 1.0204 | 670.9639 | 0.0050974 | 670.9639 | 3.2091 | 663.2874 | 0.20658 | 670.9639 | 0.28667 | 670.6335 | 18.6262 | 667.8976 | 6.9875 | 670.9639 | 0.3503 | 670.9639 | 0.52471
| 670.8662 | -0.03737 | 671.1962 | -0.029851 | 668.1875 | -0.0057063 | 663.51 | 0 | 671.1962 | 0 | 671.1962 | -0.0078065 | 671.1962 | -0.002799 | 679.478 | -0.0026455 | 671.1962 | 0.00059752 |  |  | 670.8662 | 1.0181 | 671.1962 | 0 | 671.1962 | 3.1809 | 663.5143 | 0.1171 | 671.1962 | 0.25166 | 670.8662 | 17.904 | 668.1272 | 7.058 | 671.1962 | 0.35397 | 671.1962 | 0.52735
| 671.0989 | 0.0318 | 671.4286 | 0.025401 | 668.4174 | 0.003356 | 663.74 | 0 | 671.4286 | 0.020592 | 671.4286 | 0.027652 | 671.4286 | 0.0044192 | 679.709 | 0.009393 | 671.4286 | 0.0067954 |  |  | 671.0989 | 1.024 | 671.4286 | 0.0085074 | 671.4286 | 3.1586 | 663.7414 | 0.21932 | 671.4286 | 0.26423 | 671.0989 | 17.2798 | 668.3568 | 7.2046 | 671.4286 | 0.36148 | 671.4286 | 0.5387
| 671.3316 | -0.031623 | 671.661 | -0.02526 | 668.6474 | -0.0024237 | 663.97 | 0 | 671.661 | 0 | 671.661 | 0.0083648 | 671.661 | 0.00052606 | 679.94 | -0.0016301 | 671.6609 | 0.00053942 |  |  | 671.3316 | 1.007 | 671.661 | 0 | 671.6609 | 3.117 | 663.9684 | 0.053371 | 671.6609 | 0.23999 | 671.3316 | 16.5807 | 668.5864 | 7.2869 | 671.661 | 0.36836 | 671.661 | 0.54042
| 671.5643 | 0.01766 | 671.8934 | 0.014107 | 668.8773 | 0.00018193 | 664.2 | 0 | 671.8934 | 0.023998 | 671.8934 | 0.013659 | 671.8934 | 0.0031759 | 680.171 | 0.0084691 | 671.8934 | 0.0037886 |  |  | 671.5643 | 1.0021 | 671.8934 | 0.0022317 | 671.8934 | 3.0994 | 664.1955 | 0.17481 | 671.8934 | 0.25375 | 671.5643 | 15.9671 | 668.816 | 7.4349 | 671.8934 | 0.37891 | 671.8934 | 0.55856
| 671.7971 | -0.028133 | 672.1258 | -0.022472 | 669.1073 | 0.0043234 | 664.42 | 0 | 672.1258 | 0 | 672.1258 | 0.013209 | 672.1258 | -0.00089338 | 680.402 | -0.0016357 | 672.1257 | 0.0021978 |  |  | 671.7971 | 0.99312 | 672.1258 | 0 | 672.1257 | 3.1004 | 664.4225 | 0.18558 | 672.1257 | 0.22951 | 671.7971 | 15.3112 | 669.0456 | 7.506 | 672.1258 | 0.38338 | 672.1258 | 0.56235
| 672.0298 | 0.0087556 | 672.3582 | 0.0069938 | 669.3373 | 0.014104 | 664.65 | 0 | 672.3582 | 0.035493 | 672.3582 | 0.01415 | 672.3582 | 0.0037593 | 680.6331 | 0.010762 | 672.3582 | 0.0059867 |  |  | 672.0298 | 0.98609 | 672.3582 | 0.0062044 | 672.3582 | 3.0934 | 664.6496 | 0.16687 | 672.3582 | 0.23969 | 672.0298 | 14.7557 | 669.2752 | 7.6586 | 672.3582 | 0.39587 | 672.3582 | 0.58161
| 672.2625 | -0.064004 | 672.5906 | -0.051125 | 669.5673 | -0.00701 | 664.88 | 0 | 672.5906 | 0 | 672.5906 | -0.023481 | 672.5906 | -0.0017821 | 680.8641 | -0.0007871 | 672.5906 | 0 |  |  | 672.2625 | 0.97171 | 672.5906 | 0 | 672.5906 | 3.0711 | 664.8766 | 0.1329 | 672.5906 | 0.20408 | 672.2625 | 14.1558 | 669.5049 | 7.7359 | 672.5906 | 0.39847 | 672.5906 | 0.57976
| 672.4953 | 0.033388 | 672.823 | 0.02667 | 669.7973 | 0.015457 | 665.1 | 0 | 672.823 | 0.03293 | 672.823 | 0.020522 | 672.823 | 0.0013327 | 681.0952 | 0.0097795 | 672.823 | 0.004874 |  |  | 672.4953 | 0.97195 | 672.823 | 0.0029307 | 672.823 | 3.0504 | 665.1038 | 0.15372 | 672.823 | 0.22862 | 672.4953 | 13.6485 | 669.7346 | 7.8821 | 672.823 | 0.41091 | 672.823 | 0.60478
| 672.7281 | -0.055757 | 673.0554 | -0.044538 | 670.0273 | -0.0057496 | 665.33 | 0 | 673.0554 | 0 | 673.0554 | 0.0012707 | 673.0554 | -0.0020984 | 681.3263 | -0.0010449 | 673.0554 | 1.7849e-05 |  |  | 672.7281 | 0.96488 | 673.0554 | 0 | 673.0554 | 3.0341 | 665.3309 | 0.11416 | 673.0554 | 0.1948 | 672.7281 | 13.0522 | 669.9642 | 7.9394 | 673.0554 | 0.41545 | 673.0554 | 0.60469
| 672.9608 | 0.038008 | 673.2879 | 0.03036 | 670.2573 | 0.025051 | 665.56 | 0 | 673.2879 | 0.028045 | 673.2879 | -0.0020139 | 673.2879 | 0.0017479 | 681.5574 | 0.0087717 | 673.2879 | 0.0042392 |  |  | 672.9608 | 0.95847 | 673.2879 | 0.0026632 | 673.2879 | 3.0064 | 665.558 | 0.085742 | 673.2879 | 0.21515 | 672.9608 | 12.6223 | 670.1938 | 8.0981 | 673.2879 | 0.42586 | 673.2879 | 0.62113
| 673.1936 | -0.04382 | 673.5203 | -0.035003 | 670.4874 | -0.0016248 | 665.79 | 0 | 673.5203 | 0 | 673.5203 | 0.0097285 | 673.5203 | -0.0017516 | 681.7885 | -0.0014944 | 673.5203 | 0 |  |  | 673.1936 | 0.94415 | 673.5203 | 0 | 673.5203 | 3.0203 | 665.7851 | 0.1094 | 673.5203 | 0.17805 | 673.1936 | 12.0584 | 670.4235 | 8.1695 | 673.5203 | 0.43312 | 673.5203 | 0.6318
| 673.4264 | 0.021307 | 673.7528 | 0.017019 | 670.7174 | 0.015073 | 666.01 | 0 | 673.7528 | 0.030528 | 673.7528 | 0.010985 | 673.7528 | 0.0043341 | 682.0196 | 0.010297 | 673.7528 | 0.0054304 |  |  | 673.4264 | 0.95339 | 673.7528 | 0.010384 | 673.7528 | 2.9684 | 666.0122 | 0.12774 | 673.7528 | 0.20228 | 673.4264 | 11.5773 | 670.6533 | 8.3307 | 673.7528 | 0.44611 | 673.7528 | 0.64849
| 673.6592 | -0.021319 | 673.9853 | -0.017029 | 670.9474 | -0.011781 | 666.24 | 0 | 673.9853 | 0 | 673.9853 | 0.039745 | 673.9853 | -0.0018676 | 682.2507 | -0.0021661 | 673.9853 | 0.0017555 |  |  | 673.6592 | 0.93331 | 673.9853 | 0 | 673.9853 | 2.9422 | 666.2393 | 0.11307 | 673.9853 | 0.16907 | 673.6592 | 11.1263 | 670.8829 | 8.3831 | 673.9853 | 0.45422 | 673.9853 | 0.65364
| 673.8921 | 0.02914 | 674.2178 | 0.023277 | 671.1775 | 0.019623 | 666.47 | 0 | 674.2178 | 0.0294 | 674.2178 | 0.034801 | 674.2178 | 0.0061887 | 682.4818 | 0.0085769 | 674.2178 | 0.0059441 |  |  | 673.892 | 0.95111 | 674.2178 | 0.0076549 | 674.2178 | 2.9051 | 666.4665 | 0.17121 | 674.2178 | 0.18942 | 673.8921 | 10.6438 | 671.1127 | 8.5407 | 674.2178 | 0.46347 | 674.2178 | 0.66823
| 674.1249 | -0.060646 | 674.4503 | -0.048443 | 671.4076 | -0.023915 | 666.69 | 0 | 674.4503 | 0 | 674.4503 | -0.0056466 | 674.4503 | 0.00087121 | 682.713 | -0.0031473 | 674.4503 | 0 |  |  | 674.1249 | 0.93157 | 674.4503 | 0 | 674.4503 | 2.8907 | 666.6936 | 0.10796 | 674.4503 | 0.15949 | 674.1249 | 10.2341 | 671.3423 | 8.6097 | 674.4503 | 0.46879 | 674.4503 | 0.67459
| 674.3577 | 0.041484 | 674.6828 | 0.033136 | 671.6376 | 0.00048569 | 666.92 | 0 | 674.6828 | 0.023913 | 674.6828 | 0.018296 | 674.6828 | 0.0043501 | 682.9441 | 0.0086565 | 674.6828 | 0.0054012 |  |  | 674.3577 | 0.92684 | 674.6828 | 0.005392 | 674.6828 | 2.8711 | 666.9208 | 0.13076 | 674.6828 | 0.18253 | 674.3577 | 9.8104 | 671.5721 | 8.773 | 674.6828 | 0.48132 | 674.6828 | 0.69408
| 674.5906 | -0.021564 | 674.9153 | -0.017225 | 671.8677 | 0.0066323 | 667.15 | 0 | 674.9153 | 0 | 674.9153 | -0.0075342 | 674.9153 | 0.00039052 | 683.1752 | -0.0021083 | 674.9153 | 0.00053295 |  |  | 674.5906 | 0.91398 | 674.9153 | 0 | 674.9153 | 2.8386 | 667.1479 | 0.13684 | 674.9153 | 0.14932 | 674.5906 | 9.4188 | 671.8018 | 8.8419 | 674.9153 | 0.49407 | 674.9153 | 0.69901
| 674.8234 | 0.038639 | 675.1478 | 0.030864 | 672.0978 | 0.019366 | 667.38 | 0 | 675.1478 | 0.023178 | 675.1478 | 0.014294 | 675.1478 | 0.00020539 | 683.4064 | 0.010531 | 675.1478 | 0.0044788 |  |  | 674.8234 | 0.91492 | 675.1478 | 0.0055319 | 675.1478 | 2.8285 | 667.3751 | 0.13295 | 675.1478 | 0.17027 | 674.8234 | 9.075 | 672.0316 | 8.9976 | 675.1478 | 0.50372 | 675.1478 | 0.71965
| 675.0563 | -0.068719 | 675.3804 | -0.054891 | 672.3279 | 0.0043135 | 667.6 | 0 | 675.3804 | 0 | 675.3804 | -0.0071938 | 675.3804 | -0.0030697 | 683.6376 | -0.0015535 | 675.3804 | 0 |  |  | 675.0563 | 0.89499 | 675.3804 | 0 | 675.3804 | 2.7942 | 667.6023 | 0.051464 | 675.3804 | 0.13914 | 675.0563 | 8.7065 | 672.2614 | 9.0508 | 675.3804 | 0.51076 | 675.3804 | 0.72367
| 675.2892 | 0.024523 | 675.6129 | 0.019588 | 672.558 | 0.033484 | 667.83 | 0 | 675.6129 | 0.026522 | 675.6129 | -0.0031235 | 675.6129 | 0.0017085 | 683.8688 | 0.0098796 | 675.6129 | 0.00355 |  |  | 675.2892 | 0.90314 | 675.6129 | 0.0052213 | 675.6129 | 2.7966 | 667.8295 | 0.16853 | 675.6129 | 0.16009 | 675.2892 | 8.3874 | 672.4911 | 9.2216 | 675.6129 | 0.52371 | 675.6129 | 0.75074
| 675.5221 | -0.056633 | 675.8455 | -0.045238 | 672.7882 | -0.011217 | 668.06 | 0 | 675.8455 | 0 | 675.8455 | -0.0073156 | 675.8455 | -0.0022368 | 684.1 | -0.001028 | 675.8455 | 0 |  |  | 675.522 | 0.8878 | 675.8455 | 0 | 675.8455 | 2.7704 | 668.0567 | 0.12001 | 675.8455 | 0.13346 | 675.5221 | 8.048 | 672.7209 | 9.2792 | 675.8455 | 0.52981 | 675.8455 | 0.75274
| 675.755 | 0.01509 | 676.078 | 0.012054 | 673.0183 | 0.028523 | 668.28 | 0 | 676.078 | 0.018441 | 676.078 | 0.020479 | 676.078 | -0.0010717 | 684.3312 | 0.007265 | 676.0781 | 0.0031537 |  |  | 675.7549 | 0.90179 | 676.078 | 0.0027129 | 676.0781 | 2.7536 | 668.2839 | 0.11036 | 676.0781 | 0.14543 | 675.755 | 7.7741 | 672.9507 | 9.4509 | 676.078 | 0.54646 | 676.078 | 0.77912
| 675.9879 | -0.061311 | 676.3106 | -0.048974 | 673.2484 | -0.0096865 | 668.51 | 0 | 676.3106 | 0 | 676.3106 | -0.012328 | 676.3106 | -0.0044255 | 684.5624 | -0.0011418 | 676.3106 | 0.00043307 |  |  | 675.9879 | 0.88363 | 676.3106 | 0 | 676.3106 | 2.7276 | 668.5111 | 0.063659 | 676.3106 | 0.12478 | 675.9879 | 7.4635 | 673.1805 | 9.505 | 676.3106 | 0.55715 | 676.3106 | 0.78039
| 676.2208 | 0.030409 | 676.5432 | 0.02429 | 673.4786 | 0.014807 | 668.74 | 0 | 676.5432 | 0.021368 | 676.5432 | 0.017756 | 676.5432 | 0.0036662 | 684.7936 | 0.0088745 | 676.5432 | 0.0048236 |  |  | 676.2208 | 0.88633 | 676.5432 | 0.0043467 | 676.5432 | 2.7198 | 668.7383 | 0.1031 | 676.5432 | 0.14633 | 676.2208 | 7.2224 | 673.4103 | 9.6826 | 676.5432 | 0.57076 | 676.5432 | 0.81443
| 676.4537 | -0.041735 | 676.7758 | -0.033337 | 673.7088 | 0.0031353 | 668.97 | 0 | 676.7758 | 0 | 676.7758 | -0.0031606 | 676.7758 | -0.0030418 | 685.0248 | -0.0016791 | 676.7758 | 0 |  |  | 676.4537 | 0.8757 | 676.7758 | 0 | 676.7758 | 2.6822 | 668.9656 | 0.074263 | 676.7758 | 0.11042 | 676.4537 | 6.9168 | 673.6401 | 9.7335 | 676.7758 | 0.58131 | 676.7758 | 0.80749
| 676.6866 | -0.0079124 | 677.0084 | -0.0063202 | 673.9389 | 0.015492 | 669.19 | 0 | 677.0084 | 0.016997 | 677.0084 | 0.012595 | 677.0084 | 0.0006681 | 685.2561 | 0.0086687 | 677.0084 | 0.0039984 |  |  | 676.6866 | 0.87411 | 677.0084 | 0.0029448 | 677.0084 | 2.6678 | 669.1929 | 0.16476 | 677.0084 | 0.13735 | 676.6866 | 6.657 | 673.8699 | 9.9046 | 677.0084 | 0.59365 | 677.0084 | 0.83145
| 676.9196 | -0.062311 | 677.2411 | -0.049773 | 674.1691 | 0.0081008 | 669.42 | 0 | 677.2411 | 0 | 677.2411 | 0.0053094 | 677.2411 | -0.0020184 | 685.4874 | -0.00069392 | 677.2411 | 0 |  |  | 676.9196 | 0.85598 | 677.2411 | 0 | 677.2411 | 2.648 | 669.4201 | 0.076475 | 677.2411 | 0.10623 | 676.9196 | 6.354 | 674.0997 | 9.9715 | 677.2411 | 0.60371 | 677.2411 | 0.83754
| 677.1526 | 0.0019453 | 677.4737 | 0.0015539 | 674.3993 | 0.028275 | 669.65 | 0 | 677.4737 | 0.017447 | 677.4737 | 0.024169 | 677.4737 | 0.0015941 | 685.7186 | 0.0080834 | 677.4737 | 0.0047771 |  |  | 677.1525 | 0.84307 | 677.4737 | 0.0081276 | 677.4737 | 2.6282 | 669.6473 | 0.070643 | 677.4737 | 0.12628 | 677.1526 | 6.1361 | 674.3296 | 10.1416 | 677.4737 | 0.61644 | 677.4737 | 0.86256
| 677.3855 | -0.031015 | 677.7063 | -0.024774 | 674.6295 | 0.0031892 | 669.87 | 0 | 677.7063 | 0 | 677.7063 | -0.014223 | 677.7063 | -0.0037848 | 685.9499 | -0.0030558 | 677.7064 | 0 |  |  | 677.3855 | 0.84203 | 677.7063 | 0 | 677.7064 | 2.588 | 669.8746 | 0.051767 | 677.7064 | 0.10174 | 677.3855 | 5.8611 | 674.5594 | 10.2035 | 677.7063 | 0.62881 | 677.7063 | 0.86804
| 677.6185 | 0.0131 | 677.939 | 0.010464 | 674.8597 | -0.0052091 | 670.1 | 0 | 677.939 | 0.023322 | 677.939 | -0.0040101 | 677.939 | 0.0022893 | 686.1812 | 0.0095172 | 677.939 | 0.0045244 |  |  | 677.6185 | 0.84884 | 677.939 | 0.0047928 | 677.939 | 2.5653 | 670.1019 | 0.093947 | 677.939 | 0.12628 | 677.6185 | 5.7021 | 674.7893 | 10.3939 | 677.939 | 0.64159 | 677.939 | 0.89015
| 677.8515 | -0.055463 | 678.1716 | -0.044302 | 675.0899 | -0.012609 | 670.33 | 0 | 678.1717 | 0 | 678.1717 | -0.0002772 | 678.1717 | -0.004747 | 686.4125 | -0.001597 | 678.1716 | 0 |  |  | 677.8515 | 0.84002 | 678.1717 | 0 | 678.1716 | 2.5452 | 670.3292 | 0.042501 | 678.1716 | 0.09007 | 677.8515 | 5.44 | 675.0192 | 10.459 | 678.1717 | 0.65118 | 678.1717 | 0.89814
| 678.0845 | 0.04597 | 678.4043 | 0.03672 | 675.3202 | 0.017812 | 670.56 | 0 | 678.4043 | 0.035389 | 678.4043 | 0.011715 | 678.4043 | 0.0057342 | 686.6437 | 0.0095828 | 678.4043 | 0.005458 |  |  | 678.0845 | 0.84489 | 678.4043 | 0.0049241 | 678.4043 | 2.5342 | 670.5565 | 0.07929 | 678.4043 | 0.11491 | 678.0845 | 5.2913 | 675.2491 | 10.6367 | 678.4043 | 0.67062 | 678.4043 | 0.92863
| 678.3175 | -0.052202 | 678.637 | -0.041698 | 675.5504 | 0.0051221 | 670.78 | 0 | 678.637 | 0 | 678.637 | -0.018137 | 678.637 | -0.0032355 | 686.8751 | -0.00038126 | 678.637 | 0 |  |  | 678.3175 | 0.83185 | 678.637 | 0 | 678.637 | 2.5306 | 670.7838 | 0.098755 | 678.637 | 0.091566 | 678.3175 | 5.0591 | 675.4789 | 10.7073 | 678.637 | 0.67958 | 678.637 | 0.9339
| 678.5505 | 0.045578 | 678.8697 | 0.036407 | 675.7806 | 0.0164 | 671.01 | 0 | 678.8697 | 0.0082992 | 678.8697 | 0.0078294 | 678.8697 | 0.0078961 | 687.1064 | 0.0092575 | 678.8697 | 0.007458 |  |  | 678.5505 | 0.83466 | 678.8697 | 0.0068234 | 678.8697 | 2.5 | 671.0112 | 0.1345 | 678.8697 | 0.11491 | 678.5505 | 4.9118 | 675.7089 | 10.8688 | 678.8697 | 0.69987 | 678.8697 | 0.96044
| 678.7835 | -0.045531 | 679.1024 | -0.03637 | 676.0109 | -0.001114 | 671.24 | 0 | 679.1024 | 0 | 679.1024 | 0.014461 | 679.1024 | -0.0033148 | 687.3377 | -0.0023586 | 679.1024 | 5.1351e-05 |  |  | 678.7835 | 0.82059 | 679.1024 | 0 | 679.1024 | 2.4863 | 671.2385 | 0.09437 | 679.1024 | 0.079597 | 678.7835 | 4.702 | 675.9388 | 10.945 | 679.1024 | 0.70978 | 679.1024 | 0.95882
| 679.0166 | 0.029159 | 679.3351 | 0.023291 | 676.2412 | -0.005092 | 671.47 | 0 | 679.3351 | 0.0037771 | 679.3351 | 0.024737 | 679.3351 | 0.0044351 | 687.569 | 0.0084001 | 679.3351 | 0.0043603 |  |  | 679.0166 | 0.81927 | 679.3351 | 0.0044471 | 679.3351 | 2.4446 | 671.4658 | 0.11371 | 679.3351 | 0.10593 | 679.0166 | 4.5397 | 676.1687 | 11.1419 | 679.3351 | 0.72552 | 679.3351 | 0.98447
| 679.2496 | -0.047766 | 679.5679 | -0.038154 | 676.4714 | -0.017115 | 671.69 | 0 | 679.5679 | 0 | 679.5679 | -0.0060386 | 679.5679 | -0.0019329 | 687.8004 | -0.0012417 | 679.5679 | 0 |  |  | 679.2496 | 0.80237 | 679.5679 | 0 | 679.5679 | 2.4387 | 671.6932 | 0.046558 | 679.5679 | 0.076605 | 679.2496 | 4.3439 | 676.3986 | 11.2135 | 679.5679 | 0.73357 | 679.5679 | 0.98989
| 679.4827 | 0.028818 | 679.8006 | 0.023019 | 676.7017 | 0.028275 | 671.92 | 0 | 679.8006 | 0.021397 | 679.8006 | 0.0041383 | 679.8006 | 0.0044666 | 688.0317 | 0.0090584 | 679.8006 | 0.0050372 |  |  | 679.4827 | 0.81082 | 679.8006 | 0.0056135 | 679.8006 | 2.4024 | 671.9205 | 0.10827 | 679.8006 | 0.09815 | 679.4827 | 4.2235 | 676.6286 | 11.4032 | 679.8006 | 0.75216 | 679.8006 | 1.0144
| 679.7158 | -0.036067 | 680.0333 | -0.02881 | 676.932 | -0.0075316 | 672.15 | 0 | 680.0333 | 0 | 680.0333 | -0.030642 | 680.0333 | -0.0013991 | 688.2631 | -0.0015419 | 680.0333 | 0 |  |  | 679.7158 | 0.79851 | 680.0333 | 0 | 680.0333 | 2.3881 | 672.1479 | 0.048408 | 680.0333 | 0.075707 | 679.7158 | 4.0328 | 676.8585 | 11.4845 | 680.0333 | 0.7679 | 680.0333 | 1.029
| 679.9488 | 0.017808 | 680.2661 | 0.014225 | 677.1623 | -0.0095583 | 672.38 | 0 | 680.2661 | 0.018189 | 680.2661 | 0.044712 | 680.2661 | 0.0053895 | 688.4945 | 0.0090309 | 680.2661 | 0.0051614 |  |  | 679.9488 | 0.80399 | 680.2661 | 0.0057342 | 680.2661 | 2.3564 | 672.3752 | 0.14398 | 680.2661 | 0.090369 | 679.9488 | 3.9198 | 677.0885 | 11.6657 | 680.2661 | 0.78531 | 680.2661 | 1.0543
| 680.1819 | -0.052664 | 680.4989 | -0.042067 | 677.3926 | 0.0087839 | 672.6 | 0 | 680.4989 | 0 | 680.4989 | 0.02521 | 680.4989 | -0.0046709 | 688.7259 | -0.0018648 | 680.4988 | 0 |  |  | 680.1819 | 0.78901 | 680.4989 | 0 | 680.4988 | 2.3665 | 672.6027 | 0.062265 | 680.4988 | 0.06643 | 680.1819 | 3.735 | 677.3185 | 11.7591 | 680.4989 | 0.79428 | 680.4989 | 1.0589
| 680.415 | 0.032621 | 680.7316 | 0.026057 | 677.6229 | -0.00040336 | 672.83 | 0 | 680.7316 | 0.0027986 | 680.7316 | 0.018862 | 680.7316 | 0.0013706 | 688.9573 | 0.0086174 | 680.7316 | 0.0054486 |  |  | 680.415 | 0.78205 | 680.7316 | 0.0052502 | 680.7316 | 2.3277 | 672.83 | 0.072542 | 680.7316 | 0.088275 | 680.415 | 3.6478 | 677.5485 | 11.9612 | 680.7316 | 0.81709 | 680.7316 | 1.0885
| 680.6481 | -0.04816 | 680.9644 | -0.038469 | 677.8533 | -0.016637 | 673.06 | 0 | 680.9644 | 0 | 680.9644 | -0.017729 | 680.9644 | -0.0011132 | 689.1887 | -0.0021278 | 680.9644 | 0 |  |  | 680.6481 | 0.78037 | 680.9644 | 0 | 680.9644 | 2.2871 | 673.0574 | 0.041303 | 680.9644 | 0.064037 | 680.6481 | 3.4454 | 677.7784 | 12.0282 | 680.9644 | 0.83512 | 680.9644 | 1.0925
| 680.8813 | 0.027622 | 681.1972 | 0.022064 | 678.0836 | 0.02115 | 673.28 | 0 | 681.1972 | 0.037679 | 681.1972 | 0.0046999 | 681.1972 | 0.0030262 | 689.4201 | 0.0091067 | 681.1972 | 0.0048251 |  |  | 680.8813 | 0.77892 | 681.1972 | 0.0025516 | 681.1972 | 2.3035 | 673.2849 | 0.093104 | 681.1972 | 0.086779 | 680.8813 | 3.3754 | 678.0084 | 12.2306 | 681.1972 | 0.84941 | 681.1972 | 1.1261
| 681.1144 | -0.062766 | 681.43 | -0.050136 | 678.314 | 0.0032283 | 673.51 | 0 | 681.43 | 0 | 681.43 | -0.0014202 | 681.43 | -0.0050015 | 689.6516 | -0.0010682 | 681.4301 | 0 |  |  | 681.1144 | 0.77605 | 681.43 | 0 | 681.4301 | 2.2464 | 673.5123 | 0.019353 | 681.4301 | 0.060446 | 681.1144 | 3.2381 | 678.2384 | 12.3035 | 681.43 | 0.86125 | 681.43 | 1.1335
| 681.3475 | 0.027771 | 681.6629 | 0.022183 | 678.5443 | 0.0067481 | 673.74 | 0 | 681.6628 | 0.032378 | 681.6628 | -0.0004464 | 681.6628 | 0.0027776 | 689.883 | 0.0078063 | 681.6628 | 0.0038782 |  |  | 681.3475 | 0.76793 | 681.6628 | 0.0078593 | 681.6628 | 2.2508 | 673.7397 | 0.060459 | 681.6628 | 0.076605 | 681.3475 | 3.1476 | 678.4684 | 12.4953 | 681.6628 | 0.88181 | 681.6628 | 1.1587
| 681.5807 | -0.035932 | 681.8957 | -0.028702 | 678.7747 | 0.0020732 | 673.97 | 0 | 681.8957 | 0 | 681.8957 | -0.028449 | 681.8957 | -0.0011152 | 690.1144 | -0.0012987 | 681.8957 | 0 |  |  | 681.5807 | 0.7582 | 681.8957 | 0 | 681.8957 | 2.2205 | 673.9672 | -0.011009 | 681.8957 | 0.05865 | 681.5807 | 2.9764 | 678.6985 | 12.5795 | 681.8957 | 0.89423 | 681.8957 | 1.1692
| 681.8138 | 0.0176 | 682.1285 | 0.014058 | 679.0051 | 0.003558 | 674.19 | 0 | 682.1285 | 0.038698 | 682.1285 | 0.006493 | 682.1285 | 0.001981 | 690.3459 | 0.0085784 | 682.1285 | 0.0027807 |  |  | 681.8138 | 0.76202 | 682.1285 | 0.001737 | 682.1285 | 2.2106 | 674.1946 | 0.053648 | 682.1285 | 0.079896 | 681.8138 | 2.9105 | 678.9285 | 12.7776 | 682.1285 | 0.91455 | 682.1285 | 1.2017
| 682.047 | -0.049711 | 682.3614 | -0.039708 | 679.2355 | 0.0033965 | 674.42 | 0 | 682.3614 | 0 | 682.3614 | -0.00072466 | 682.3614 | -0.003311 | 690.5773 | -0.0020479 | 682.3614 | 0.00048975 |  |  | 682.047 | 0.73912 | 682.3614 | 0 | 682.3614 | 2.1908 | 674.4221 | 0.079536 | 682.3614 | 0.05476 | 682.047 | 2.7765 | 679.1586 | 12.8451 | 682.3614 | 0.93669 | 682.3614 | 1.2066
| 682.2802 | 0.012601 | 682.5942 | 0.010066 | 679.4659 | 0.00070995 | 674.65 | 0 | 682.5942 | 0.025168 | 682.5942 | -0.01428 | 682.5942 | 0.0059269 | 690.8088 | 0.008159 | 682.5942 | 0.0053387 |  |  | 682.2802 | 0.74571 | 682.5942 | 0.0044262 | 682.5942 | 2.1719 | 674.6495 | 0.11674 | 682.5942 | 0.078699 | 682.2802 | 2.7346 | 679.3886 | 13.0523 | 682.5942 | 0.95255 | 682.5942 | 1.2408
| 682.5134 | -0.049654 | 682.8271 | -0.039663 | 679.6963 | -0.0018562 | 674.88 | 0 | 682.8271 | 0 | 682.8271 | -0.033026 | 682.8271 | -0.0021075 | 691.0403 | -0.0013632 | 682.8271 | 0 |  |  | 682.5134 | 0.73686 | 682.8271 | 0 | 682.8271 | 2.1466 | 674.877 | 0.065747 | 682.8271 | 0.056256 | 682.5134 | 2.5836 | 679.6187 | 13.1265 | 682.8271 | 0.97407 | 682.8271 | 1.2505
| 682.7466 | -0.0072936 | 683.06 | -0.005826 | 679.9267 | 0.0092457 | 675.1 | 0 | 683.06 | 0.0080486 | 683.06 | 0.0073171 | 683.06 | 0.0018298 | 691.2719 | 0.0081186 | 683.06 | 0.0024319 |  |  | 682.7466 | 0.73759 | 683.06 | 0.0038771 | 683.06 | 2.1442 | 675.1045 | 0.12805 | 683.06 | 0.071817 | 682.7466 | 2.496 | 679.8488 | 13.3323 | 683.06 | 0.99319 | 683.06 | 1.287
| 682.9798 | -0.045418 | 683.2929 | -0.036279 | 680.1571 | -0.0050908 | 675.33 | 0 | 683.2929 | 0 | 683.2929 | 0.0099901 | 683.2929 | -0.0045554 | 691.5034 | -0.0029207 | 683.2929 | 0 |  |  | 682.9798 | 0.7427 | 683.2929 | 0 | 683.2928 | 2.1304 | 675.332 | 0.043584 | 683.2929 | 0.04698 | 682.9798 | 2.4018 | 680.0789 | 13.404 | 683.2929 | 1.0145 | 683.2929 | 1.2998
| 683.213 | 0.050873 | 683.5258 | 0.040636 | 680.3875 | -0.0016336 | 675.56 | 0 | 683.5258 | 0.020917 | 683.5258 | -0.0047204 | 683.5258 | 0.0014733 | 691.7349 | 0.0088075 | 683.5258 | 0.0043173 |  |  | 683.213 | 0.73644 | 683.5258 | 0.0024325 | 683.5258 | 2.096 | 675.5594 | 0.15645 | 683.5258 | 0.069124 | 683.213 | 2.3698 | 680.309 | 13.5793 | 683.5258 | 1.0396 | 683.5258 | 1.3304
| 683.4462 | -0.090394 | 683.7587 | -0.072205 | 680.618 | 0.0069607 | 675.79 | 0 | 683.7587 | 0 | 683.7587 | 0.015465 | 683.7587 | -0.01041 | 691.9664 | -0.003553 | 683.7587 | 0 |  |  | 683.4462 | 0.71658 | 683.7587 | 0 | 683.7587 | 2.0777 | 675.787 | 0.019011 | 683.7587 | 0.041594 | 683.4462 | 2.2406 | 680.5391 | 13.6418 | 683.7587 | 1.0562 | 683.7587 | 1.3381
| 683.6795 | 0.014623 | 683.9916 | 0.01168 | 680.8484 | 0.017574 | 676.01 | 0 | 683.9916 | 0.02596 | 683.9916 | 0.009472 | 683.9916 | 0.0017079 | 692.1979 | 0.0083162 | 683.9916 | 0.0037294 |  |  | 683.6795 | 0.73041 | 683.9916 | 0.0061994 | 683.9916 | 2.0671 | 676.0145 | 0.09866 | 683.9916 | 0.064934 | 683.6795 | 2.203 | 680.7692 | 13.8276 | 683.9916 | 1.0848 | 683.9916 | 1.3787
| 683.9127 | -0.073389 | 684.2245 | -0.058622 | 681.0789 | -0.012102 | 676.24 | 0 | 684.2245 | 0 | 684.2245 | -0.01561 | 684.2245 | -0.003436 | 692.4294 | -0.0023594 | 684.2246 | 0 |  |  | 683.9127 | 0.70975 | 684.2245 | 0 | 684.2245 | 2.0501 | 676.242 | 0.064942 | 684.2246 | 0.046082 | 683.9127 | 2.0959 | 680.9993 | 13.8645 | 684.2245 | 1.1007 | 684.2245 | 1.3884
| 684.146 | 0.013185 | 684.4575 | 0.010532 | 681.3094 | 0.013928 | 676.47 | 0.24111 | 684.4575 | 0.0077739 | 684.4575 | 0.038565 | 684.4575 | 0.0032443 | 692.661 | 0.0086791 | 684.4575 | 0.0036865 |  |  | 684.146 | 0.71409 | 684.4575 | 0.0040492 | 684.4575 | 2.0302 | 676.4695 | 0.11274 | 684.4575 | 0.065234 | 684.146 | 2.0278 | 681.2294 | 14.0546 | 684.4575 | 1.1128 | 684.4575 | 1.4193
| 684.3793 | -0.04671 | 684.6904 | -0.037311 | 681.5399 | -0.019302 | 676.7 | 0 | 684.6904 | 0 | 684.6904 | -0.012942 | 684.6904 | -0.00046122 | 692.8926 | -0.0025785 | 684.6904 | 0.00035291 |  |  | 684.3793 | 0.70133 | 684.6904 | 0 | 684.6904 | 1.9857 | 676.6971 | 0.002707 | 684.6904 | 0.036806 | 684.3793 | 1.9189 | 681.4596 | 14.0646 | 684.6904 | 1.1373 | 684.6904 | 1.4311
| 684.6125 | 0.056127 | 684.9234 | 0.044833 | 681.7703 | 0.011518 | 676.92 | 0 | 684.9234 | 0.015791 | 684.9234 | 0.026986 | 684.9234 | 0.0034759 | 693.1241 | 0.0066072 | 684.9234 | 0.0047465 |  |  | 684.6125 | 0.70384 | 684.9234 | 0.0076775 | 684.9234 | 1.9676 | 676.9246 | 0.071539 | 684.9234 | 0.06284 | 684.6125 | 1.8692 | 681.6897 | 14.2351 | 684.9234 | 1.1528 | 684.9234 | 1.4611
| 684.8458 | -0.076618 | 685.1563 | -0.061201 | 682.0008 | -0.012021 | 677.15 | 0 | 685.1564 | 0 | 685.1564 | 0.0068853 | 685.1564 | -0.003623 | 693.3557 | -0.0031322 | 685.1564 | 0 |  |  | 684.8458 | 0.68967 | 685.1564 | 0 | 685.1564 | 1.9512 | 677.1522 | 0.070259 | 685.1564 | 0.035609 | 684.8458 | 1.7812 | 681.9199 | 14.2356 | 685.1564 | 1.1755 | 685.1564 | 1.4757
| 685.0791 | 0.029308 | 685.3893 | 0.023411 | 682.2314 | 0.0067912 | 677.38 | 0 | 685.3893 | 0.016062 | 685.3893 | 0.029078 | 685.3893 | 0.0042883 | 693.5873 | 0.0071545 | 685.3893 | 0.0046829 |  |  | 685.0791 | 0.69386 | 685.3893 | 0.0056142 | 685.3893 | 1.9499 | 677.3798 | 0.080245 | 685.3893 | 0.055957 | 685.0791 | 1.765 | 682.15 | 14.3569 | 685.3893 | 1.2036 | 685.3893 | 1.5089
| 685.3124 | -0.041579 | 685.6223 | -0.033212 | 682.4619 | -0.002622 | 677.61 | 0 | 685.6223 | 0 | 685.6223 | 0.012285 | 685.6223 | -0.0022891 | 693.8189 | -0.0018318 | 685.6223 | 0 |  |  | 685.3124 | 0.68895 | 685.6223 | 0 | 685.6223 | 1.9219 | 677.6074 | 0.025606 | 685.6223 | 0.030223 | 685.3124 | 1.6513 | 682.3802 | 14.3472 | 685.6223 | 1.2245 | 685.6223 | 1.5162
| 685.5458 | 0.0081712 | 685.8553 | 0.006527 | 682.6924 | 0.016971 | 677.83 | 0 | 685.8553 | 0.026753 | 685.8553 | 0.018996 | 685.8553 | -0.001908 | 694.0505 | 0.0090313 | 685.8554 | 0.004754 |  |  | 685.5458 | 0.68686 | 685.8553 | 0.0067833 | 685.8553 | 1.9111 | 677.835 | 0.072508 | 685.8554 | 0.061044 | 685.5458 | 1.6248 | 682.6104 | 14.4592 | 685.8553 | 1.2476 | 685.8553 | 1.55
| 685.7791 | -0.067594 | 686.0883 | -0.053993 | 682.9229 | 0.0035943 | 678.06 | 0 | 686.0883 | 0 | 686.0883 | -0.0036919 | 686.0883 | -0.0041755 | 694.2822 | -0.0040306 | 686.0883 | 0 |  |  | 685.7791 | 0.67768 | 686.0883 | 0 | 686.0883 | 1.8873 | 678.0626 | 0.080573 | 686.0883 | 0.034412 | 685.7791 | 1.5559 | 682.8406 | 14.4144 | 686.0883 | 1.2765 | 686.0883 | 1.5814
| 686.0124 | 0.062078 | 686.3214 | 0.049587 | 683.1535 | 0.0021555 | 678.29 | 0 | 686.3214 | 0.026567 | 686.3214 | 0.010013 | 686.3214 | 0.0021054 | 694.5138 | 0.0084606 | 686.3214 | 0.0037788 |  |  | 686.0124 | 0.68428 | 686.3214 | 0.0056257 | 686.3214 | 1.875 | 678.2902 | 0.085096 | 686.3214 | 0.056556 | 686.0124 | 1.5416 | 683.0709 | 14.498 | 686.3214 | 1.3009 | 686.3214 | 1.6198
| 686.2458 | -0.069152 | 686.5544 | -0.055237 | 683.384 | -0.0054329 | 678.52 | 0 | 686.5544 | 0 | 686.5544 | 0.020101 | 686.5544 | -0.0031558 | 694.7454 | -0.0021768 | 686.5544 | 0 |  |  | 686.2458 | 0.67085 | 686.5544 | 0 | 686.5544 | 1.873 | 678.5178 | 0.00062826 | 686.5544 | 0.026693 | 686.2458 | 1.4576 | 683.3011 | 14.384 | 686.5544 | 1.3261 | 686.5544 | 1.6415
| 686.4791 | 0.038648 | 686.7874 | 0.030871 | 683.6146 | 0.003332 | 678.75 | 0 | 686.7874 | 0.027982 | 686.7874 | 0.0050244 | 686.7874 | 0.0033275 | 694.9771 | 0.008095 | 686.7874 | 0.0054319 |  |  | 686.4791 | 0.6713 | 686.7874 | 0.0066425 | 686.7874 | 1.8462 | 678.7454 | 0.039934 | 686.7874 | 0.052965 | 686.4791 | 1.4426 | 683.5313 | 14.4367 | 686.7874 | 1.3509 | 686.7874 | 1.6693
| 686.7125 | -0.046823 | 687.0205 | -0.037401 | 683.8452 | -0.009101 | 678.97 | 0 | 687.0205 | 0 | 687.0205 | -0.001676 | 687.0205 | -0.0050945 | 695.2087 | -0.0016843 | 687.0205 | 0 |  |  | 686.7125 | 0.65524 | 687.0205 | 0 | 687.0205 | 1.8303 | 678.973 | 0.038677 | 687.0205 | 0.03142 | 686.7125 | 1.3616 | 683.7615 | 14.3235 | 687.0205 | 1.3753 | 687.0205 | 1.6823
| 686.9459 | 0.070589 | 687.2536 | 0.056385 | 684.0758 | -0.011122 | 679.2 | 0 | 687.2536 | 0.027986 | 687.2536 | 0.04246 | 687.2536 | 0.0079231 | 695.4404 | 0.0084118 | 687.2535 | 0.0068635 |  |  | 686.9459 | 0.66315 | 687.2536 | 0.0077565 | 687.2535 | 1.8077 | 679.2007 | 0.1204 | 687.2535 | 0.056556 | 686.9459 | 1.3686 | 683.9918 | 14.3287 | 687.2536 | 1.4103 | 687.2536 | 1.7305
| 687.1793 | -0.033637 | 687.4866 | -0.026869 | 684.3064 | 0.0055187 | 679.43 | 0 | 687.4866 | 0 | 687.4866 | -0.021278 | 687.4866 | -0.0026949 | 695.6721 | 0.0078465 | 687.4866 | 0 |  |  | 687.1793 | 0.64455 | 687.4866 | 0 | 687.4866 | 1.7893 | 679.4283 | -0.024326 | 687.4866 | 0.029038 | 687.1793 | 1.2802 | 684.222 | 14.1725 | 687.4866 | 1.4294 | 687.4866 | 1.7383
| 687.4127 | 0.019443 | 687.7197 | 0.01553 | 684.537 | 0.023293 | 679.66 | 0 | 687.7197 | 0.041478 | 687.7197 | 0.019355 | 687.7197 | 0.0033355 | 695.9038 | -0.0036092 | 687.7197 | 0.0037739 |  |  | 687.4127 | 0.64806 | 687.7197 | 0.0021835 | 687.7197 | 1.7604 | 679.656 | 0.11551 | 687.7197 | 0.054162 | 687.4127 | 1.2615 | 684.4523 | 14.1505 | 687.7197 | 1.4649 | 687.7197 | 1.7731
| 687.6461 | -0.057837 | 687.9528 | -0.046199 | 684.7676 | -0.012685 | 679.88 | 0 | 687.9528 | 0 | 687.9528 | -0.018397 | 687.9528 | -0.0030133 | 696.1355 | 0.0068928 | 687.9528 | 0 |  |  | 687.6461 | 0.6348 | 687.9528 | 0 | 687.9528 | 1.752 | 679.8837 | 0.027727 | 687.9528 | 0.026159 | 687.6461 | 1.2103 | 684.6826 | 13.9504 | 687.9528 | 1.4883 | 687.9528 | 1.789
| 687.8795 | 0.046001 | 688.1859 | 0.036744 | 684.9982 | 0.02341 | 680.11 | 0 | 688.1859 | 0.042089 | 688.1859 | 0.013698 | 688.1859 | 0.0044679 | 696.3672 | -0.0036535 | 688.1859 | 0.0041803 |  |  | 687.8795 | 0.64277 | 688.1859 | 0.005924 | 688.1859 | 1.729 | 680.1113 | 0.093688 | 688.1859 | 0.052666 | 687.8795 | 1.1978 | 684.9129 | 13.8783 | 688.1859 | 1.5195 | 688.1859 | 1.841
| 688.1129 | -0.031905 | 688.419 | -0.025485 | 685.2288 | -0.010362 | 680.34 | 0 | 688.419 | 0 | 688.419 | -0.015032 | 688.419 | -0.0022611 | 696.5989 | 0.0074394 | 688.419 | 0 |  |  | 688.1129 | 0.62473 | 688.419 | 0 | 688.419 | 1.7146 | 680.3391 | -0.0091365 | 688.419 | 0.02324 | 688.1129 | 1.1212 | 685.1432 | 13.6424 | 688.419 | 1.5392 | 688.419 | 1.8486
| 688.3464 | 0.051906 | 688.6522 | 0.041462 | 685.4595 | -0.010652 | 680.57 | 0 | 688.6522 | 0.019223 | 688.6522 | -0.021584 | 688.6522 | 0.0062416 | 696.8307 | -0.0030113 | 688.6522 | 0.0055629 |  |  | 688.3464 | 0.63297 | 688.6522 | 0.0038244 | 688.6522 | 1.7177 | 680.5667 | 0.095177 | 688.6522 | 0.043689 | 688.3464 | 1.1271 | 685.3735 | 13.5026 | 688.6522 | 1.5722 | 688.6522 | 1.886
| 688.5798 | -0.07186 | 688.8853 | -0.0574 | 685.6901 | 0.012744 | 680.79 | 0 | 688.8853 | 0 | 688.8853 | -0.0084518 | 688.8853 | -0.0032453 | 697.0624 | 0.006599 | 688.8853 | 0 |  |  | 688.5798 | 0.61645 | 688.8853 | 0 | 688.8853 | 1.6707 | 680.7944 | 0.030099 | 688.8853 | 0.02663 | 688.5798 | 1.0458 | 685.6038 | 13.2527 | 688.8853 | 1.5963 | 688.8853 | 1.9119
| 688.8133 | 0.010563 | 689.1184 | 0.0084373 | 685.9208 | 0.00015114 | 681.02 | 0 | 689.1184 | 0.021544 | 689.1184 | 0.023911 | 689.1184 | 0.00321 | 697.2941 | -0.0022843 | 689.1185 | 0.002799 |  |  | 688.8133 | 0.62935 | 689.1184 | 0.0036396 | 689.1185 | 1.6783 | 681.0222 | 0.045086 | 689.1185 | 0.045185 | 688.8133 | 1.0649 | 685.8341 | 13.0876 | 689.1184 | 1.6209 | 689.1184 | 1.9517
| 689.0467 | -0.11044 | 689.3516 | -0.088217 | 686.1514 | 0.0068396 | 681.25 | 0 | 689.3516 | 0 | 689.3516 | 0.0019794 | 689.3516 | -0.0084736 | 697.5259 | 0.0076718 | 689.3516 | 0 |  |  | 689.0468 | 0.61821 | 689.3516 | 0 | 689.3516 | 1.6421 | 681.2499 | 0.018068 | 689.3516 | 0.02018 | 689.0467 | 0.99496 | 686.0645 | 12.7858 | 689.3516 | 1.6657 | 689.3516 | 1.9822
| 689.2802 | -0.0084207 | 689.5848 | -0.0067263 | 686.3821 | 0.010032 | 681.48 | 0 | 689.5848 | 0.0097308 | 689.5848 | 0.023973 | 689.5848 | -0.00032733 | 697.7577 | -0.0028452 | 689.5848 | 0.0049575 |  |  | 689.2802 | 0.62037 | 689.5848 | 0.0056514 | 689.5848 | 1.6249 | 681.4776 | 0.032403 | 689.5848 | 0.040696 | 689.2802 | 1.0038 | 686.2948 | 12.6022 | 689.5848 | 1.6978 | 689.5848 | 2.0172
| 689.5137 | -0.043201 | 689.8179 | -0.034508 | 686.6128 | 0.0090153 | 681.71 | 0 | 689.8179 | 0 | 689.8179 | 2.3258e-05 | 689.8179 | -0.0032291 | 697.9894 | 0.0078407 | 689.8179 | 0 |  |  | 689.5137 | 0.61918 | 689.8179 | 0 | 689.8179 | 1.6069 | 681.7053 | 0.019018 | 689.8179 | 0.0215 | 689.5137 | 0.93459 | 686.5251 | 12.2679 | 689.8179 | 1.7289 | 689.8179 | 2.0474
| 689.7472 | 0.0426 | 690.0511 | 0.034028 | 686.8435 | 0.018253 | 681.93 | 0 | 690.0511 | 0.011829 | 690.0511 | 0.0068494 | 690.0511 | 0.00020884 | 698.2213 | -0.0025013 | 690.0512 | 0.0044792 |  |  | 689.7472 | 0.613 | 690.0511 | 0.0027841 | 690.0511 | 1.621 | 681.9331 | 0.056292 | 690.0512 | 0.043689 | 689.7472 | 0.93974 | 686.7555 | 12.0583 | 690.0511 | 1.7623 | 690.0511 | 2.0891
| 689.9807 | -0.082643 | 690.2843 | -0.066014 | 687.0742 | -0.020701 | 682.16 | 0 | 690.2843 | 0 | 690.2843 | 0.0054753 | 690.2843 | -0.0037821 | 698.4531 | 0.0088776 | 690.2843 | 0 |  |  | 689.9807 | 0.59705 | 690.2843 | 0 | 690.2843 | 1.5838 | 682.1608 | 0.016429 | 690.2843 | 0.016163 | 689.9807 | 0.88453 | 686.9859 | 11.6995 | 690.2843 | 1.7895 | 690.2843 | 2.1123
| 690.2142 | 0.018549 | 690.5175 | 0.014817 | 687.3049 | 0.022829 | 682.39 | 0 | 690.5175 | 0.027729 | 690.5175 | 0.006837 | 690.5175 | 0.00034537 | 698.6849 | -0.0037508 | 690.5175 | 0.0047361 |  |  | 690.2142 | 0.60629 | 690.5175 | 0.0049197 | 690.5175 | 1.5839 | 682.3886 | 0.10822 | 690.5175 | 0.044885 | 690.2142 | 0.9033 | 687.2163 | 11.4534 | 690.5175 | 1.8275 | 690.5175 | 2.1514
| 690.4478 | -0.065658 | 690.7507 | -0.052447 | 687.5357 | 0.0084737 | 682.62 | 0 | 690.7507 | 0 | 690.7507 | -8.3624e-05 | 690.7507 | -0.0051961 | 698.9167 | 0.0073813 | 690.7507 | 0 |  |  | 690.4478 | 0.59722 | 690.7507 | 0 | 690.7507 | 1.5645 | 682.6164 | -0.00068108 | 690.7507 | 0.019004 | 690.4478 | 0.82858 | 687.4467 | 11.0722 | 690.7507 | 1.8604 | 690.7507 | 2.1789
| 690.6813 | 0.047756 | 690.984 | 0.038147 | 687.7664 | 0.010096 | 682.84 | 0 | 690.984 | 0.030458 | 690.984 | 0.022196 | 690.984 | 0.0034243 | 699.1485 | -0.0026116 | 690.984 | 0.0033901 |  |  | 690.6813 | 0.59712 | 690.984 | 0.005204 | 690.9839 | 1.5519 | 682.8442 | 0.044729 | 690.984 | 0.040995 | 690.6813 | 0.84698 | 687.6771 | 10.8201 | 690.984 | 1.888 | 690.984 | 2.2231
| 690.9149 | -0.062577 | 691.2172 | -0.049986 | 687.9971 | -0.006711 | 683.07 | 0 | 691.2172 | 0 | 691.2172 | 0.0063352 | 691.2172 | -0.003404 | 699.3804 | 0.0068896 | 691.2172 | 0 |  |  | 690.9149 | 0.57795 | 691.2172 | 0 | 691.2172 | 1.5256 | 683.072 | -0.023081 | 691.2172 | 0.018251 | 690.9149 | 0.78146 | 687.9075 | 10.4574 | 691.2172 | 1.9199 | 691.2172 | 2.2448
| 691.1484 | 0.021142 | 691.4505 | 0.016888 | 688.2279 | 0.0037259 | 683.3 | 0 | 691.4505 | 0.035588 | 691.4505 | 0.024722 | 691.4505 | 0.0016295 | 699.6122 | -0.0019489 | 691.4504 | 0.0027454 |  |  | 691.1484 | 0.58578 | 691.4505 | 0.00040463 | 691.4504 | 1.5227 | 683.2998 | 0.085377 | 691.4504 | 0.045185 | 691.1484 | 0.78846 | 688.1379 | 10.2002 | 691.4505 | 1.9535 | 691.4505 | 2.2787
| 691.382 | -0.062306 | 691.6837 | -0.049769 | 688.4587 | -0.012328 | 683.53 | 0 | 691.6837 | 0 | 691.6837 | -0.018644 | 691.6837 | -0.0026599 | 699.8441 | 0.0072596 | 691.6837 | 0 |  |  | 691.382 | 0.57718 | 691.6837 | 0 | 691.6837 | 1.5031 | 683.5276 | -0.050033 | 691.6837 | 0.016351 | 691.382 | 0.72956 | 688.3683 | 9.8183 | 691.6837 | 1.9872 | 691.6837 | 2.3024
| 691.6156 | 0.019069 | 691.917 | 0.015232 | 688.6894 | 0.026291 | 683.76 | 0 | 691.917 | 0.02264 | 691.917 | 0.0037321 | 691.917 | 0.0025627 | 700.0759 | -0.0019238 | 691.917 | 0.0022835 |  |  | 691.6156 | 0.58533 | 691.917 | 0.0069266 | 691.917 | 1.4942 | 683.7554 | 0.05865 | 691.917 | 0.041594 | 691.6156 | 0.74723 | 688.5988 | 9.5366 | 691.917 | 2.0216 | 691.917 | 2.3465
| 691.8492 | -0.083338 | 692.1503 | -0.066569 | 688.9202 | -0.0081673 | 683.98 | 0 | 692.1503 | 0 | 692.1503 | -0.023895 | 692.1503 | -0.0039902 | 700.3078 | 0.0058398 | 692.1503 | 0 |  |  | 691.8491 | 0.56142 | 692.1503 | 0 | 692.1503 | 1.4607 | 683.9832 | 0.0032475 | 692.1503 | 0.011731 | 691.8492 | 0.68355 | 688.8292 | 9.1637 | 692.1503 | 2.0581 | 692.1503 | 2.3829
| 692.0827 | 0.035773 | 692.3835 | 0.028575 | 689.151 | 0.011752 | 684.21 | 0 | 692.3835 | 0.023602 | 692.3835 | 0.040958 | 692.3835 | 0.00080774 | 700.5397 | -0.0029632 | 692.3835 | 0.0038337 |  |  | 692.0827 | 0.57727 | 692.3835 | 0.0074469 | 692.3835 | 1.46 | 684.2111 | 0.0535 | 692.3835 | 0.039499 | 692.0827 | 0.71226 | 689.0597 | 8.8964 | 692.3835 | 2.0941 | 692.3835 | 2.4278
| 692.3164 | -0.080782 | 692.6168 | -0.064527 | 689.3818 | -0.015314 | 684.44 | 0 | 692.6168 | 0 | 692.6168 | 0.0014755 | 692.6168 | -0.0061271 | 700.7715 | 0.0076416 | 692.6168 | 0 |  |  | 692.3164 | 0.55903 | 692.6168 | 0 | 692.6168 | 1.436 | 684.4389 | 0.013613 | 692.6168 | 0.016444 | 692.3164 | 0.65484 | 689.2902 | 8.5239 | 692.6168 | 2.1328 | 692.6168 | 2.4484
| 692.55 | 0.026839 | 692.8501 | 0.021439 | 689.6126 | 0.010658 | 684.67 | 0 | 692.8501 | 0.022234 | 692.8501 | 0.023691 | 692.8501 | 0.0023321 | 701.0035 | -0.0038226 | 692.8502 | 0.0032004 |  |  | 692.55 | 0.56679 | 692.8501 | 0.0027091 | 692.8502 | 1.4275 | 684.6668 | 0.062146 | 692.8502 | 0.037405 | 692.55 | 0.65889 | 689.5206 | 8.2648 | 692.8501 | 2.1692 | 692.8501 | 2.5089
| 692.7836 | -0.073093 | 693.0835 | -0.058386 | 689.8434 | 0.0027659 | 684.89 | 0 | 693.0835 | 0 | 693.0835 | -0.010165 | 693.0835 | -0.0032717 | 701.2354 | 0.0075739 | 693.0834 | 0 |  |  | 692.7836 | 0.5458 | 693.0835 | 0 | 693.0834 | 1.4078 | 684.8947 | 0.1244 | 693.0834 | 0.012652 | 692.7836 | 0.61545 | 689.7512 | 7.914 | 693.0835 | 2.2162 | 693.0835 | 2.5398
| 693.0172 | 0.06315 | 693.3168 | 0.050443 | 690.0743 | 0.019892 | 685.12 | 0 | 693.3168 | 0.023729 | 693.3168 | 0.001394 | 693.3168 | 0.0017084 | 701.4673 | -0.0029822 | 693.3168 | 0.0057951 |  |  | 693.0172 | 0.55862 | 693.3168 | 0.0070241 | 693.3168 | 1.4015 | 685.1226 | 0.089122 | 693.3168 | 0.035011 | 693.0172 | 0.64416 | 689.9816 | 7.6544 | 693.3168 | 2.2571 | 693.3168 | 2.6004
| 693.2509 | -0.095982 | 693.5501 | -0.076668 | 690.3051 | 0.010073 | 685.35 | 0 | 693.5501 | 0 | 693.5501 | -0.0049103 | 693.5501 | -0.0066411 | 701.6993 | 0.0078644 | 693.5501 | 0 |  |  | 693.2509 | 0.54267 | 693.5501 | 0 | 693.5501 | 1.3893 | 685.3504 | -0.016178 | 693.5501 | 0.0082097 | 693.2509 | 0.59521 | 690.2122 | 7.3105 | 693.5501 | 2.2927 | 693.5501 | 2.6248
| 693.4845 | -0.0066573 | 693.7835 | -0.0053177 | 690.5359 | 0.0048914 | 685.58 | 0 | 693.7835 | 0.014314 | 693.7835 | 0.011438 | 693.7835 | 0.002508 | 701.9312 | -0.0039064 | 693.7835 | 0.0022179 |  |  | 693.4845 | 0.54659 | 693.7835 | 0.0015855 | 693.7835 | 1.38 | 685.5783 | 0.04885 | 693.7835 | 0.037105 | 693.4845 | 0.59815 | 690.4427 | 7.072 | 693.7835 | 2.3326 | 693.7835 | 2.6747
| 693.7182 | -0.065961 | 694.0168 | -0.052688 | 690.7668 | -0.027779 | 685.81 | 0 | 694.0168 | 0 | 694.0168 | -0.01708 | 694.0168 | -0.0046413 | 702.1631 | 0.0070702 | 694.0168 | 0 |  |  | 693.7182 | 0.53273 | 694.0168 | 0 | 694.0168 | 1.3565 | 685.8062 | -0.020677 | 694.0168 | 0.013705 | 693.7182 | 0.54735 | 690.6732 | 6.753 | 694.0168 | 2.3703 | 694.0168 | 2.7104
| 693.9519 | 0.063356 | 694.2502 | 0.050608 | 690.9977 | -0.0059752 | 686.03 | 0 | 694.2502 | 0.031584 | 694.2502 | 0.020503 | 694.2502 | 0.0029972 | 702.3951 | -0.0035645 | 694.2502 | 0.0047565 |  |  | 693.9519 | 0.54791 | 694.2502 | 0.0081651 | 694.2502 | 1.346 | 686.0341 | -0.0066017 | 694.2502 | 0.030821 | 693.9519 | 0.56429 | 690.9037 | 6.5168 | 694.2502 | 2.4011 | 694.2502 | 2.7549
| 694.1856 | -0.079619 | 694.4836 | -0.063598 | 691.2285 | -0.021599 | 686.26 | 0 | 694.4836 | 0 | 694.4836 | -0.016931 | 694.4836 | -0.0044382 | 702.6271 | 0.0073669 | 694.4836 | 0 |  |  | 694.1856 | 0.53411 | 694.4836 | 0 | 694.4836 | 1.3195 | 686.262 | 0.0096275 | 694.4836 | 0.010274 | 694.1856 | 0.50355 | 691.1343 | 6.2188 | 694.4836 | 2.4363 | 694.4836 | 2.7835
| 694.4193 | -0.00032974 | 694.717 | -0.00026339 | 691.4594 | 0.021114 | 686.49 | 0 | 694.717 | 0.014897 | 694.717 | 0.021781 | 694.717 | 0.0012295 | 702.8591 | -0.00261 | 694.717 | 0.0016855 |  |  | 694.4193 | 0.52833 | 694.717 | 0.0018277 | 694.717 | 1.3142 | 686.49 | 0.11535 | 694.717 | 0.034711 | 694.4193 | 0.5341 | 691.3648 | 6.0035 | 694.717 | 2.4699 | 694.717 | 2.8385
| 694.653 | -0.076233 | 694.9504 | -0.060893 | 691.6903 | 0.00093958 | 686.72 | 0 | 694.9504 | 0 | 694.9504 | -0.013107 | 694.9504 | -0.0049563 | 703.0911 | 0.008761 | 694.9504 | 0 |  |  | 694.653 | 0.52228 | 694.9504 | 0 | 694.9504 | 1.3035 | 686.7179 | 0.049891 | 694.9504 | 0.0083712 | 694.653 | 0.47337 | 691.5954 | 5.7299 | 694.9504 | 2.5122 | 694.9504 | 2.8664
| 694.8867 | 0.036991 | 695.1838 | 0.029548 | 691.9212 | 0.01719 | 686.95 | 0 | 695.1838 | 0.027982 | 695.1838 | 0.011236 | 695.1838 | 0.0020575 | 703.3231 | -0.0041662 | 695.1838 | 0.0046497 |  |  | 694.8867 | 0.53324 | 695.1838 | 0.0038867 | 695.1838 | 1.3055 | 686.9459 | 0.052754 | 695.1838 | 0.026234 | 694.8867 | 0.49545 | 691.826 | 5.531 | 695.1838 | 2.5624 | 695.1838 | 2.9432
| 695.1204 | -0.12158 | 695.4172 | -0.09712 | 692.1521 | 0.0058963 | 687.17 | 0 | 695.4172 | 0 | 695.4172 | -0.023461 | 695.4172 | -0.0042669 | 703.5551 | 0.0073935 | 695.4172 | 0 |  |  | 695.1204 | 0.52081 | 695.4172 | 0 | 695.4172 | 1.275 | 687.1738 | 0.0061536 | 695.4172 | 0.004804 | 695.1204 | 0.46122 | 692.0566 | 5.2794 | 695.4172 | 2.6128 | 695.4172 | 2.9705
| 695.3541 | 0.019413 | 695.6506 | 0.015507 | 692.383 | 0.0082418 | 687.4 | 0 | 695.6506 | 0.037501 | 695.6506 | 0.018608 | 695.6506 | 0.0016592 | 703.7871 | -0.0024118 | 695.6506 | 0.0017408 |  |  | 695.3541 | 0.52739 | 695.6506 | 0.0029409 | 695.6506 | 1.2691 | 687.4017 | 0.021306 | 695.6506 | 0.032617 | 695.3541 | 0.47226 | 692.2872 | 5.0914 | 695.6506 | 2.6545 | 695.6506 | 3.0328
| 695.5879 | -0.054322 | 695.8841 | -0.043391 | 692.614 | -0.021224 | 687.63 | 0 | 695.8841 | 0 | 695.8841 | 0.0037206 | 695.8841 | -0.004174 | 704.0191 | 0.0065073 | 695.8841 | 0 |  |  | 695.5879 | 0.5135 | 695.8841 | 0 | 695.8841 | 1.2609 | 687.6298 | -0.020066 | 695.8841 | 0.0046897 | 695.5879 | 0.42257 | 692.5178 | 4.8607 | 695.8841 | 2.6948 | 695.8841 | 3.0737
| 695.8216 | 0.041522 | 696.1175 | 0.033167 | 692.8449 | 0.010856 | 687.86 | 0 | 696.1175 | 0.026351 | 696.1175 | 0.026207 | 696.1175 | -0.00064395 | 704.2512 | -0.0027893 | 696.1175 | 0.0031866 |  |  | 695.8216 | 0.51552 | 696.1175 | 0.0072639 | 696.1175 | 1.2484 | 687.8577 | 0.089859 | 696.1175 | 0.031719 | 695.8216 | 0.44318 | 692.7484 | 4.6884 | 696.1175 | 2.7277 | 696.1175 | 3.1168
| 696.0554 | -0.083334 | 696.351 | -0.066566 | 693.0759 | -0.010879 | 688.09 | 0 | 696.351 | 0 | 696.351 | -0.019617 | 696.351 | -0.0069478 | 704.4832 | 0.0072276 | 696.351 | 0 |  |  | 696.0554 | 0.50933 | 696.351 | 0 | 696.351 | 1.2391 | 688.0857 | -0.0064879 | 696.351 | 0.0030809 | 696.0554 | 0.40674 | 692.979 | 4.4704 | 696.351 | 2.7616 | 696.351 | 3.15
| 696.2892 | 0.025441 | 696.5844 | 0.020322 | 693.3068 | 0.008573 | 688.31 | 0 | 696.5844 | 0.020986 | 696.5844 | -0.002503 | 696.5844 | 0.0012466 | 704.7153 | -0.0022864 | 696.5845 | 0.0027364 |  |  | 696.2892 | 0.49545 | 696.5844 | 0.0058351 | 696.5845 | 1.2264 | 688.3137 | 0.027988 | 696.5845 | 0.026031 | 696.2892 | 0.42441 | 693.2097 | 4.3212 | 696.5844 | 2.8006 | 696.5844 | 3.2068
| 696.523 | -0.043774 | 696.8179 | -0.034966 | 693.5378 | 0.0011521 | 688.54 | 0 | 696.8179 | 0 | 696.8179 | -0.037329 | 696.8179 | -0.0055826 | 704.9473 | 0.0083935 | 696.8179 | 0 |  |  | 696.523 | 0.50076 | 696.8179 | 0 | 696.8179 | 1.2072 | 688.5417 | -0.0074344 | 696.8179 | 0.0075309 | 696.523 | 0.39165 | 693.4403 | 4.1213 | 696.8179 | 2.838 | 696.8179 | 3.2469
| 696.7568 | 0.035837 | 697.0514 | 0.028626 | 693.7688 | 0.01158 | 688.77 | 0 | 697.0514 | 0.030324 | 697.0514 | 0.031239 | 697.0514 | 0.0029467 | 705.1794 | -0.0034087 | 697.0514 | 0.0060319 |  |  | 696.7567 | 0.5067 | 697.0514 | 0.00483 | 697.0514 | 1.2122 | 688.7697 | 0.12549 | 697.0514 | 0.029226 | 696.7568 | 0.41521 | 693.671 | 3.983 | 697.0514 | 2.8799 | 697.0514 | 3.3129
| 696.9905 | -0.058679 | 697.2849 | -0.046872 | 693.9998 | 0.020335 | 689 | 0 | 697.2849 | 0 | 697.2849 | 0.010554 | 697.2849 | -0.0051323 | 705.4115 | 0.0072103 | 697.2849 | 0 |  |  | 696.9905 | 0.49486 | 697.2849 | 0 | 697.2849 | 1.1851 | 688.9977 | -0.041661 | 697.2849 | 0.0012276 | 696.9905 | 0.35521 | 693.9016 | 3.7927 | 697.2849 | 2.9165 | 697.2849 | 3.3532
| 697.2244 | 0.015911 | 697.5184 | 0.012709 | 694.2308 | 0.01714 | 689.23 | 0 | 697.5184 | 0.028255 | 697.5184 | 0.002643 | 697.5184 | 1.6605e-05 | 705.6436 | -0.0023928 | 697.5184 | 0.0019189 |  |  | 697.2244 | 0.48776 | 697.5184 | 0.0042589 | 697.5184 | 1.1876 | 689.2258 | 0.072214 | 697.5184 | 0.026557 | 697.2244 | 0.37545 | 694.1323 | 3.6715 | 697.5184 | 2.9565 | 697.5184 | 3.4226
| 697.4582 | -0.090198 | 697.7519 | -0.072048 | 694.4618 | 0.010407 | 689.45 | 0 | 697.7519 | 0 | 697.7519 | 0.034372 | 697.7519 | -0.0039316 | 705.8757 | 0.0067874 | 697.7519 | 0 |  |  | 697.4582 | 0.49285 | 697.7519 | 0 | 697.752 | 1.1579 | 689.4538 | 0.064356 | 697.7519 | 0.0059182 | 697.4582 | 0.32392 | 694.363 | 3.5016 | 697.7519 | 2.9961 | 697.7519 | 3.4495
| 697.692 | 0.047185 | 697.9855 | 0.037691 | 694.6928 | 0.0067192 | 689.68 | 0 | 697.9855 | 0.007946 | 697.9855 | -0.008286 | 697.9855 | 0.0026981 | 706.1078 | -0.0022325 | 697.9855 | 0.0029927 |  |  | 697.692 | 0.49051 | 697.9855 | 0.0083861 | 697.9855 | 1.1633 | 689.6819 | 0.075323 | 697.9855 | 0.027598 | 697.692 | 0.34822 | 694.5936 | 3.3823 | 697.9855 | 3.0175 | 697.9855 | 3.5183
| 697.9259 | -0.067723 | 698.219 | -0.054096 | 694.9238 | 0.004849 | 689.91 | 0 | 698.219 | 0 | 698.219 | -0.022016 | 698.219 | -0.0045488 | 706.34 | 0.0074703 | 698.219 | 0 |  |  | 697.9259 | 0.47596 | 698.219 | 0 | 698.219 | 1.1413 | 689.9099 | 0.017873 | 698.219 | 0.0021659 | 697.9259 | 0.3173 | 694.8243 | 3.22 | 698.219 | 3.0625 | 698.219 | 3.5462
| 698.1597 | 0.061111 | 698.4526 | 0.048814 | 695.1548 | 0.0032718 | 690.14 | 0 | 698.4526 | 0.02726 | 698.4526 | 0.059252 | 698.4526 | 0.0021349 | 706.5721 | -0.0032073 | 698.4526 | 0.0047731 |  |  | 698.1597 | 0.48027 | 698.4526 | 0.0087186 | 698.4526 | 1.156 | 690.138 | 0.066548 | 698.4526 | 0.023125 | 698.1597 | 0.35042 | 695.0551 | 3.1157 | 698.4526 | 3.0795 | 698.4526 | 3.6056
| 698.3936 | 0.0046026 | 698.6861 | 0.0036764 | 695.3859 | 0.021226 | 690.37 | 0 | 698.6861 | 0.036221 | 698.6861 | -0.0074875 | 698.6861 | 0.0025209 | 706.8043 | 0.0068176 | 698.6861 | 0.0042336 |  |  | 698.3936 | 0.472 | 698.6861 | 0.0061843 | 698.6861 | 1.129 | 690.3661 | 0.062965 | 698.6861 | 0.020402 | 698.3936 | 0.31251 | 695.2858 | 2.8809 | 698.6861 | 3.1437 | 698.6861 | 3.7299
| 698.6274 | -0.070332 | 698.9197 | -0.05618 | 695.6169 | 0.0019334 | 690.59 | 0 | 698.9197 | 0 | 698.9197 | -0.021428 | 698.9197 | -0.0030415 | 707.0364 | -0.0026269 | 698.9197 | 0 |  |  | 698.6274 | 0.45858 | 698.9197 | 0 | 698.9197 | 1.1208 | 690.5942 | 0.044766 | 698.9197 | 0.00043433 | 698.6274 | 0.2676 | 695.5165 | 2.745 | 698.9197 | 3.1729 | 698.9197 | 3.7526
| 698.8613 | 0.022693 | 699.1533 | 0.018127 | 695.848 | 0.033732 | 690.82 | 0 | 699.1533 | 0.031778 | 699.1533 | 0.040451 | 699.1533 | 0.006002 | 707.2686 | 0.0073837 | 699.1533 | 0.0033931 |  |  | 698.8613 | 0.45856 | 699.1533 | 0.0045233 | 699.1533 | 1.1141 | 690.8223 | 0.025445 | 699.1533 | 0.027331 | 698.8613 | 0.30036 | 695.7473 | 2.6592 | 699.1533 | 3.1943 | 699.1533 | 3.8401
| 699.0952 | -0.021482 | 699.3869 | -0.01716 | 696.0791 | 0.0089746 | 691.05 | 0 | 699.3869 | 0 | 699.3869 | 0.014164 | 699.3869 | 0.002908 | 707.5008 | -0.0048845 | 699.3868 | 0 |  |  | 699.0952 | 0.45998 | 699.3869 | 0 | 699.3868 | 1.0927 | 691.0504 | -0.0029715 | 699.3868 | 0.002426 | 699.0952 | 0.26135 | 695.978 | 2.5307 | 699.3869 | 3.2222 | 699.3869 | 3.8861
| 699.3291 | 0.021323 | 699.6205 | 0.017032 | 696.3101 | 0.031748 | 691.28 | 0 | 699.6205 | 0.026703 | 699.6205 | 0.035167 | 699.6205 | 0.0017872 | 707.733 | 0.0090302 | 699.6205 | 0.0039414 |  |  | 699.3291 | 0.45598 | 699.6205 | 0.009045 | 699.6205 | 1.0926 | 691.2785 | 0.042755 | 699.6205 | 0.0226 | 699.3291 | 0.28932 | 696.2087 | 2.4566 | 699.6205 | 3.2499 | 699.6205 | 3.9582
| 699.563 | -0.087242 | 699.8541 | -0.069687 | 696.5412 | -0.01064 | 691.51 | 0 | 699.8541 | 0 | 699.8541 | -0.067973 | 699.8541 | -0.0032487 | 707.9651 | -0.0028137 | 699.8541 | 0 |  |  | 699.563 | 0.44589 | 699.8541 | 0 | 699.8541 | 1.092 | 691.5066 | -0.027796 | 699.8541 | 0 | 699.563 | 0.23558 | 696.4395 | 2.3395 | 699.8541 | 3.2636 | 699.8541 | 4.0144
| 699.7969 | 0.014855 | 700.0877 | 0.011866 | 696.7723 | 0.0081548 | 691.73 | 0 | 700.0877 | 0.031912 | 700.0877 | 0.040605 | 700.0877 | 0.0018078 | 708.1974 | 0.0053336 | 700.0877 | 0.0030418 |  |  | 699.7969 | 0.44838 | 700.0877 | 0.0036239 | 700.0877 | 1.0732 | 691.7347 | 0.05836 | 700.0877 | 0.025719 | 699.7969 | 0.27828 | 696.6703 | 2.2684 | 700.0877 | 3.2816 | 700.0877 | 4.0848
| 700.0309 | -0.080899 | 700.3213 | -0.064621 | 697.0034 | -0.011093 | 691.96 | 0 | 700.3213 | 0 | 700.3213 | 0.021092 | 700.3213 | -0.0022504 | 708.4296 | -0.0046723 | 700.3213 | 0 |  |  | 700.0309 | 0.44997 | 700.3213 | 0 | 700.3213 | 1.0548 | 691.9629 | 0.04279 | 700.3213 | 0 | 700.0309 | 0.22748 | 696.9011 | 2.1569 | 700.3213 | 3.2949 | 700.3213 | 4.1353
| 700.2648 | 0.051212 | 700.555 | 0.040907 | 697.2346 | 0.0044358 | 692.19 | 0 | 700.555 | 0.031682 | 700.555 | 0.028721 | 700.555 | 0.0037671 | 708.6618 | 0.012959 | 700.5549 | 0.0034299 |  |  | 700.2648 | 0.44199 | 700.555 | 0.005226 | 700.5549 | 1.0492 | 692.191 | 0.086886 | 700.5549 | 0.02305 | 700.2648 | 0.26576 | 697.1319 | 2.0985 | 700.555 | 3.3042 | 700.555 | 4.2106
| 700.4988 | -0.10436 | 700.7886 | -0.083361 | 697.4657 | -0.012298 | 692.42 | 0 | 700.7886 | 0 | 700.7886 | -0.0092283 | 700.7886 | -0.0063514 | 708.894 | -0.0027001 | 700.7886 | 0 |  |  | 700.4988 | 0.43003 | 700.7886 | 0 | 700.7886 | 1.0541 | 692.4192 | 0.065844 | 700.7886 | 0 | 700.4988 | 0.19914 | 697.3627 | 1.9972 | 700.7886 | 3.2982 | 700.7886 | 4.254
| 700.7327 | 0 |  |  | 697.6968 | -0.013686 | 692.65 | 0 | 701.0223 | 0.031135 | 701.0223 | 0.016433 | 701.0223 | 0.002626 | 709.1263 | 0.0078494 | 701.0223 | 0.0054975 |  |  | 700.7327 | 0.44881 | 701.0223 | 0.0032719 | 701.0223 | 1.0262 | 692.6473 | 0.055511 | 701.0223 | 0.020686 | 700.7327 | 0.25067 | 697.5935 | 1.9449 | 701.0223 | 3.2989 | 701.0223 | 4.333
| 700.9667 | 0 |  |  | 697.928 | -0.0034434 | 692.88 | 0 | 701.2559 | 0 | 701.2559 | -0.01651 | 701.2559 | -0.0053228 | 709.3585 | -0.0029167 | 701.2559 | 0 |  |  | 700.9667 | 0.43043 | 701.2559 | 0 | 701.2559 | 1.0251 | 692.8755 | 0.026356 | 701.2559 | 0 | 700.9667 | 0.19914 | 697.8243 | 1.8464 | 701.2559 | 3.3018 | 701.2559 | 4.386
| 701.2007 | 0 |  |  | 698.1591 | 0.0085815 | 693.1 | 0 | 701.4896 | 0.030272 | 701.4896 | 0.01583 | 701.4896 | 0.0040951 | 709.5908 | 0.0074306 | 701.4896 | 0.0032283 |  |  | 701.2007 | 0.4355 | 701.4896 | 0.0041355 | 701.4896 | 1.0091 | 693.1037 | 0.0351 | 701.4896 | 0.019603 | 701.2007 | 0.23816 | 698.0552 | 1.7986 | 701.4896 | 3.2882 | 701.4896 | 4.4634
| 701.4347 | 0 |  |  | 698.3903 | 0.0043437 | 693.33 | 0 | 701.7233 | 0 | 701.7233 | 0.0013652 | 701.7233 | -0.0065289 | 709.8231 | -0.0027713 | 701.7233 | 0 |  |  | 701.4347 | 0.42059 | 701.7233 | 0 | 701.7233 | 1.0073 | 693.3319 | 0.0044829 | 701.7233 | 0 | 701.4347 | 0.18883 | 698.286 | 1.7082 | 701.7233 | 3.282 | 701.7233 | 4.5219
| 701.6686 | 0 |  |  | 698.6215 | -0.001735 | 693.56 | 0 | 701.957 | 0.021541 | 701.957 | 0.01647 | 701.957 | 0.00056246 | 710.0554 | 0.0073442 | 701.957 | 0.002943 |  |  | 701.6686 | 0.43197 | 701.957 | 0.0053014 | 701.957 | 1.0045 | 693.5601 | 0.04243 | 701.957 | 0.022696 | 701.6686 | 0.20944 | 698.5168 | 1.6656 | 701.957 | 3.2592 | 701.957 | 4.5846
| 701.9027 | 0 |  |  | 698.8527 | -0.01703 | 693.79 | 0 | 702.1907 | 0 | 702.1907 | 0.0043503 | 702.1907 | -0.0063952 | 710.2877 | -0.0033725 | 702.1907 | 0 |  |  | 701.9027 | 0.41 | 702.1907 | 0 | 702.1907 | 0.98146 | 693.7883 | -0.052662 | 702.1907 | 0 | 701.9027 | 0.16675 | 698.7477 | 1.5849 | 702.1907 | 3.2444 | 702.1907 | 4.6329
| 702.1367 | 0 |  |  | 699.0838 | 0.02 | 694.02 | 0 | 702.4244 | 0.010864 | 702.4244 | 0.049114 | 702.4244 | 0.0040102 | 710.52 | 0.0076712 | 702.4244 | 0.0025519 |  |  | 702.1367 | 0.42355 | 702.4244 | 0.0071978 | 702.4244 | 0.98611 | 694.0165 | 0.055651 | 702.4244 | 0.017384 | 702.1367 | 0.19509 | 698.9786 | 1.5437 | 702.4244 | 3.2212 | 702.4244 | 4.7116
| 702.3707 | 0 |  |  | 699.315 | 0.0063583 | 694.24 | 0 | 702.6582 | 0 | 702.6582 | 0.0084784 | 702.6582 | -0.0037131 | 710.7523 | -0.002933 | 702.6581 | 0 |  |  | 702.3707 | 0.40186 | 702.6582 | 0 | 702.6581 | 0.96989 | 694.2448 | -0.0013288 | 702.6581 | 0.0021424 | 702.3707 | 0.15644 | 699.2095 | 1.4654 | 702.6582 | 3.188 | 702.6582 | 4.7733
| 702.6047 | 0 |  |  | 699.5463 | 0.007709 | 694.47 | 0 | 702.8919 | 0.036471 | 702.8919 | 0.0059364 | 702.8919 | 0.0052351 | 710.9846 | 0.0083314 | 702.8919 | 0.0052249 |  |  | 702.6047 | 0.42377 | 702.8919 | 0.0038696 | 702.8919 | 0.9785 | 694.473 | 0.022296 | 702.8919 | 0.023076 | 702.6047 | 0.19951 | 699.4404 | 1.4314 | 702.8919 | 3.1564 | 702.8919 | 4.848
| 702.8388 | 0 |  |  | 699.7775 | 0.015115 | 694.7 | 0 | 703.1257 | 0 | 703.1257 | -0.014515 | 703.1257 | -0.0064744 | 711.2169 | -0.0027447 | 703.1257 | 0 |  |  | 702.8388 | 0.4059 | 703.1257 | 0 | 703.1257 | 0.95446 | 694.7012 | -0.0020158 | 703.1257 | 0 | 702.8388 | 0.14797 | 699.6713 | 1.3585 | 703.1257 | 3.1369 | 703.1257 | 4.9151
| 703.0728 | 0 |  |  | 700.0087 | 0.016622 | 694.93 | 0 | 703.3594 | 0.034691 | 703.3594 | 0.037061 | 703.3594 | 0.0014787 | 711.4493 | 0.0075621 | 703.3594 | 0.0045158 |  |  | 703.0728 | 0.4097 | 703.3594 | 0.007958 | 703.3594 | 0.95517 | 694.9295 | 0.0738 | 703.3594 | 0.020179 | 703.0728 | 0.18331 | 699.9022 | 1.3279 | 703.3594 | 3.089 | 703.3594 | 4.9955
| 703.3069 | 0 |  |  | 700.2399 | -0.024227 | 695.16 | 0 | 703.5932 | 0 | 703.5932 | -0.020737 | 703.5932 | -0.0071353 | 711.6816 | -0.0031085 | 703.5932 | 0 |  |  | 703.3069 | 0.4036 | 703.5932 | 0 | 703.5932 | 0.95258 | 695.1577 | -0.070038 | 703.5932 | 0 | 703.3069 | 0.14687 | 700.1331 | 1.2577 | 703.5932 | 3.0513 | 703.5932 | 5.0506
| 703.541 | 0 |  |  | 700.4712 | 0.018367 | 695.39 | 0 | 703.827 | 0.032377 | 703.827 | 0.050916 | 703.827 | 0.0044269 | 711.9139 | 0.0063986 | 703.827 | 0.0045302 |  |  | 703.541 | 0.42309 | 703.827 | 0.0057583 | 703.827 | 0.95203 | 695.386 | 0.028534 | 703.827 | 0.018615 | 703.541 | 0.17337 | 700.364 | 1.237 | 703.827 | 3.0011 | 703.827 | 5.1328
| 703.7751 | 0 |  |  | 700.7025 | 0.0071343 | 695.61 | 0 | 704.0608 | 0 | 704.0608 | 0.0085702 | 704.0608 | -0.0054651 | 712.1464 | -0.0039664 | 704.0607 | 0 |  |  | 703.7751 | 0.40042 | 704.0608 | 0 | 704.0607 | 0.93196 | 695.6143 | 0.049639 | 704.0607 | 0 | 703.7751 | 0.11779 | 700.595 | 1.1618 | 704.0608 | 2.9608 | 704.0608 | 5.2023
| 704.0091 | 0 |  |  | 700.9337 | -0.0024404 | 695.84 | 0 | 704.2946 | 0.028926 | 704.2946 | 0.05737 | 704.2946 | 0.00232 | 712.3787 | 0.0083812 | 704.2946 | 0.0020914 |  |  | 704.0092 | 0.40709 | 704.2946 | 0.0016781 | 704.2946 | 0.9343 | 695.8426 | 0.081155 | 704.2946 | 0.018488 | 704.0091 | 0.17043 | 700.8259 | 1.1417 | 704.2946 | 2.9044 | 704.2946 | 5.288
| 704.2433 | 0 |  |  | 701.165 | 0.0010215 | 696.07 | 0 | 704.5284 | 0 | 704.5284 | -0.018745 | 704.5284 | -0.003173 | 712.6111 | -0.0030538 | 704.5284 | 0 |  |  | 704.2433 | 0.39304 | 704.5284 | 0 | 704.5284 | 0.92764 | 696.0709 | -0.037629 | 704.5284 | 0 | 704.2433 | 0.11889 | 701.0569 | 1.0855 | 704.5284 | 2.853 | 704.5284 | 5.3466
| 704.4774 | 0 |  |  | 701.3963 | -0.00014904 | 696.3 | 0 | 704.7622 | 0.03548 | 704.7622 | 0.0016024 | 704.7622 | -0.00022325 | 712.8435 | 0.0073128 | 704.7622 | 0.0026596 |  |  | 704.4774 | 0.39879 | 704.7622 | 0.002851 | 704.7622 | 0.90746 | 696.2992 | 0.04706 | 704.7622 | 0.013346 | 704.4774 | 0.15938 | 701.2878 | 1.0628 | 704.7622 | 2.7926 | 704.7622 | 5.4266
| 704.7115 | 0 |  |  | 701.6276 | -0.0099904 | 696.53 | 0 | 704.996 | 0 | 704.996 | -0.030784 | 704.996 | -0.0034519 | 713.0759 | -0.0027398 | 704.996 | 0 |  |  | 704.7115 | 0.38588 | 704.996 | 0 | 704.996 | 0.89873 | 696.5275 | 0.012793 | 704.996 | 0 | 704.7115 | 0.12221 | 701.5189 | 1.003 | 704.996 | 2.7354 | 704.996 | 5.4974
| 704.9456 | 0 |  |  | 701.8589 | -0.002476 | 696.76 | 0 | 705.2299 | 0.0066529 | 705.2299 | 0.024576 | 705.2299 | 0.00068524 | 713.3083 | 0.0075209 | 705.2299 | 0.0045571 |  |  | 704.9456 | 0.39759 | 705.2299 | 0.0028059 | 705.2299 | 0.89982 | 696.7558 | 0.058467 | 705.2299 | 0.021676 | 704.9456 | 0.14687 | 701.7498 | 0.9874 | 705.2299 | 2.6668 | 705.2299 | 5.5708
| 705.1798 | 0 |  |  | 702.0902 | -0.007452 | 696.98 | 0 | 705.4637 | 0 | 705.4637 | 0.0066106 | 705.4637 | -0.0052171 | 713.5408 | -0.0038723 | 705.4637 | 0 |  |  | 705.1798 | 0.391 | 705.4637 | 0 | 705.4637 | 0.88185 | 696.9841 | 0.0095783 | 705.4637 | 0 | 705.1798 | 0.11521 | 701.9808 | 0.93274 | 705.4637 | 2.6106 | 705.4637 | 5.6503
| 705.4139 | 0 |  |  | 702.3215 | 0.011701 | 697.21 | 0 | 705.6976 | 0.024134 | 705.6976 | 0.032289 | 705.6976 | 0.0022965 | 713.7732 | 0.0065898 | 705.6976 | 0.0031739 |  |  | 705.4139 | 0.39651 | 705.6976 | 0.0041376 | 705.6976 | 0.89055 | 697.2125 | 0.0036976 | 705.6976 | 0.016121 | 705.4139 | 0.14613 | 702.2119 | 0.9131 | 705.6976 | 2.5517 | 705.6976 | 5.723
| 705.6481 | 0 |  |  | 702.5529 | -0.0060483 | 697.44 | 0 | 705.9314 | 0 | 705.9314 | -0.02307 | 705.9314 | -0.0058857 | 714.0057 | -0.0023234 | 705.9315 | 0 |  |  | 705.6481 | 0.38246 | 705.9314 | 0 | 705.9315 | 0.87632 | 697.4409 | -0.034409 | 705.9315 | 0 | 705.6481 | 0.11632 | 702.4429 | 0.86567 | 705.9314 | 2.4873 | 705.9314 | 5.7942
| 705.8822 | 0 |  |  | 702.7842 | 0.026787 | 697.67 | 0 | 706.1653 | 0.012987 | 706.1653 | 0.021153 | 706.1653 | 7.1922e-05 | 714.2381 | 0.0081458 | 706.1653 | 0.003107 |  |  | 705.8822 | 0.38659 | 706.1653 | 0.0032883 | 706.1653 | 0.87475 | 697.6692 | 0.046816 | 706.1653 | 0.016537 | 705.8822 | 0.13067 | 702.6739 | 0.84769 | 706.1653 | 2.4198 | 706.1653 | 5.8817
| 706.1164 | 0 |  |  | 703.0155 | -0.00090681 | 697.9 | 0 | 706.3992 | 0 | 706.3992 | 0.0069336 | 706.3992 | -0.0058432 | 714.4706 | -0.0038902 | 706.3992 | 0 |  |  | 706.1164 | 0.37017 | 706.3992 | 0 | 706.3992 | 0.858 | 697.8976 | 0.046779 | 706.3992 | 0 | 706.1164 | 0.094232 | 702.9049 | 0.80517 | 706.3992 | 2.3566 | 706.3992 | 5.9588
| 706.3506 | 0 |  |  | 703.2469 | 0.032988 | 698.13 | 0 | 706.6331 | 0.014608 | 706.6331 | 0.017576 | 706.6331 | 0.0033568 | 714.7031 | 0.0065419 | 706.6331 | 0.0032803 |  |  | 706.3506 | 0.38914 | 706.6331 | 0.0017379 | 706.6331 | 0.87245 | 698.126 | 0.056788 | 706.6331 | 0.012583 | 706.3506 | 0.1211 | 703.136 | 0.79326 | 706.6331 | 2.2936 | 706.6331 | 6.0365
| 706.5848 | 0 |  |  | 703.4783 | 0.0052011 | 698.35 | 0 | 706.867 | 0 | 706.867 | 0.0061294 | 706.867 | -0.0066631 | 714.9355 | -0.0043756 | 706.867 | 0 |  |  | 706.5848 | 0.36536 | 706.867 | 0 | 706.867 | 0.86361 | 698.3543 | -0.01975 | 706.867 | 0 | 706.5848 | 0.082085 | 703.367 | 0.74941 | 706.867 | 2.2333 | 706.867 | 6.1238
| 706.819 | 0 |  |  | 703.7097 | 0.00043363 | 698.58 | 0 | 707.1009 | 0.032834 | 707.1009 | 0.0056487 | 707.1009 | 0.0038235 | 715.168 | 0.0081289 | 707.101 | 0.004955 |  |  | 706.819 | 0.38099 | 707.1009 | 0.010843 | 707.101 | 0.8453 | 698.5827 | 0.049859 | 707.101 | 0.01673 | 706.819 | 0.12368 | 703.5981 | 0.74125 | 707.1009 | 2.1635 | 707.1009 | 6.1848
| 707.0533 | 0 |  |  | 703.941 | -0.0013338 | 698.81 | 0 | 707.3349 | 0 | 707.3349 | -0.045193 | 707.3349 | -0.0063721 | 715.4005 | -0.0027519 | 707.3348 | 0 |  |  | 707.0532 | 0.35632 | 707.3349 | 0 | 707.3348 | 0.83408 | 698.8111 | 0.011516 | 707.3348 | 0 | 707.0533 | 0.089078 | 703.8292 | 0.69547 | 707.3349 | 2.0966 | 707.3349 | 6.2483
| 707.2875 | 0 |  |  | 704.1724 | 0.018527 | 699.04 | 0 | 707.5688 | 0.035541 | 707.5688 | 0.038707 | 707.5688 | -3.2649e-05 | 715.6331 | 0.0074259 | 707.5688 | 0.0025315 |  |  | 707.2875 | 0.36835 | 707.5688 | 0.0020553 | 707.5688 | 0.83642 | 699.0396 | 0.033043 | 707.5688 | 0.023154 | 707.2875 | 0.12957 | 704.0602 | 0.68514 | 707.5688 | 2.0356 | 707.5688 | 6.3476
| 707.5217 | 0 |  |  | 704.4039 | -0.01289 | 699.27 | 0 | 707.8028 | 0 | 707.8028 | 0.0028267 | 707.8028 | -0.0036411 | 715.8656 | -0.003606 | 707.8027 | 0 |  |  | 707.5217 | 0.35118 | 707.8028 | 0 | 707.8027 | 0.8322 | 699.2679 | -0.036104 | 707.8027 | 0 | 707.5217 | 0.072146 | 704.2913 | 0.64877 | 707.8028 | 1.9806 | 707.8028 | 6.4011
| 707.756 | 0 |  |  | 704.6353 | 0.0067796 | 699.5 | 0 | 708.0367 | 0.020749 | 708.0367 | 0.028275 | 708.0367 | -0.00054774 | 716.0981 | 0.0085055 | 708.0367 | 0.0020958 |  |  | 707.756 | 0.36214 | 708.0367 | 0.0043847 | 708.0367 | 0.81515 | 699.4964 | 0.089062 | 708.0367 | 0.014706 | 707.756 | 0.10564 | 704.5225 | 0.6419 | 708.0367 | 1.9172 | 708.0367 | 6.5036
| 707.9902 | 0 |  |  | 704.8667 | -0.034228 | 699.72 | 0 | 708.2707 | 0 | 708.2707 | -0.011928 | 708.2707 | -0.0084716 | 716.3306 | -0.0028125 | 708.2707 | 0 |  |  | 707.9902 | 0.35437 | 708.2707 | 0 | 708.2707 | 0.82192 | 699.7248 | 0.10493 | 708.2707 | 0 | 707.9902 | 0.062944 | 704.7535 | 0.60571 | 708.2707 | 1.8519 | 708.2707 | 6.5781
| 708.2245 | 0 |  |  | 705.0981 | 0.013056 | 699.95 | 0 | 708.5047 | 0.021925 | 708.5047 | 0.02937 | 708.5047 | 0.0053213 | 716.5632 | 0.0067217 | 708.5046 | 0.0044776 |  |  | 708.2245 | 0.36693 | 708.5047 | 0.0041774 | 708.5046 | 0.81158 | 699.9532 | -0.0080965 | 708.5046 | 0.021789 | 708.2245 | 0.12037 | 704.9847 | 0.5948 | 708.5047 | 1.8003 | 708.5047 | 6.6864
| 708.4588 | 0 |  |  | 705.3296 | -0.017453 | 700.18 | 0 | 708.7386 | 0 | 708.7386 | -0.030564 | 708.7386 | -0.0016936 | 716.7958 | -0.0029484 | 708.7387 | 0 |  |  | 708.4588 | 0.34954 | 708.7386 | 0 | 708.7386 | 0.79102 | 700.1817 | -0.019177 | 708.7387 | 0 | 708.4588 | 0.067361 | 705.2158 | 0.56063 | 708.7386 | 1.7467 | 708.7386 | 6.7521
| 708.693 | 0 |  |  | 705.561 | 0.0034677 | 700.41 | 0 | 708.9726 | 0.03838 | 708.9726 | 0.02824 | 708.9726 | 0.003344 | 717.0283 | 0.0075846 | 708.9727 | 0.0058362 |  |  | 708.693 | 0.35373 | 708.9726 | 0.0090195 | 708.9727 | 0.8132 | 700.4102 | 0.062142 | 708.9727 | 0.015538 | 708.693 | 0.11926 | 705.447 | 0.56297 | 708.9726 | 1.6885 | 708.9726 | 6.8298
| 708.9273 | 0 |  |  | 705.7925 | -0.0072531 | 700.64 | 0 | 709.2067 | 0 | 709.2067 | -0.010189 | 709.2067 | -0.005401 | 717.2609 | -0.0018406 | 709.2067 | 0 |  |  | 708.9273 | 0.3418 | 709.2067 | 0 | 709.2067 | 0.79655 | 700.6387 | 0.016738 | 709.2067 | 0 | 708.9273 | 0.04638 | 705.6781 | 0.52568 | 709.2067 | 1.626 | 709.2067 | 6.9064
| 709.1617 | 0 |  |  | 706.024 | 0.015826 | 700.87 | 0 | 709.4407 | 0 | 709.4407 | -0.0019958 | 709.4407 | 0.00029894 | 717.4935 | 0.0073626 | 709.4407 | 0.0025425 |  |  | 709.1616 | 0.35597 | 709.4407 | 9.1713e-05 | 709.4407 | 0.79372 | 700.8671 | 0.0022724 | 709.4407 | 0.010807 | 709.1617 | 0.093128 | 705.9092 | 0.51996 | 709.4407 | 1.5828 | 709.4407 | 6.9957
| 709.396 | 0 |  |  | 706.2554 | -0.0021036 | 701.1 | 0 | 709.6747 | 0 | 709.6747 | 0.0071777 | 709.6747 | -0.006705 | 717.7261 | -0.0042888 | 709.6747 | 0 |  |  | 709.396 | 0.33988 | 709.6747 | 0 | 709.6747 | 0.79315 | 701.0956 | -0.022666 | 709.6747 | 0 | 709.396 | 0.065889 | 706.1404 | 0.49137 | 709.6747 | 1.5217 | 709.6747 | 7.0619
| 709.6303 | 0 |  |  | 706.4869 | 0.0026318 | 701.32 | 0 | 709.9087 | 0.030638 | 709.9087 | 0.0046648 | 709.9087 | 0.0010622 | 717.9587 | 0.0085501 | 709.9088 | 0.0019655 |  |  | 709.6303 | 0.34451 | 709.9087 | 0.0028852 | 709.9088 | 0.79551 | 701.3241 | 0.075983 | 709.9088 | 0.012444 | 709.6303 | 0.0946 | 706.3716 | 0.48939 | 709.9087 | 1.4784 | 709.9087 | 7.1412
| 709.8646 | 0 |  |  | 706.7184 | -0.014967 | 701.55 | 0 | 710.1428 | 0 | 710.1428 | -0.019109 | 710.1428 | 0.00048606 | 718.1913 | -0.003108 | 710.1428 | 0 |  |  | 709.8646 | 0.33801 | 710.1428 | 0 | 710.1428 | 0.77177 | 701.5526 | -0.055791 | 710.1428 | 0 | 709.8646 | 0.063312 | 706.6028 | 0.45957 | 710.1428 | 1.4252 | 710.1428 | 7.2337
| 710.099 | 0 |  |  | 706.9499 | 0.002253 | 701.78 | 0 | 710.3768 | 0.016364 | 710.3768 | 0.050478 | 710.3768 | 0.0036344 | 718.424 | 0.0071046 | 710.3768 | 0.003006 |  |  | 710.099 | 0.34141 | 710.3768 | 0.0012908 | 710.3768 | 0.76804 | 701.7811 | 0.051603 | 710.3768 | 0.017349 | 710.099 | 0.087238 | 706.834 | 0.45858 | 710.3768 | 1.3762 | 710.3768 | 7.3047
| 710.3333 | 0 |  |  | 707.1815 | 0.0078471 | 702.01 | 0 | 710.6109 | 0 | 710.6109 | -0.023567 | 710.6109 | -0.0061736 | 718.6566 | -0.0031483 | 710.6109 | 0 |  |  | 710.3333 | 0.3398 | 710.6109 | 0 | 710.6109 | 0.76349 | 702.0096 | -0.0090798 | 710.6109 | 0 | 710.3333 | 0.058895 | 707.0652 | 0.42597 | 710.6109 | 1.332 | 710.6109 | 7.3915
| 710.5677 | 0 |  |  | 707.413 | 0.020238 | 702.24 | 0 | 710.845 | 0.020127 | 710.845 | -0.010787 | 710.845 | 0.0056866 | 718.8893 | 0.006749 | 710.845 | 0.0027795 |  |  | 710.5677 | 0.33943 | 710.845 | 0.0061688 | 710.845 | 0.77634 | 702.2382 | 0.0064408 | 710.845 | 0.015363 | 710.5677 | 0.090919 | 707.2964 | 0.42888 | 710.845 | 1.2916 | 710.845 | 7.4895
| 710.8021 | 0 |  |  | 707.6445 | -0.0094535 | 702.47 | 0 | 711.0791 | 0 | 711.0791 | -0.037541 | 711.0791 | -0.0072976 | 719.1219 | -0.0046806 | 711.0791 | 0 |  |  | 710.802 | 0.32286 | 711.0791 | 0 | 711.0791 | 0.75602 | 702.4667 | 0.033992 | 711.0791 | 0 | 710.8021 | 0.040122 | 707.5276 | 0.39744 | 711.0791 | 1.243 | 711.0791 | 7.5603
| 711.0364 | 0 |  |  | 707.8761 | -0.00021359 | 702.7 | 0 | 711.3132 | 0.039464 | 711.3132 | 0.023776 | 711.3132 | 0.0044773 | 719.3546 | 0.0082162 | 711.3132 | 0.0037386 |  |  | 711.0364 | 0.33148 | 711.3132 | 0.0020656 | 711.3132 | 0.76202 | 702.6953 | 0.12739 | 711.3132 | 0.016168 | 711.0364 | 0.089078 | 707.7589 | 0.39995 | 711.3132 | 1.2079 | 711.3132 | 7.6655
| 711.2708 | 0 |  |  | 708.1076 | -0.0033523 | 702.92 | 0 | 711.5473 | 0 | 711.5473 | 0.0075506 | 711.5473 | -0.0055689 | 719.5873 | -0.0034789 | 711.5473 | 0 |  |  | 711.2708 | 0.32389 | 711.5473 | 0 | 711.5473 | 0.75463 | 702.9238 | -0.0061479 | 711.5473 | 0 | 711.2708 | 0.052269 | 707.9902 | 0.37258 | 711.5473 | 1.1683 | 711.5473 | 7.7113
| 711.5052 | 0 |  |  | 708.3392 | -0.0022048 | 703.15 | 0 | 711.7814 | 0.029759 | 711.7814 | 0.012054 | 711.7814 | -0.0015037 | 719.8199 | 0.0077461 | 711.7814 | 0.0014067 |  |  | 711.5052 | 0.32649 | 711.7814 | 0.0061601 | 711.7814 | 0.74385 | 703.1524 | 0.096853 | 711.7814 | 0.010297 | 711.5052 | 0.078404 | 708.2214 | 0.37472 | 711.7814 | 1.1232 | 711.7814 | 7.7852
| 711.7396 | 0 |  |  | 708.5708 | -0.0024755 | 703.38 | 0 | 712.0155 | 0 | 712.0155 | 0.021542 | 712.0155 | -0.0021789 | 720.0527 | -0.0017673 | 712.0155 | 0 |  |  | 711.7396 | 0.31357 | 712.0155 | 0 | 712.0155 | 0.72656 | 703.381 | -0.048303 | 712.0155 | 0 | 711.7396 | 0.043803 | 708.4527 | 0.34697 | 712.0155 | 1.0896 | 712.0155 | 7.869
| 711.9741 | 0 |  |  | 708.8024 | 0.027283 | 703.61 | 0 | 712.2497 | 0.01731 | 712.2497 | 0.0094623 | 712.2497 | -0.00087859 | 720.2853 | 0.0081498 | 712.2496 | 0.00063218 |  |  | 711.9741 | 0.31753 | 712.2497 | 0.0050448 | 712.2496 | 0.73601 | 703.6096 | -0.02015 | 712.2496 | 0.014371 | 711.9741 | 0.085029 | 708.684 | 0.35234 | 712.2497 | 1.0522 | 712.2497 | 7.9581
| 712.2085 | 0 |  |  | 709.0339 | -0.024089 | 703.84 | 0 | 712.4838 | 0 | 712.4838 | 0.011937 | 712.4838 | -0.0049807 | 720.5181 | -0.0038524 | 712.4838 | 0 |  |  | 712.2085 | 0.30577 | 712.4838 | 0 | 712.4838 | 0.72336 | 703.8381 | 0.0023093 | 712.4838 | 0 | 712.2085 | 0.072514 | 708.9152 | 0.32603 | 712.4838 | 1.0139 | 712.4838 | 8.0277
| 712.4429 | 0 |  |  | 709.2656 | 0.026043 | 704.07 | 0 | 712.718 | 0.022979 | 712.718 | 0.010501 | 712.718 | 0.0031443 | 720.7508 | 0.0068164 | 712.718 | 0.0030876 |  |  | 712.4429 | 0.32089 | 712.718 | 0.000495 | 712.718 | 0.73271 | 704.0668 | 0.050561 | 712.718 | 0.017875 | 712.4429 | 0.073251 | 709.1465 | 0.33551 | 712.718 | 0.9811 | 712.718 | 8.1164
| 712.6774 | 0 |  |  | 709.4972 | -0.00092073 | 704.3 | 0 | 712.9521 | 0 | 712.9521 | -0.0087905 | 712.9521 | -0.0035498 | 720.9835 | -0.0032182 | 712.9521 | 0 |  |  | 712.6774 | 0.3149 | 712.9521 | 0 | 712.9521 | 0.71608 | 704.2953 | -0.039939 | 712.9521 | 0 | 712.6774 | 0.039018 | 709.3778 | 0.30556 | 712.9521 | 0.94584 | 712.9521 | 8.195
| 712.9118 | 0 |  |  | 709.7288 | 0.017686 | 704.52 | 0 | 713.1863 | 0.010854 | 713.1863 | 0.024039 | 713.1863 | 0.0051459 | 721.2163 | 0.0085455 | 713.1863 | 0.0039048 |  |  | 712.9118 | 0.32019 | 713.1863 | 0.0057451 | 713.1863 | 0.7347 | 704.524 | 0.078188 | 713.1863 | 0.019082 | 712.9118 | 0.075091 | 709.6091 | 0.31244 | 713.1863 | 0.91778 | 713.1863 | 8.2913
| 713.1463 | 0 |  |  | 709.9604 | -0.0022009 | 704.75 | 0 | 713.4205 | 0 | 713.4205 | 0.013954 | 713.4205 | -0.0019251 | 721.449 | -0.0029477 | 713.4205 | 0 |  |  | 713.1463 | 0.30469 | 713.4205 | 0 | 713.4205 | 0.71074 | 704.7526 | 0.022213 | 713.4205 | 0 | 713.1463 | 0.041963 | 709.8405 | 0.29048 | 713.4205 | 0.88241 | 713.4205 | 8.3624
| 713.3808 | 0 |  |  | 710.1921 | 0.02293 | 704.98 | 0 | 713.6547 | 0.012108 | 713.6547 | 0.014927 | 713.6547 | 0.0065147 | 721.6818 | 0.0081673 | 713.6547 | 0.0046645 |  |  | 713.3808 | 0.31292 | 713.6547 | 0.0075491 | 713.6547 | 0.7063 | 704.9813 | 0.10192 | 713.6547 | 0.013284 | 713.3808 | 0.054846 | 710.0718 | 0.29516 | 713.6547 | 0.84915 | 713.6547 | 8.4386
| 713.6152 | 0 |  |  | 710.4237 | -0.016447 | 705.21 | 0 | 713.8889 | 0 | 713.8889 | -0.012226 | 713.8889 | -0.002554 | 721.9146 | -0.0026653 | 713.8889 | 0 |  |  | 713.6153 | 0.29245 | 713.8889 | 0 | 713.8889 | 0.69693 | 705.2099 | -0.027771 | 713.8889 | 0 | 713.6152 | 0.039018 | 710.3032 | 0.27062 | 713.8889 | 0.82189 | 713.8889 | 8.4841
| 713.8497 | 0 |  |  | 710.6554 | 0.013405 | 705.44 | 0 | 714.1231 | 0.018133 | 714.1231 | -0.0048542 | 714.1231 | 0.0046867 | 722.1474 | 0.0078235 | 714.1231 | 0.0032826 |  |  | 713.8497 | 0.3109 | 714.1231 | 0.0053866 | 714.1231 | 0.70299 | 705.4385 | 0.041515 | 714.1231 | 0.017574 | 713.8497 | 0.067361 | 710.5345 | 0.28026 | 714.1231 | 0.7921 | 714.1231 | 8.5642
| 714.0842 | 0 |  |  | 710.887 | 0.019093 | 705.67 | 0 | 714.3573 | 0 | 714.3573 | -0.004008 | 714.3573 | -0.0078829 | 722.3802 | -0.002923 | 714.3574 | 0 |  |  | 714.0843 | 0.2868 | 714.3573 | 0 | 714.3574 | 0.68664 | 705.6672 | 0.051124 | 714.3574 | 0 | 714.0842 | 0.038282 | 710.7659 | 0.25246 | 714.3573 | 0.76205 | 714.3573 | 8.6166
| 714.3188 | 0 |  |  | 711.1187 | 0.029268 | 705.9 | 0 | 714.5916 | 0.014574 | 714.5916 | 0.02093 | 714.5916 | 0.00061013 | 722.613 | 0.0066192 | 714.5915 | 0.0027916 |  |  | 714.3188 | 0.30482 | 714.5916 | 0.0069383 | 714.5916 | 0.6915 | 705.8959 | 0.11352 | 714.5915 | 0.014831 | 714.3188 | 0.057791 | 710.9973 | 0.26318 | 714.5916 | 0.73521 | 714.5916 | 8.6818
| 714.5533 | 0 |  |  | 711.3504 | -0.026291 | 706.12 | 0 | 714.8258 | 0 | 714.8258 | 0.018574 | 714.8258 | -0.0081927 | 722.8458 | -0.003124 | 714.8258 | 0 |  |  | 714.5533 | 0.29716 | 714.8258 | 0 | 714.8258 | 0.69377 | 706.1246 | -0.012667 | 714.8258 | 0 | 714.5533 | 0.018136 | 711.2286 | 0.23665 | 714.8258 | 0.70611 | 714.8258 | 8.7796
| 714.7878 | 0 |  |  | 711.5821 | 0.0098691 | 706.35 | 0 | 715.0601 | 0.021283 | 715.0601 | 0.012154 | 715.0601 | 0.00045747 | 723.0786 | 0.0084377 | 715.0601 | 0.002916 |  |  | 714.7878 | 0.29981 | 715.0601 | 0.0055531 | 715.0601 | 0.68809 | 706.3533 | 0.047454 | 715.0601 | 0.016579 | 714.7878 | 0.071778 | 711.46 | 0.24769 | 715.0601 | 0.6878 | 715.0601 | 8.8623
| 715.0224 | 0 |  |  | 711.8138 | -0.00026258 | 706.58 | 0 | 715.2943 | 0 | 715.2943 | -0.0072573 | 715.2943 | -0.0039108 | 723.3115 | -0.0039316 | 715.2943 | 0 |  |  | 715.0224 | 0.28668 | 715.2943 | 0 | 715.2943 | 0.66936 | 706.582 | -0.0031336 | 715.2943 | 0 | 715.0224 | 0.023491 | 711.6914 | 0.22265 | 715.2943 | 0.66105 | 715.2943 | 8.9411
| 715.2569 | 0 |  |  | 712.0455 | 0.0069108 | 706.81 | 0 | 715.5286 | 0.021405 | 715.5286 | 0.019809 | 715.5286 | 0.0034558 | 723.5443 | 0.0070541 | 715.5286 | 0.0022024 |  |  | 715.2569 | 0.28841 | 715.5286 | 0.0057135 | 715.5286 | 0.67328 | 706.8107 | 0.10202 | 715.5286 | 0.016675 | 715.2569 | 0.061472 | 711.9229 | 0.2319 | 715.5286 | 0.64356 | 715.5286 | 9.0319
| 715.4915 | 0 |  |  | 712.2772 | 0.0069577 | 707.04 | 0 | 715.7629 | 0 | 715.7629 | -0.0396 | 715.7629 | -0.0048955 | 723.7771 | -0.0027563 | 715.7629 | 0 |  |  | 715.4915 | 0.28805 | 715.7629 | 0 | 715.7629 | 0.67009 | 707.0394 | -0.014592 | 715.7629 | 0 | 715.4915 | 0.02763 | 712.1542 | 0.2097 | 715.7629 | 0.6182 | 715.7629 | 9.091
| 715.726 | 0 |  |  | 712.509 | 0.016706 | 707.27 | 0 | 715.9972 | 0.031729 | 715.9972 | 0.0087578 | 715.9972 | 0.0037986 | 724.01 | 0.0065554 | 715.9972 | 0.0042633 |  |  | 715.726 | 0.29278 | 715.9972 | 0.0049506 | 715.9972 | 0.66989 | 707.2681 | 0.065458 | 715.9972 | 0.01494 | 715.726 | 0.062576 | 712.3857 | 0.22114 | 715.9972 | 0.60239 | 715.9972 | 9.1634
| 715.9606 | 0 |  |  | 712.7407 | -0.0017498 | 707.5 | 0 | 716.2315 | 0 | 716.2315 | -0.0066915 | 716.2315 | -0.0024194 | 724.2429 | -0.0037692 | 716.2315 | 0 |  |  | 715.9606 | 0.28279 | 716.2315 | 0 | 716.2315 | 0.65357 | 707.4968 | 0.0040092 | 716.2315 | 0 | 715.9606 | 0.013058 | 712.6171 | 0.19728 | 716.2315 | 0.57559 | 716.2315 | 9.229
| 716.1952 | 0 |  |  | 712.9725 | 0.021215 | 707.73 | 0 | 716.4658 | 0.031456 | 716.4658 | -0.0051351 | 716.4658 | 0.003673 | 724.4758 | 0.0064873 | 716.4658 | 0.0039291 |  |  | 716.1952 | 0.28463 | 716.4658 | 0.0024674 | 716.4658 | 0.65638 | 707.7256 | 0.085887 | 716.4658 | 0.00927 | 716.1952 | 0.057423 | 712.8486 | 0.20996 | 716.4658 | 0.55789 | 716.4658 | 9.3116
| 716.4298 | 0 |  |  | 713.2042 | -0.0077322 | 707.95 | 0 | 716.7001 | 0 | 716.7001 | 0.00069419 | 716.7001 | -0.0046709 | 724.7086 | -0.0036114 | 716.7001 | 0 |  |  | 716.4298 | 0.27737 | 716.7001 | 0 | 716.7001 | 0.65903 | 707.9543 | -0.0068658 | 716.7001 | 0 | 716.4298 | 0.02395 | 713.08 | 0.18562 | 716.7001 | 0.53431 | 716.7001 | 9.3648
| 716.6644 | 0 |  |  | 713.436 | 0.0066693 | 708.18 | 0 | 716.9345 | 0.022467 | 716.9345 | 0.026835 | 716.9345 | -6.9078e-05 | 724.9415 | 0.0090349 | 716.9344 | 0.0019005 |  |  | 716.6644 | 0.28072 | 716.9345 | 0.0025284 | 716.9344 | 0.66069 | 708.183 | 0.019772 | 716.9344 | 0.011815 | 716.6644 | 0.059999 | 713.3115 | 0.19605 | 716.9345 | 0.51873 | 716.9345 | 9.4258
| 716.899 | 0 |  |  | 713.6678 | -0.015666 | 708.41 | 0 | 717.1688 | 0 | 717.1688 | 0.018279 | 717.1688 | -0.0012314 | 725.1744 | -0.0023672 | 717.1688 | 0 |  |  | 716.899 | 0.27647 | 717.1688 | 0 | 717.1688 | 0.64786 | 708.4118 | -0.00476 | 717.1688 | 0 | 716.899 | 0.020693 | 713.543 | 0.17705 | 717.1688 | 0.49775 | 717.1688 | 9.4932
| 717.1337 | 0 |  |  | 713.8996 | 0.0095963 | 708.64 | 0 | 717.4032 | 0.017136 | 717.4032 | 0.016319 | 717.4032 | 0.00024331 | 725.4073 | 0.0063532 | 717.4031 | 0.000864 |  |  | 717.1337 | 0.27672 | 717.4032 | 0.0020547 | 717.4031 | 0.6454 | 708.6406 | 0.057114 | 717.4031 | 0.015929 | 717.1337 | 0.055214 | 713.7745 | 0.18792 | 717.4032 | 0.48319 | 717.4032 | 9.5763
| 717.3683 | 0 |  |  | 714.1314 | 0.0010149 | 708.87 | 0 | 717.6375 | 0 | 717.6375 | 0.014306 | 717.6375 | -0.003664 | 725.6403 | -0.0050794 | 717.6375 | 0 |  |  | 717.3683 | 0.26473 | 717.6375 | 0 | 717.6375 | 0.64163 | 708.8694 | -0.019123 | 717.6375 | 0 | 717.3683 | 0.0025654 | 714.0059 | 0.16345 | 717.6375 | 0.4672 | 717.6375 | 9.6598
| 717.6029 | 0 |  |  | 714.3632 | -0.0057901 | 709.1 | 0 | 717.8719 | 0.0098247 | 717.8719 | 0.027348 | 717.8719 | -0.0013623 | 725.8732 | 0.0069271 | 717.8719 | 0.0010595 |  |  | 717.603 | 0.27677 | 717.8719 | 0.0031412 | 717.8719 | 0.63352 | 709.0982 | 0.056933 | 717.8719 | 0.012256 | 717.6029 | 0.051165 | 714.2374 | 0.17648 | 717.8719 | 0.44935 | 717.8719 | 9.7042
| 717.8376 | 0 |  |  | 714.595 | 0.0036867 | 709.33 | 0 | 718.1063 | 0 | 718.1063 | -0.026815 | 718.1063 | -0.0055707 | 726.1061 | -0.0036449 | 718.1063 | 0 |  |  | 717.8376 | 0.27273 | 718.1063 | 0 | 718.1063 | 0.62023 | 709.327 | -0.051271 | 718.1063 | 0 | 717.8376 | 0.018473 | 714.4689 | 0.15754 | 718.1063 | 0.43281 | 718.1063 | 9.7717
| 718.0723 | 0 |  |  | 714.8268 | 0.0050634 | 709.56 | 0 | 718.3407 | 0.016793 | 718.3407 | -0.0097277 | 718.3407 | 0.0031975 | 726.3391 | 0.0092272 | 718.3407 | 0.0042676 |  |  | 718.0723 | 0.27063 | 718.3407 | 0.0073169 | 718.3407 | 0.62304 | 709.5558 | -0.01497 | 718.3407 | 0.017955 | 718.0723 | 0.055582 | 714.7005 | 0.16906 | 718.3407 | 0.42157 | 718.3407 | 9.825
| 718.307 | 0 |  |  | 715.0586 | 0.0047251 | 709.78 | 0 | 718.5751 | 0 | 718.5751 | -0.0061908 | 718.5751 | -0.0081642 | 726.5721 | -0.0030555 | 718.5751 | 0 |  |  | 718.3069 | 0.25212 | 718.5751 | 0 | 718.5751 | 0.62381 | 709.7846 | -0.01008 | 718.5751 | 0 | 718.307 | 0.0044211 | 714.932 | 0.15025 | 718.5751 | 0.40046 | 718.5751 | 9.9047
| 718.5416 | 0 |  |  | 715.2905 | -0.0021567 | 710.01 | 0 | 718.8095 | 0.015138 | 718.8095 | 0.02839 | 718.8095 | 0.0010948 | 726.8051 | 0.0081321 | 718.8095 | 0.0030782 |  |  | 718.5416 | 0.26207 | 718.8095 | 0.0050489 | 718.8095 | 0.62911 | 710.0134 | 0.014719 | 718.8095 | 0.018899 | 718.5416 | 0.039754 | 715.1636 | 0.15957 | 718.8095 | 0.39386 | 718.8095 | 9.9476
| 718.7763 | 0 |  |  | 715.5223 | -0.013479 | 710.24 | 0 | 719.0439 | 0 | 719.0439 | -0.018025 | 719.0439 | -0.0028068 | 727.038 | -0.0040221 | 719.0439 | 0 |  |  | 718.7763 | 0.26645 | 719.0439 | 0 | 719.0439 | 0.61087 | 710.2422 | 0.0097811 | 719.0439 | 0 | 718.7763 | 0.021188 | 715.3951 | 0.13901 | 719.0439 | 0.37707 | 719.0439 | 10.0153
| 719.011 | 0 |  |  | 715.7542 | 0.0010055 | 710.47 | 0 | 719.2783 | 0.028371 | 719.2783 | 0.020473 | 719.2783 | 0.0047464 | 727.2711 | 0.0078786 | 719.2783 | 0.0033157 |  |  | 719.011 | 0.27592 | 719.2783 | 0.0057745 | 719.2783 | 0.61206 | 710.4711 | 0.0014436 | 719.2783 | 0.014649 | 719.011 | 0.070306 | 715.6267 | 0.15316 | 719.2783 | 0.36655 | 719.2783 | 10.0546
| 719.2457 | 0 |  |  | 715.9861 | 0.010988 | 710.7 | 0 | 719.5128 | 0 | 719.5128 | -0.0069087 | 719.5128 | -0.0039934 | 727.504 | -0.0039906 | 719.5128 | 0 |  |  | 719.2457 | 0.26923 | 719.5128 | 0 | 719.5128 | 0.6186 | 710.7 | 0.027907 | 719.5128 | 0 | 719.2457 | 0.0042155 | 715.8583 | 0.13226 | 719.5128 | 0.35191 | 719.5128 | 10.1056
| 719.4805 | 0 |  |  | 716.2179 | 0.0098308 | 710.93 | 0 | 719.7472 | 0.014 | 719.7472 | 0.041378 | 719.7472 | 0.0024986 | 727.7371 | 0.0074214 | 719.7473 | 0.0028423 |  |  | 719.4805 | 0.26272 | 719.7472 | 0.0055252 | 719.7473 | 0.61867 | 710.9288 | 0.0050437 | 719.7473 | 0.015404 | 719.4805 | 0.05411 | 716.0898 | 0.14552 | 719.7472 | 0.34243 | 719.7472 | 10.1376
| 719.7152 | 0 |  |  | 716.4498 | -0.001697 | 711.16 | 0 | 719.9817 | 0 | 719.9817 | -0.019718 | 719.9817 | -0.002502 | 727.9701 | -0.0029351 | 719.9817 | 0 |  |  | 719.7152 | 0.24634 | 719.9817 | 0 | 719.9817 | 0.59597 | 711.1577 | -0.017886 | 719.9817 | 0 | 719.7152 | 0.01213 | 716.3214 | 0.12569 | 719.9817 | 0.32941 | 719.9817 | 10.1696
| 719.9499 | 0 |  |  | 716.6817 | 0.015035 | 711.39 | 0 | 720.2162 | 0.015473 | 720.2162 | 0.013447 | 720.2162 | 0.0039947 | 728.2031 | 0.0073928 | 720.2162 | 0.0044053 |  |  | 719.9499 | 0.26167 | 720.2162 | 0.0056232 | 720.2162 | 0.59428 | 711.3865 | 0.045617 | 720.2162 | 0.012895 | 719.9499 | 0.041226 | 716.553 | 0.13855 | 720.2162 | 0.31876 | 720.2162 | 10.2352
| 720.1847 | 0 |  |  | 716.9136 | 0.0063315 | 711.62 | 0 | 720.4506 | 0 | 720.4506 | -0.018576 | 720.4506 | -0.0023174 | 728.4362 | -0.003024 | 720.4506 | 0 |  |  | 720.1847 | 0.24683 | 720.4506 | 0 | 720.4506 | 0.58621 | 711.6154 | -0.05732 | 720.4506 | 0 | 720.1847 | 0.022624 | 716.7847 | 0.11778 | 720.4506 | 0.30411 | 720.4506 | 10.3157
| 720.4194 | 0 |  |  | 717.1456 | 0.0018025 | 711.84 | 0 | 720.6851 | 0.02678 | 720.6851 | 0.021114 | 720.6851 | 0.0032273 | 728.6692 | 0.0078355 | 720.6851 | 0.0050653 |  |  | 720.4194 | 0.25681 | 720.6851 | 0.0073118 | 720.6851 | 0.58911 | 711.8444 | 0.025109 | 720.6851 | 0.015529 | 720.4194 | 0.041226 | 717.0162 | 0.13116 | 720.6851 | 0.29857 | 720.6851 | 10.3562
| 720.6542 | 0 |  |  | 717.3775 | -0.025547 | 712.07 | 0 | 720.9196 | 0 | 720.9196 | -0.021615 | 720.9196 | -0.007325 | 728.9023 | -0.0026711 | 720.9196 | 0 |  |  | 720.6542 | 0.24781 | 720.9196 | 0 | 720.9196 | 0.5789 | 712.0732 | -0.018924 | 720.9196 | 0 | 720.6542 | 0.0017089 | 717.2479 | 0.11114 | 720.9196 | 0.28291 | 720.9196 | 10.4284
| 720.889 | 0 |  |  | 717.6094 | 0.023808 | 712.3 | 0 | 721.1541 | 0.01303 | 721.1541 | -0.0070708 | 721.1541 | 0.0038886 | 729.1354 | 0.0084495 | 721.1542 | 0.0030784 |  |  | 720.889 | 0.24373 | 721.1541 | 0.0088653 | 721.1542 | 0.57896 | 712.3021 | 0.041251 | 721.1542 | 0.021395 | 720.889 | 0.034625 | 717.4796 | 0.12647 | 721.1541 | 0.27945 | 721.1541 | 10.4956
| 721.1238 | 0 |  |  | 717.8414 | -0.0030999 | 712.53 | 0 | 721.3887 | 0 | 721.3887 | -0.031376 | 721.3887 | -0.0031632 | 729.3684 | -0.0036122 | 721.3887 | 0 |  |  | 721.1238 | 0.24675 | 721.3887 | 0 | 721.3887 | 0.57841 | 712.5311 | -0.011906 | 721.3887 | 0 | 721.1238 | 0.016707 | 717.7112 | 0.10471 | 721.3887 | 0.26883 | 721.3887 | 10.539
| 721.3586 | 0 |  |  | 718.0733 | -1.6542e-05 | 712.76 | 0 | 721.6232 | 0 | 721.6232 | 0.041049 | 721.6232 | 0.0031306 | 729.6015 | 0.0074442 | 721.6232 | 0.0053759 |  |  | 721.3586 | 0.24959 | 721.6232 | 0.0074398 | 721.6232 | 0.57395 | 712.76 | 0.016524 | 721.6232 | 0.013653 | 721.3586 | 0.053742 | 717.9428 | 0.12115 | 721.6232 | 0.26324 | 721.6232 | 10.6264
| 721.5934 | 0 |  |  | 718.3053 | -0.00012393 | 712.99 | 0 | 721.8577 | 0 | 721.8577 | -0.0067366 | 721.8577 | -0.0043912 | 729.8346 | -0.0046581 | 721.8577 | 0 |  |  | 721.5934 | 0.24081 | 721.8577 | 0 | 721.8577 | 0.57513 | 712.989 | -0.047908 | 721.8577 | 0 | 721.5934 | -0.0027692 | 718.1745 | 0.10077 | 721.8577 | 0.24936 | 721.8577 | 10.6496
| 721.8282 | 0 |  |  | 718.5373 | -0.0014229 | 713.22 | 0 | 722.0923 | 0.020198 | 722.0923 | -0.0047764 | 722.0923 | 0.0012152 | 730.0677 | 0.007692 | 722.0923 | 0.00092051 |  |  | 721.8282 | 0.24277 | 722.0923 | 0.0058809 | 722.0923 | 0.57734 | 713.2179 | 0.087262 | 722.0923 | 0.010347 | 721.8282 | 0.022939 | 718.4062 | 0.11224 | 722.0923 | 0.24306 | 722.0923 | 10.7039
| 722.063 | 0 |  |  | 718.7692 | 0.019892 | 713.45 | 0 | 722.3268 | 0 | 722.3268 | 0.010026 | 722.3268 | -0.0044071 | 730.3008 | -0.0032902 | 722.3268 | 0 |  |  | 722.063 | 0.24118 | 722.3268 | 0 | 722.3268 | 0.5742 | 713.4468 | -0.047986 | 722.3268 | 0 | 722.063 | 0.016564 | 718.6379 | 0.093618 | 722.3268 | 0.23341 | 722.3268 | 10.7347
| 722.2979 | 0 |  |  | 719.0012 | 0.0044911 | 713.68 | 0 | 722.5614 | 0.024877 | 722.5614 | 0.052905 | 722.5614 | 0.0037739 | 730.534 | 0.0082163 | 722.5614 | 0.0037158 |  |  | 722.2978 | 0.24792 | 722.5614 | 0.0049473 | 722.5614 | 0.56052 | 713.6758 | 0.039944 | 722.5614 | 0.01216 | 722.2979 | 0.04049 | 718.8696 | 0.10696 | 722.5614 | 0.23076 | 722.5614 | 10.8004
| 722.5327 | 0 |  |  | 719.2332 | -0.013985 | 713.9 | 0 | 722.796 | 0 | 722.796 | -0.0035615 | 722.796 | -0.0050383 | 730.7671 | -0.0043462 | 722.796 | 0 |  |  | 722.5327 | 0.22551 | 722.796 | 0 | 722.796 | 0.57101 | 713.9048 | -0.030104 | 722.796 | 0 | 722.5327 | -0.0012908 | 719.1013 | 0.090944 | 722.796 | 0.21831 | 722.796 | 10.8608
| 722.7675 | 0 |  |  | 719.4653 | 0.0034626 | 714.13 | 0 | 723.0306 | 0.016167 | 723.0306 | 0.01167 | 723.0306 | 0.0020616 | 731.0002 | 0.008871 | 723.0306 | 0.0033761 |  |  | 722.7675 | 0.23634 | 723.0306 | 0.0052369 | 723.0306 | 0.56066 | 714.1337 | -0.015312 | 723.0306 | 0.015976 | 722.7675 | 0.030265 | 719.333 | 0.10607 | 723.0306 | 0.21284 | 723.0306 | 10.8943
| 723.0024 | 0 |  |  | 719.6973 | -0.009451 | 714.36 | 0 | 723.2652 | 0 | 723.2652 | 0.0168 | 723.2652 | -0.0080968 | 731.2334 | -0.003859 | 723.2651 | 0 |  |  | 723.0024 | 0.22116 | 723.2652 | 0 | 723.2651 | 0.55532 | 714.3627 | -0.02806 | 723.2651 | 0 | 723.0024 | 0.0017729 | 719.5647 | 0.083812 | 723.2652 | 0.20258 | 723.2652 | 10.9457
| 723.2373 | 0 |  |  | 719.9293 | 0.00099885 | 714.59 | 0 | 723.4998 | 0.023797 | 723.4998 | 0.011509 | 723.4998 | 0.0044631 | 731.4666 | 0.0071885 | 723.4998 | 0.0021223 |  |  | 723.2373 | 0.23801 | 723.4998 | 0.0058435 | 723.4998 | 0.55164 | 714.5917 | 0.014594 | 723.4998 | 0.011336 | 723.2373 | 0.042331 | 719.7964 | 0.10187 | 723.4998 | 0.20367 | 723.4998 | 11.0035
| 723.4722 | 0 |  |  | 720.1613 | 0.011506 | 714.82 | 0 | 723.7344 | 0 | 723.7344 | 0.02995 | 723.7344 | -0.0040194 | 731.6998 | -0.0032707 | 723.7344 | 0 |  |  | 723.4722 | 0.23042 | 723.7344 | 0 | 723.7344 | 0.55803 | 714.8207 | -0.011878 | 723.7344 | 0 | 723.4722 | 0.0015459 | 720.0282 | 0.079751 | 723.7344 | 0.19187 | 723.7344 | 11.0408
| 723.707 | 0 |  |  | 720.3934 | 0.022577 | 715.05 | 0 | 723.969 | 0 | 723.969 | 0.0098995 | 723.969 | 0.0037165 | 731.9329 | 0.0074858 | 723.969 | 0.0038578 |  |  | 723.707 | 0.23238 | 723.969 | 0.0046526 | 723.969 | 0.55212 | 715.0497 | 0.070366 | 723.969 | 0.016254 | 723.707 | 0.039018 | 720.2599 | 0.096215 | 723.969 | 0.18672 | 723.969 | 11.0808
| 723.9419 | 0 |  |  | 720.6254 | -0.013382 | 715.28 | 0 | 724.2037 | 0 | 724.2037 | -0.015862 | 724.2037 | -0.0071725 | 732.1661 | -0.0041362 | 724.2037 | 0 |  |  | 723.9419 | 0.22759 | 724.2037 | 0 | 724.2037 | 0.54071 | 715.2787 | 0.031241 | 724.2037 | 0 | 723.9419 | -0.0062404 | 720.4917 | 0.074164 | 724.2037 | 0.18102 | 724.2037 | 11.1754
| 724.1768 | 0 |  |  | 720.8575 | 0.0043926 | 715.51 | 0 | 724.4383 | 0.034352 | 724.4383 | 0.0237 | 724.4383 | 0.0039838 | 732.3994 | 0.0066782 | 724.4383 | 0.0033905 |  |  | 724.1769 | 0.22906 | 724.4383 | 0.0062895 | 724.4383 | 0.54772 | 715.5078 | 0.084605 | 724.4383 | 0.011148 | 724.1768 | 0.053005 | 720.7235 | 0.089215 | 724.4383 | 0.18006 | 724.4383 | 11.1882
| 724.4118 | 0 |  |  | 721.0896 | -0.014374 | 715.74 | 0 | 724.673 | 0 | 724.673 | -0.019656 | 724.673 | -0.006955 | 732.6326 | -0.0041946 | 724.673 | 0 |  |  | 724.4118 | 0.21605 | 724.673 | 0 | 724.673 | 0.53691 | 715.7368 | -0.037671 | 724.673 | 0 | 724.4118 | -0.0047944 | 720.9553 | 0.072139 | 724.673 | 0.16733 | 724.673 | 11.2254
| 724.6467 | 0 |  |  | 721.3217 | 0.0058593 | 715.97 | 0 | 724.9076 | 0.036574 | 724.9076 | 0.020128 | 724.9076 | 0.0030394 | 732.8658 | 0.0075582 | 724.9076 | 0.0024231 |  |  | 724.6467 | 0.23168 | 724.9076 | 0.0043966 | 724.9076 | 0.53549 | 715.9659 | 0.084713 | 724.9076 | 0.0085032 | 724.6467 | 0.041595 | 721.1871 | 0.087896 | 724.9076 | 0.16653 | 724.9076 | 11.2902
| 724.8816 | 0 |  |  | 721.5538 | 0.0091935 | 716.19 | 0 | 725.1423 | 0 | 725.1423 | -0.026216 | 725.1423 | -0.0075379 | 733.099 | -0.0029827 | 725.1423 | 0 |  |  | 724.8816 | 0.22312 | 725.1423 | 0 | 725.1423 | 0.52548 | 716.1949 | -0.0083699 | 725.1423 | 0 | 724.8816 | -0.0068176 | 721.4189 | 0.070626 | 725.1423 | 0.15568 | 725.1423 | 11.3373
| 725.1166 | 0 |  |  | 721.7859 | 0.012042 | 716.42 | 0 | 725.377 | 0.023067 | 725.377 | -0.01698 | 725.377 | 0.0022695 | 733.3323 | 0.0081624 | 725.3769 | 0.001579 |  |  | 725.1166 | 0.22689 | 725.377 | 0.00092379 | 725.377 | 0.54056 | 716.424 | 0.020815 | 725.3769 | 0.016526 | 725.1166 | 0.039018 | 721.6507 | 0.084936 | 725.377 | 0.15586 | 725.377 | 11.3973
| 725.3515 | 0 |  |  | 722.018 | -0.015513 | 716.65 | 0 | 725.6117 | 0 | 725.6117 | -0.031099 | 725.6117 | -0.0065674 | 733.5655 | -0.0025042 | 725.6117 | 0 |  |  | 725.3515 | 0.21413 | 725.6117 | 0 | 725.6117 | 0.51967 | 716.6531 | 0.030719 | 725.6117 | 0 | 725.3515 | 0.0057753 | 721.8825 | 0.06454 | 725.6117 | 0.14956 | 725.6117 | 11.4492
| 725.5865 | 0 |  |  | 722.2501 | 0.014763 | 716.88 | 0 | 725.8464 | 0.0090195 | 725.8464 | 0.0057543 | 725.8464 | 0.00076392 | 733.7988 | 0.0070804 | 725.8464 | 0.0010218 |  |  | 725.5865 | 0.22371 | 725.8464 | 0 | 725.8464 | 0.52591 | 716.8821 | 0.019847 | 725.8464 | 0.011061 | 725.5865 | 0.016496 | 722.1143 | 0.079958 | 725.8464 | 0.14471 | 725.8464 | 11.5286
| 725.8215 | 0 |  |  | 722.4822 | -0.0057077 | 717.11 | 0 | 726.0811 | 0 | 726.0811 | -0.0068679 | 726.0811 | -0.0062099 | 734.032 | -0.0036232 | 726.0811 | 0 |  |  | 725.8215 | 0.21137 | 726.0811 | 0 | 726.0811 | 0.53012 | 717.1113 | -0.024104 | 726.0811 | 0 | 725.8215 | -0.012122 | 722.3462 | 0.058907 | 726.0811 | 0.13753 | 726.0811 | 11.5625
| 726.0565 | 0 |  |  | 722.7144 | 0.016907 | 717.34 | 0 | 726.3158 | 0.017922 | 726.3158 | 0.021862 | 726.3158 | 0.0030167 | 734.2653 | 0.0059554 | 726.3158 | 0.0052195 |  |  | 726.0564 | 0.21503 | 726.3158 | 0.0048257 | 726.3158 | 0.5218 | 717.3403 | 0.075544 | 726.3158 | 0.018891 | 726.0565 | 0.032839 | 722.578 | 0.08018 | 726.3158 | 0.14025 | 726.3158 | 11.594
| 726.2914 | 0 |  |  | 722.9465 | -0.013354 | 717.57 | 0 | 726.5505 | 0 | 726.5505 | 0.023698 | 726.5505 | -0.0047252 | 734.4986 | -0.0038342 | 726.5505 | 0 |  |  | 726.2914 | 0.20552 | 726.5505 | 0 | 726.5505 | 0.52002 | 717.5695 | 0.023827 | 726.5505 | 0 | 726.2914 | -0.0021254 | 722.8099 | 0.055347 | 726.5505 | 0.13029 | 726.5505 | 11.6193
| 726.5264 | 0 |  |  | 723.1787 | 0.0018216 | 717.8 | 0 | 726.7853 | 0.039743 | 726.7853 | -0.0016353 | 726.7853 | 0.0025935 | 734.7319 | 0.0094121 | 726.7853 | 0.003436 |  |  | 726.5264 | 0.21597 | 726.7853 | 0.0025859 | 726.7853 | 0.51851 | 717.7986 | 0.08958 | 726.7853 | 0.014599 | 726.5264 | 0.041595 | 723.0417 | 0.074892 | 726.7853 | 0.1286 | 726.7853 | 11.6129
| 726.7614 | 0 |  |  | 723.4109 | -0.00039579 | 718.03 | 0 | 727.02 | 0 | 727.02 | -0.019275 | 727.02 | -0.0041567 | 734.9652 | -0.0041391 | 727.02 | 0 |  |  | 726.7615 | 0.20454 | 727.02 | 0 | 727.02 | 0.5204 | 718.0277 | -0.040789 | 727.02 | 0 | 726.7614 | 0.0043807 | 723.2736 | 0.055928 | 727.02 | 0.12064 | 727.02 | 11.6495
| 726.9965 | 0 |  |  | 723.643 | 0.0044161 | 718.26 | 0 | 727.2548 | 0.026877 | 727.2548 | 0.022366 | 727.2548 | 0.0035492 | 735.1985 | 0.0059619 | 727.2548 | 0.0019737 |  |  | 726.9965 | 0.20946 | 727.2548 | 0.0022444 | 727.2548 | 0.51759 | 718.2568 | 0.022621 | 727.2548 | 0.012314 | 726.9965 | 0.03606 | 723.5055 | 0.070499 | 727.2548 | 0.11804 | 727.2548 | 11.6983
| 727.2315 | 0 |  |  | 723.8752 | -0.012622 | 718.49 | 0 | 727.4896 | 0 | 727.4896 | -0.0107 | 727.4896 | -0.0078462 | 735.4319 | -0.0035935 | 727.4896 | 0 |  |  | 727.2315 | 0.20553 | 727.4896 | 0 | 727.4896 | 0.50793 | 718.486 | -0.0084512 | 727.4896 | 0 | 727.2315 | 0.0040126 | 723.7374 | 0.052133 | 727.4896 | 0.11211 | 727.4896 | 11.7489
| 727.4665 | 0 |  |  | 724.1074 | 0.0037372 | 718.72 | 0 | 727.7244 | 0.01906 | 727.7244 | 0.014292 | 727.7244 | -0.00035255 | 735.6652 | 0.0065227 | 727.7244 | 0 |  |  | 727.4665 | 0.21358 | 727.7244 | 0.0038092 | 727.7244 | 0.50585 | 718.7151 | 0.096221 | 727.7244 | 0.010078 | 727.4665 | 0.040122 | 723.9693 | 0.071164 | 727.7244 | 0.11221 | 727.7244 | 11.7976
| 727.7016 | 0 |  |  | 724.3396 | 0.0056521 | 718.94 | 0 | 727.9591 | 0 | 727.9591 | -0.0062864 | 727.9591 | -0.001863 | 735.8986 | -0.0041612 | 727.9592 | 0 |  |  | 727.7016 | 0.20111 | 727.9591 | 0 | 727.9592 | 0.5012 | 718.9443 | 0.011817 | 727.9592 | 0 | 727.7016 | -0.00015535 | 724.2012 | 0.048056 | 727.9591 | 0.10822 | 727.9591 | 11.8679
| 727.9366 | 0 |  |  | 724.5718 | 0.0036958 | 719.17 | 0 | 728.1939 | 0.018236 | 728.1939 | 0.021473 | 728.1939 | 0.0017949 | 736.1319 | 0.006293 | 728.194 | 0.0016929 |  |  | 727.9366 | 0.20168 | 728.1939 | 0.0064723 | 728.194 | 0.51523 | 719.1735 | 0.070384 | 728.194 | 0.010096 | 727.9366 | 0.028251 | 724.4332 | 0.065138 | 728.1939 | 0.10706 | 728.1939 | 11.9195
| 728.1717 | 0 |  |  | 724.8041 | -0.015059 | 719.4 | 0 | 728.4288 | 0 | 728.4288 | -0.02231 | 728.4288 | -0.0056556 | 736.3653 | -0.00308 | 728.4288 | 0 |  |  | 728.1717 | 0.1981 | 728.4288 | 0 | 728.4288 | 0.51224 | 719.4026 | 0.0016439 | 728.4288 | 0 | 728.1717 | -0.0067105 | 724.6651 | 0.046539 | 728.4288 | 0.10079 | 728.4288 | 11.9534
| 728.4068 | 0 |  |  | 725.0363 | 0.0098415 | 719.63 | 0 | 728.6636 | 0.035674 | 728.6636 | 0.018154 | 728.6636 | 0.0017256 | 736.5987 | 0.0076613 | 728.6636 | 0.0026329 |  |  | 728.4068 | 0.20339 | 728.6636 | 0.0032758 | 728.6636 | 0.50771 | 719.6318 | -0.0048276 | 728.6636 | 0.012704 | 728.4068 | 0.023182 | 724.897 | 0.061419 | 728.6636 | 0.10105 | 728.6636 | 11.9591
| 728.6419 | 0 |  |  | 725.2685 | -0.006121 | 719.86 | 0 | 728.8984 | 0 | 728.8984 | 0.014461 | 728.8984 | -0.0075358 | 736.832 | -0.0038481 | 728.8984 | 0 |  |  | 728.6419 | 0.19879 | 728.8984 | 0 | 728.8984 | 0.49804 | 719.861 | -0.0099502 | 728.8984 | 0 | 728.6419 | 0.016036 | 725.129 | 0.041576 | 728.8984 | 0.091557 | 728.8984 | 11.9214
| 728.877 | 0 |  |  | 725.5008 | 0.013194 | 720.09 | 0 | 729.1332 | 0.013676 | 729.1332 | 0.0011124 | 729.1332 | 0.0017899 | 737.0654 | 0.0062494 | 729.1332 | 0.0013179 |  |  | 728.877 | 0.20493 | 729.1332 | 0.0048143 | 729.1332 | 0.49206 | 720.0902 | 0.11107 | 729.1332 | 0.014996 | 728.877 | 0.029762 | 725.361 | 0.062136 | 729.1332 | 0.092973 | 729.1332 | 11.9355
| 729.1121 | 0 |  |  | 725.733 | 0.001958 | 720.32 | 0 | 729.3681 | 0 | 729.3681 | 0.0052867 | 729.3681 | -0.0042443 | 737.2988 | -0.00359 | 729.3681 | 0 |  |  | 729.1121 | 0.19904 | 729.3681 | 0 | 729.3681 | 0.48296 | 720.3194 | -0.09258 | 729.3681 | 0 | 729.1121 | -0.0082927 | 725.593 | 0.041711 | 729.3681 | 0.087184 | 729.3681 | 11.9195
| 729.3472 | 0 |  |  | 725.9653 | 0.031252 | 720.55 | 0 | 729.6029 | 0.013952 | 729.6029 | 0.00043612 | 729.6029 | 0.0029423 | 737.5323 | 0.0078271 | 729.603 | 0.0051103 |  |  | 729.3472 | 0.20012 | 729.6029 | 0.004295 | 729.603 | 0.4949 | 720.5486 | 0.057668 | 729.603 | 0.014915 | 729.3472 | 0.032457 | 725.8249 | 0.058272 | 729.6029 | 0.09037 | 729.6029 | 11.9892
| 729.5823 | 0 |  |  | 726.1976 | -0.013297 | 720.78 | 0 | 729.8378 | 0 | 729.8378 | -0.0037437 | 729.8378 | -0.0043425 | 737.7657 | -0.0030594 | 729.8378 | 0 |  |  | 729.5823 | 0.19483 | 729.8378 | 0 | 729.8378 | 0.48541 | 720.7779 | 0.022651 | 729.8378 | 0 | 729.5823 | 0.0026691 | 726.0569 | 0.039616 | 729.8378 | 0.082242 | 729.8378 | 12.0426
| 729.8174 | 0 |  |  | 726.4299 | 0.0028157 | 721.01 | 0 | 730.0727 | 0.025546 | 730.0727 | 0.034124 | 730.0727 | 0.0036771 | 737.9991 | 0.0086364 | 730.0727 | 0.0023944 |  |  | 729.8174 | 0.20014 | 730.0727 | 0.0026309 | 730.0727 | 0.4833 | 721.0071 | 0.067749 | 730.0727 | 0.014514 | 729.8174 | 0.029267 | 726.2889 | 0.056203 | 730.0727 | 0.084677 | 730.0727 | 12.0914
| 730.0526 | 0 |  |  | 726.6622 | 0.0066045 | 721.24 | 0 | 730.3076 | 0 | 730.3076 | -0.018642 | 730.3076 | -0.0073677 | 738.2325 | -0.0035695 | 730.3076 | 0 |  |  | 730.0526 | 0.18653 | 730.3076 | 0 | 730.3076 | 0.48441 | 721.2363 | -0.070902 | 730.3076 | 0 | 730.0526 | -0.0078966 | 726.5209 | 0.039335 | 730.3076 | 0.07503 | 730.3076 | 12.1483
| 730.2877 | 0 |  |  | 726.8945 | 0.00057412 | 721.47 | 0 | 730.5425 | 0.015834 | 730.5425 | 0.011824 | 730.5425 | 0.0021866 | 738.466 | 0.0082588 | 730.5425 | 0.0010311 |  |  | 730.2877 | 0.19639 | 730.5425 | 0.0049088 | 730.5425 | 0.47844 | 721.4656 | 0.050149 | 730.5425 | 0.0047089 | 730.2877 | 0.032784 | 726.7529 | 0.052646 | 730.5425 | 0.076295 | 730.5425 | 12.1354
| 730.5229 | 0 |  |  | 727.1268 | -0.025299 | 721.69 | 0 | 730.7774 | 0 | 730.7774 | -0.037149 | 730.7774 | -0.0054148 | 738.6995 | -0.0034896 | 730.7774 | 0 |  |  | 730.5229 | 0.18264 | 730.7774 | 0 | 730.7774 | 0.47638 | 721.6948 | -0.037533 | 730.7774 | 0 | 730.5229 | -0.0021278 | 726.985 | 0.035277 | 730.7774 | 0.070818 | 730.7774 | 12.131
| 730.758 | 0 |  |  | 727.3591 | 0.013636 | 721.92 | 0 | 731.0123 | 0.031603 | 731.0123 | -0.00091441 | 731.0123 | 0.0028377 | 738.933 | 0.0079571 | 731.0123 | 0.0025891 |  |  | 730.758 | 0.19541 | 731.0123 | 0.004867 | 731.0123 | 0.47727 | 721.9241 | 0.11134 | 731.0123 | 0.015283 | 730.758 | 0.024955 | 727.217 | 0.054107 | 731.0123 | 0.072206 | 731.0123 | 12.0944
| 730.9932 | 0 |  |  | 727.5915 | -0.0067572 | 722.15 | 0 | 731.2472 | 0 | 731.2472 | 0.028025 | 731.2472 | -0.005417 | 739.1664 | -0.0033707 | 731.2473 | 0 |  |  | 730.9932 | 0.17768 | 731.2472 | 0 | 731.2473 | 0.473 | 722.1534 | -0.052179 | 731.2473 | 0 | 730.9932 | -0.017004 | 727.449 | 0.03481 | 731.2472 | 0.066221 | 731.2472 | 12.1196
| 731.2284 | 0 |  |  | 727.8238 | 0.0067937 | 722.38 | 0 | 731.4822 | 0.013626 | 731.4822 | -0.032514 | 731.4822 | 0.0023015 | 739.3999 | 0.0068453 | 731.4822 | 0.0025219 |  |  | 731.2284 | 0.19251 | 731.4822 | 0.00515 | 731.4822 | 0.47769 | 722.3827 | -0.017055 | 731.4822 | 0.014129 | 731.2284 | 0.023663 | 727.6812 | 0.053435 | 731.4822 | 0.067526 | 731.4822 | 12.1057
| 731.4636 | 0 |  |  | 728.0562 | 0.0034052 | 722.61 | 0 | 731.7171 | 0 | 731.7171 | -0.025544 | 731.7171 | -0.0029984 | 739.6334 | -0.0022216 | 731.7171 | 0 |  |  | 731.4636 | 0.17543 | 731.7171 | 0 | 731.7171 | 0.45886 | 722.612 | 0.00076634 | 731.7171 | 0 | 731.4636 | -0.0025901 | 727.9132 | 0.032046 | 731.7171 | 0.060254 | 731.7171 | 12.1002
| 731.6988 | 0 |  |  | 728.2885 | 0.0056003 | 722.84 | 0 | 731.9521 | 0.026953 | 731.9521 | 0.0097529 | 731.9521 | 0.0010544 | 739.8669 | 0.0069942 | 731.9521 | 0.0019096 |  |  | 731.6988 | 0.18561 | 731.9521 | 0.0027662 | 731.9521 | 0.46572 | 722.8413 | 0.014825 | 731.9521 | 0.0085628 | 731.6988 | 0.030318 | 728.1453 | 0.049152 | 731.9521 | 0.062038 | 731.9521 | 12.1358
| 731.934 | 0 |  |  | 728.5209 | -0.017208 | 723.07 | 0 | 732.187 | 0 | 732.187 | -0.0032284 | 732.187 | -0.0052845 | 740.1005 | -0.0036284 | 732.187 | 0 |  |  | 731.934 | 0.18163 | 732.187 | 0 | 732.187 | 0.46744 | 723.0706 | 0.016287 | 732.187 | 0 | 731.934 | 0.0073932 | 728.3774 | 0.030373 | 732.187 | 0.05746 | 732.187 | 12.148
| 732.1692 | 0 |  |  | 728.7533 | 0.021642 | 723.3 | 0 | 732.422 | 0.016706 | 732.422 | 0.014935 | 732.422 | 0.0048436 | 740.334 | 0.0071375 | 732.422 | 0.0038653 |  |  | 732.1692 | 0.18267 | 732.422 | 0.0057619 | 732.422 | 0.46548 | 723.2999 | 0.036147 | 732.422 | 0.015778 | 732.1692 | 0.033661 | 728.6094 | 0.046802 | 732.422 | 0.061128 | 732.422 | 12.1488
| 732.4045 | 0 |  |  | 728.9857 | 0.0090799 | 723.53 | 0 | 732.657 | 0 | 732.657 | 0.0031454 | 732.657 | -0.007229 | 740.5675 | -0.0030402 | 732.657 | 0 |  |  | 732.4045 | 0.1705 | 732.657 | 0 | 732.657 | 0.45401 | 723.5292 | -0.055323 | 732.657 | 0 | 732.4045 | -0.0014496 | 728.8416 | 0.027832 | 732.657 | 0.051195 | 732.657 | 12.1424
| 732.6397 | 0 |  |  | 729.2181 | -0.00031973 | 723.76 | 0 | 732.892 | 0.016955 | 732.892 | 0.0075744 | 732.892 | -0.0018777 | 740.8011 | 0.0056413 | 732.892 | 0.0016963 |  |  | 732.6397 | 0.18108 | 732.892 | 0 | 732.892 | 0.45441 | 723.7586 | 0.076326 | 732.892 | 0.011084 | 732.6397 | 0.032857 | 729.0737 | 0.04793 | 732.892 | 0.054914 | 732.892 | 12.1502
| 732.875 | 0 |  |  | 729.4505 | -0.016748 | 723.99 | 0 | 733.127 | 0 | 733.127 | 0.0089963 | 733.127 | -0.0052406 | 741.0346 | -0.0032434 | 733.1269 | 0 |  |  | 732.8749 | 0.17016 | 733.127 | 0 | 733.127 | 0.4453 | 723.9879 | -0.0018929 | 733.1269 | 0 | 732.875 | -0.016145 | 729.3058 | 0.026085 | 733.127 | 0.050642 | 733.127 | 12.1537
| 733.1102 | 0 |  |  | 729.6829 | 0.016333 | 724.22 | 0 | 733.362 | 0.022554 | 733.362 | 0.034037 | 733.362 | -0.00067801 | 741.2682 | 0.0067324 | 733.362 | 0.00077736 |  |  | 733.1102 | 0.18087 | 733.362 | 0.002112 | 733.362 | 0.44764 | 724.2173 | 0.056508 | 733.362 | 0.012403 | 733.1102 | 0.018915 | 729.538 | 0.045793 | 733.362 | 0.049048 | 733.362 | 12.1301
| 733.3455 | 0 |  |  | 729.9153 | -0.01217 | 724.45 | 0 | 733.597 | 0 | 733.597 | 0.037711 | 733.597 | 0.00038102 | 741.5018 | -0.0031124 | 733.597 | 0 |  |  | 733.3455 | 0.17677 | 733.597 | 0 | 733.597 | 0.44432 | 724.4467 | -0.012159 | 733.597 | 0 | 733.3455 | 0.012012 | 729.7701 | 0.027249 | 733.597 | 0.050263 | 733.597 | 12.1243
| 733.5807 | 0 |  |  | 730.1477 | 0.01972 | 724.68 | 0 | 733.832 | 0.027222 | 733.832 | 0.029498 | 733.832 | 0.00023932 | 741.7354 | 0.0071997 | 733.832 | 0.0017857 |  |  | 733.5808 | 0.17701 | 733.832 | 0.0040344 | 733.832 | 0.45295 | 724.676 | -0.0049936 | 733.832 | 0.013885 | 733.5807 | 0.026968 | 730.0023 | 0.043982 | 733.832 | 0.047217 | 733.832 | 12.0887
| 733.816 | 0 |  |  | 730.3802 | -0.024192 | 724.91 | 0 | 734.0671 | 0 | 734.0671 | -0.023129 | 734.0671 | -0.00321 | 741.9689 | -0.0038436 | 734.0671 | 0 |  |  | 733.816 | 0.16732 | 734.0671 | 0 | 734.0671 | 0.43166 | 724.9054 | -0.046666 | 734.0671 | 0 | 733.816 | -0.0063181 | 730.2344 | 0.026705 | 734.0671 | 0.043305 | 734.0671 | 12.0887
| 734.0513 | 0 |  |  | 730.6126 | 0.0062306 | 725.13 | 0 | 734.3021 | 0.0039916 | 734.3021 | 0.0063413 | 734.3021 | 0.0017024 | 742.2026 | 0.0070944 | 734.3021 | 0.0023493 |  |  | 734.0513 | 0.17896 | 734.3021 | 0.0049378 | 734.3021 | 0.44412 | 725.1348 | -0.047388 | 734.3021 | 0.0095213 | 734.0513 | 0.03865 | 730.4666 | 0.04462 | 734.3021 | 0.044104 | 734.3021 | 12.0546
| 734.2866 | 0 |  |  | 730.8451 | -0.014161 | 725.36 | 0 | 734.5372 | 0 | 734.5372 | -0.017354 | 734.5372 | -0.0046333 | 742.4362 | -0.0040031 | 734.5372 | 0 |  |  | 734.2866 | 0.16644 | 734.5372 | 0 | 734.5372 | 0.43496 | 725.3641 | -0.076896 | 734.5372 | 0 | 734.2866 | -0.012574 | 730.6988 | 0.026234 | 734.5372 | 0.041643 | 734.5372 | 12.0471
| 734.5219 | 0 |  |  | 731.0776 | 0.00012878 | 725.59 | 0 | 734.7723 | 0.022079 | 734.7723 | 0.038026 | 734.7723 | 0.0037125 | 742.6698 | 0.0067485 | 734.7723 | 0.0034635 |  |  | 734.5219 | 0.17573 | 734.7723 | 0.0031887 | 734.7723 | 0.44429 | 725.5936 | 0.087801 | 734.7723 | 0.01091 | 734.5219 | 0.031254 | 730.931 | 0.043699 | 734.7723 | 0.045252 | 734.7723 | 12.0236
| 734.7573 | 0 |  |  | 731.3101 | 0.019241 | 725.82 | -0.22641 | 735.0073 | 0 | 735.0073 | -0.014075 | 735.0073 | -0.0054286 | 742.9034 | -0.0049832 | 735.0073 | 0 |  |  | 734.7573 | 0.1639 | 735.0073 | 0 | 735.0073 | 0.42558 | 725.823 | -0.021125 | 735.0073 | 0 | 734.7573 | -0.0026244 | 731.1631 | 0.022418 | 735.0073 | 0.037858 | 735.0073 | 11.9766
| 734.9926 | 0 |  |  | 731.5426 | 0.012774 | 726.05 | 0 | 735.2424 | 0.015048 | 735.2424 | 0.019666 | 735.2424 | 0.001953 | 743.1371 | 0.0061689 | 735.2424 | 0.0018729 |  |  | 734.9926 | 0.17115 | 735.2424 | 0.0028975 | 735.2424 | 0.43715 | 726.0524 | 0.093853 | 735.2424 | 0.0085406 | 734.9926 | 0.03449 | 731.3954 | 0.042183 | 735.2424 | 0.038541 | 735.2424 | 11.9259
| 735.2279 | 0 |  |  | 731.7751 | -0.023278 | 726.28 | 0 | 735.4775 | 0 | 735.4775 | -0.036726 | 735.4775 | -0.0048418 | 743.3707 | -0.0032838 | 735.4775 | 0 |  |  | 735.2279 | 0.16589 | 735.4775 | 0 | 735.4775 | 0.43421 | 726.2819 | -0.038221 | 735.4775 | 0 | 735.2279 | -0.011346 | 731.6276 | 0.022074 | 735.4775 | 0.033803 | 735.4775 | 11.9166
| 735.4633 | 0 |  |  | 732.0076 | 0.018838 | 726.51 | 0 | 735.7126 | 0.0066587 | 735.7126 | 0.019497 | 735.7126 | 0.0018509 | 743.6044 | 0.0086705 | 735.7127 | 0.001861 |  |  | 735.4633 | 0.16773 | 735.7126 | 0.0027428 | 735.7126 | 0.44109 | 726.5113 | 0.035314 | 735.7127 | 0.0095426 | 735.4633 | 0.01389 | 731.8598 | 0.040934 | 735.7126 | 0.036988 | 735.7126 | 11.8488
| 735.6987 | 0 |  |  | 732.2401 | 0.015166 | 726.74 | 0 | 735.9477 | 0 | 735.9477 | 0.014655 | 735.9477 | -0.0043285 | 743.8381 | -0.0037107 | 735.9478 | 0 |  |  | 735.6987 | 0.16573 | 735.9477 | 0 | 735.9478 | 0.42083 | 726.7407 | -0.0051214 | 735.9478 | 0 | 735.6987 | -0.012001 | 732.092 | 0.020146 | 735.9477 | 0.033146 | 735.9477 | 11.8124
| 735.934 | 0 |  |  | 732.4726 | 0.0028956 | 726.97 | 0 | 736.1829 | 0.026635 | 736.1829 | 0.015703 | 736.1829 | 0.0018774 | 744.0717 | 0.0077935 | 736.1829 | 0.0016882 |  |  | 735.934 | 0.16805 | 736.1829 | 0.0067893 | 736.1829 | 0.41961 | 726.9702 | 0.040219 | 736.1829 | 0.011952 | 735.934 | 0.036809 | 732.3243 | 0.037848 | 736.1829 | 0.033948 | 736.1829 | 11.758
| 736.1694 | 0 |  |  | 732.7052 | 0.0046689 | 727.2 | 0 | 736.418 | 0 | 736.418 | -0.021242 | 736.418 | -0.0029565 | 744.3054 | -0.004354 | 736.418 | 0 |  |  | 736.1694 | 0.15864 | 736.418 | 0 | 736.418 | 0.41905 | 727.1996 | -0.020997 | 736.418 | 0 | 736.1694 | 0.0022655 | 732.5566 | 0.020816 | 736.418 | 0.02991 | 736.418 | 11.6907
| 736.4048 | 0 |  |  | 732.9377 | 0.012472 | 727.43 | 0 | 736.6532 | 0.0022705 | 736.6532 | 0.0052898 | 736.6532 | -0.0004085 | 744.5391 | 0.0072795 | 736.6531 | 0.0022392 |  |  | 736.4048 | 0.15775 | 736.6532 | 0.002785 | 736.6531 | 0.42419 | 727.4291 | 0.0018513 | 736.6531 | 0.0087949 | 736.4048 | 0.025809 | 732.7888 | 0.036772 | 736.6532 | 0.031463 | 736.6532 | 11.5997
| 736.6402 | 0 |  |  | 733.1703 | -0.0032446 | 727.66 | 0 | 736.8883 | 0 | 736.8883 | -0.014368 | 736.8883 | -0.006394 | 744.7728 | -0.0042688 | 736.8883 | 0 |  |  | 736.6402 | 0.15395 | 736.8883 | 0 | 736.8883 | 0.4093 | 727.6586 | -0.0065511 | 736.8883 | 0 | 736.6402 | -0.012457 | 733.0211 | 0.020925 | 736.8883 | 0.026346 | 736.8883 | 11.5113
| 736.8756 | 0 |  |  | 733.4028 | 0.0098681 | 727.89 | 0 | 737.1235 | 0.013903 | 737.1235 | -0.010422 | 737.1235 | -0.0013722 | 745.0065 | 0.0068634 | 737.1235 | 0.001715 |  |  | 736.8756 | 0.15439 | 737.1235 | 0.005699 | 737.1235 | 0.4159 | 727.8881 | 0.11152 | 737.1235 | 0.0091315 | 736.8756 | 0.016685 | 733.2534 | 0.035364 | 737.1235 | 0.027855 | 737.1235 | 11.4472
| 737.111 | 0 |  |  | 733.6354 | -0.0025868 | 728.12 | 0 | 737.3586 | 0 | 737.3586 | -0.046057 | 737.3586 | -0.0058297 | 745.2403 | -0.0049199 | 737.3586 | 0 |  |  | 737.111 | 0.15556 | 737.3586 | 0 | 737.3586 | 0.39882 | 728.1176 | -0.0075562 | 737.3586 | 0 | 737.111 | -0.025781 | 733.4857 | 0.020632 | 737.3586 | 0.027418 | 737.3586 | 11.3841
| 737.3464 | 0 |  |  | 733.868 | 0.012224 | 728.35 | 0 | 737.5938 | 0 | 737.5938 | 0.037153 | 737.5938 | 0.0029398 | 745.474 | 0.0083186 | 737.5938 | 0.0039867 |  |  | 737.3464 | 0.15388 | 737.5938 | 0.0049843 | 737.5938 | 0.41409 | 728.347 | 0.0176 | 737.5938 | 0.011966 | 737.3464 | 0.02735 | 733.718 | 0.036111 | 737.5938 | 0.02699 | 737.5938 | 11.3051
| 737.5819 | 0 |  |  | 734.1006 | -0.030508 | 728.58 | 0 | 737.829 | 0 | 737.829 | 0.025923 | 737.829 | -0.0063989 | 745.7078 | -0.0043676 | 737.829 | 0 |  |  | 737.5818 | 0.14933 | 737.829 | 0 | 737.829 | 0.39706 | 728.5766 | 0.05045 | 737.829 | 0 | 737.5819 | -0.0051091 | 733.9503 | 0.019329 | 737.829 | 0.022826 | 737.829 | 11.2388
| 737.8173 | 0 |  |  | 734.3332 | 0.018765 | 728.81 | 0 | 738.0642 | 0.021077 | 738.0642 | 0.0027969 | 738.0642 | 0.00053749 | 745.9415 | 0.0062354 | 738.0642 | 0.0014183 |  |  | 737.8173 | 0.16001 | 738.0642 | 0.0017715 | 738.0642 | 0.40097 | 728.8061 | 0.011557 | 738.0642 | 0.011158 | 737.8173 | 0.025175 | 734.1827 | 0.037394 | 738.0642 | 0.026213 | 738.0642 | 11.1713
| 738.0527 | 0 |  |  | 734.5658 | -0.024708 | 729.04 | 0 | 738.2994 | 0 | 738.2994 | -0.024404 | 738.2994 | -0.0063475 | 746.1753 | -0.003477 | 738.2994 | 0 |  |  | 738.0527 | 0.14788 | 738.2994 | 0 | 738.2994 | 0.39219 | 729.0356 | -0.071231 | 738.2994 | 0 | 738.0527 | -0.0031991 | 734.415 | 0.014666 | 738.2994 | 0.022673 | 738.2994 | 11.0898
| 738.2882 | 0 |  |  | 734.7984 | 0.0214 | 729.27 | 0 | 738.5347 | 0.010708 | 738.5347 | 0.0013975 | 738.5347 | 0.0028598 | 746.4091 | 0.0077626 | 738.5347 | 0.0021649 |  |  | 738.2882 | 0.15314 | 738.5347 | 0.0022335 | 738.5347 | 0.39973 | 729.2652 | 0.03388 | 738.5347 | 0.011217 | 738.2882 | 0.02753 | 734.6473 | 0.034335 | 738.5347 | 0.023312 | 738.5347 | 10.9823
| 738.5237 | 0 |  |  | 735.031 | 0.0041145 | 729.49 | 0 | 738.7699 | 0 | 738.7699 | 0.0062217 | 738.7699 | -0.0060704 | 746.6428 | -0.0020088 | 738.7699 | 0 |  |  | 738.5237 | 0.15635 | 738.7699 | 0 | 738.7699 | 0.38762 | 729.4947 | -0.031761 | 738.7699 | 0 | 738.5237 | -0.0025632 | 734.8797 | 0.015579 | 738.7699 | 0.01883 | 738.7699 | 10.902
| 738.7591 | 0 |  |  | 735.2637 | 0.0023191 | 729.72 | 0 | 739.0051 | 0.035925 | 739.0051 | 0.017798 | 739.0051 | 0.0047578 | 746.8766 | 0.0082794 | 739.0051 | 0.006012 |  |  | 738.7591 | 0.15385 | 739.0051 | 0.0061294 | 739.0051 | 0.3944 | 729.7242 | 0.026174 | 739.0051 | 0.010971 | 738.7591 | 0.024596 | 735.1121 | 0.034278 | 739.0051 | 0.026786 | 739.0051 | 10.7675
| 738.9946 | 0 |  |  | 735.4963 | -0.027531 | 729.95 | 0 | 739.2404 | 0 | 739.2404 | 0.0076387 | 739.2404 | -0.0056563 | 747.1104 | -0.0037026 | 739.2404 | 0 |  |  | 738.9946 | 0.14097 | 739.2404 | 0 | 739.2404 | 0.39243 | 729.9539 | -0.0019053 | 739.2404 | 0 | 738.9946 | -0.021022 | 735.3444 | 0.014062 | 739.2404 | 0.018875 | 739.2404 | 10.6688
| 739.2301 | 0 |  |  | 735.729 | -0.0085898 | 730.18 | 0 | 739.4756 | 0.021194 | 739.4756 | 0.0048408 | 739.4756 | 0.0034209 | 747.3442 | 0.0077835 | 739.4756 | 0.0025672 |  |  | 739.2301 | 0.15434 | 739.4756 | 0.0053327 | 739.4756 | 0.3823 | 730.1834 | 0.051743 | 739.4756 | 0.006883 | 739.2301 | 0.041963 | 735.5768 | 0.035091 | 739.4756 | 0.021837 | 739.4756 | 10.5729
| 739.4656 | 0 |  |  | 735.9616 | -0.0057634 | 730.41 | 0 | 739.7109 | 0 | 739.7109 | -0.021841 | 739.7109 | -0.0021307 | 747.5781 | -0.0044065 | 739.7109 | 0 |  |  | 739.4656 | 0.13794 | 739.7109 | 0 | 739.7109 | 0.37955 | 730.413 | -0.03246 | 739.7109 | 0 | 739.4656 | -0.012746 | 735.8092 | 0.014083 | 739.7109 | 0.017217 | 739.7109 | 10.4458
| 739.7011 | 0 |  |  | 736.1943 | 0.013683 | 730.64 | 0 | 739.9462 | 0.019443 | 739.9462 | -0.0022297 | 739.9462 | 0.0010453 | 747.8119 | 0.0092561 | 739.9462 | 0.0034367 |  |  | 739.7011 | 0.14863 | 739.9462 | 0.0042158 | 739.9462 | 0.38333 | 730.6426 | 0.042666 | 739.9462 | 0.016498 | 739.7011 | 0.024822 | 736.0416 | 0.03426 | 739.9462 | 0.019774 | 739.9462 | 10.33
| 739.9367 | 0 |  |  | 736.427 | -0.02285 | 730.87 | 0 | 740.1815 | 0 | 740.1815 | -0.012918 | 740.1815 | -0.0063112 | 748.0458 | -0.0046673 | 740.1815 | 0 |  |  | 739.9367 | 0.13812 | 740.1815 | 0 | 740.1815 | 0.37953 | 730.8722 | -0.039223 | 740.1815 | 0 | 739.9367 | -0.01324 | 736.274 | 0.014022 | 740.1815 | 0.015608 | 740.1815 | 10.2097
| 740.1722 | 0 |  |  | 736.6597 | 0.019203 | 731.1 | 0 | 740.4168 | 0.0015505 | 740.4168 | 0.025201 | 740.4168 | 0.00045123 | 748.2796 | 0.0076503 | 740.4168 | 0.0013947 |  |  | 740.1722 | 0.14179 | 740.4168 | 0.00075241 | 740.4168 | 0.38033 | 731.1017 | 0.031021 | 740.4168 | 0.0037535 | 740.1722 | 0.013697 | 736.5065 | 0.034748 | 740.4168 | 0.018957 | 740.4168 | 10.0741
| 740.4077 | 0 |  |  | 736.8924 | -0.0062303 | 731.33 | 0 | 740.6521 | 0 | 740.6521 | -0.0052709 | 740.6521 | -0.0040594 | 748.5134 | -0.0034429 | 740.6521 | 0 |  |  | 740.4077 | 0.14239 | 740.6521 | 0 | 740.6521 | 0.36777 | 731.3314 | -0.046883 | 740.6521 | 0 | 740.4077 | -0.020405 | 736.7389 | 0.013389 | 740.6521 | 0.014766 | 740.6521 | 9.9541
| 740.6433 | 0 |  |  | 737.1251 | 0.0086033 | 731.56 | 0 | 740.8874 | 0.027903 | 740.8874 | 0.035986 | 740.8874 | 0.0017791 | 748.7473 | 0.0073214 | 740.8874 | 0.0047291 |  |  | 740.6433 | 0.14686 | 740.8874 | 0.0074479 | 740.8874 | 0.36945 | 731.561 | 0.0063521 | 740.8874 | 0.014384 | 740.6433 | 0.027386 | 736.9713 | 0.030334 | 740.8874 | 0.017676 | 740.8874 | 9.8342
| 740.8788 | 0 |  |  | 737.3578 | 0.018796 | 731.79 | 0 | 741.1227 | 0 | 741.1227 | 0.0010727 | 741.1227 | -0.0079639 | 748.9812 | -0.0035343 | 741.1227 | 0 |  |  | 740.8788 | 0.13562 | 741.1227 | 0 | 741.1227 | 0.37599 | 731.7906 | -0.010845 | 741.1227 | 0 | 740.8788 | -0.004029 | 737.2037 | 0.012831 | 741.1227 | 0.011235 | 741.1227 | 9.6974
| 741.1144 | 0 |  |  | 737.5906 | -0.014314 | 732.02 | 0 | 741.3581 | 0.015901 | 741.3581 | 0.0059716 | 741.3581 | 0.00011322 | 749.2151 | 0.0082727 | 741.3581 | 0.0025454 |  |  | 741.1144 | 0.14195 | 741.3581 | 0.0027827 | 741.3581 | 0.37865 | 732.0203 | 0.11274 | 741.3581 | 0.013638 | 741.1144 | 0.0075311 | 737.4362 | 0.032044 | 741.3581 | 0.016494 | 741.3581 | 9.5754
| 741.35 | 0 |  |  | 737.8233 | -0.0091493 | 732.25 | 0 | 741.5934 | 0 | 741.5934 | 0.038402 | 741.5934 | -0.0061163 | 749.449 | -0.0043279 | 741.5934 | 0 |  |  | 741.35 | 0.1308 | 741.5934 | 0 | 741.5934 | 0.36022 | 732.2499 | -0.016253 | 741.5934 | 0 | 741.35 | -0.011079 | 737.6687 | 0.012412 | 741.5934 | 0.010657 | 741.5934 | 9.4452
| 741.5856 | 0 |  |  | 738.0561 | 0.00040742 | 732.48 | 0 | 741.8288 | 0.018586 | 741.8288 | 0.0058554 | 741.8288 | 0.0031388 | 749.6829 | 0.0080404 | 741.8288 | 0.0030149 |  |  | 741.5856 | 0.14068 | 741.8288 | 0.0046911 | 741.8288 | 0.35735 | 732.4796 | -0.015843 | 741.8288 | 0.011839 | 741.5856 | 0.017641 | 737.9012 | 0.035393 | 741.8288 | 0.01643 | 741.8288 | 9.3206
| 741.8212 | 0 |  |  | 738.2888 | -0.014395 | 732.71 | 0 | 742.0641 | 0 | 742.0641 | 0.0041333 | 742.0641 | -0.0068705 | 749.9168 | -0.0037729 | 742.0642 | 0 |  |  | 741.8212 | 0.13138 | 742.0641 | 0 | 742.0641 | 0.36653 | 732.7092 | 0.04522 | 742.0642 | 0 | 741.8212 | -0.0035056 | 738.1337 | 0.011072 | 742.0641 | 0.011691 | 742.0641 | 9.166
| 742.0568 | 0 |  |  | 738.5216 | 0.022718 | 732.94 | 0 | 742.2995 | 0.024607 | 742.2995 | 0.0084181 | 742.2995 | -0.00064583 | 750.1508 | 0.0060707 | 742.2995 | 0.00080542 |  |  | 742.0568 | 0.13548 | 742.2995 | 0.00023658 | 742.2995 | 0.36143 | 732.9389 | 0.071097 | 742.2995 | 0.010097 | 742.0568 | 0.016266 | 738.3661 | 0.029872 | 742.2995 | 0.013869 | 742.2995 | 9.0176
| 742.2924 | 0 |  |  | 738.7544 | -0.011086 | 733.17 | 0 | 742.5349 | 0 | 742.5349 | -0.047637 | 742.5349 | -0.0040667 | 750.3847 | -0.0035026 | 742.5349 | 0 |  |  | 742.2924 | 0.13589 | 742.5349 | 0 | 742.5349 | 0.34786 | 733.1686 | 0.055477 | 742.5349 | 0 | 742.2924 | -0.011837 | 738.5987 | 0.012029 | 742.5349 | 0.011301 | 742.5349 | 8.8919
| 742.528 | 0 |  |  | 738.9871 | 0.011783 | 733.4 | 0 | 742.7703 | 0.023964 | 742.7703 | 0.020399 | 742.7703 | 0.00020133 | 750.6187 | 0.0071054 | 742.7703 | 0.0027559 |  |  | 742.528 | 0.13974 | 742.7703 | 0.0077609 | 742.7703 | 0.35222 | 733.3983 | 0.001014 | 742.7703 | 0.014277 | 742.528 | 0.032287 | 738.8312 | 0.030024 | 742.7703 | 0.012104 | 742.7703 | 8.7646
| 742.7636 | 0 |  |  | 739.2199 | -0.008017 | 733.63 | 0 | 743.0057 | 0 | 743.0057 | 0.0025868 | 743.0057 | -0.0040811 | 750.8526 | -0.0043915 | 743.0057 | 0 |  |  | 742.7636 | 0.13004 | 743.0057 | 0 | 743.0057 | 0.34388 | 733.628 | -0.0018804 | 743.0057 | 0 | 742.7636 | -0.018495 | 739.0637 | 0.011636 | 743.0057 | 0.010182 | 743.0057 | 8.6149
| 742.9993 | 0 |  |  | 739.4527 | 0.03026 | 733.86 | 0 | 743.2411 | 0.0024243 | 743.2411 | -0.0092165 | 743.2411 | 0.00068061 | 751.0865 | 0.0078372 | 743.2411 | 0.0010051 |  |  | 742.9993 | 0.13349 | 743.2411 | 0.0039939 | 743.2411 | 0.35164 | 733.8577 | 0.011466 | 743.2411 | 0.012976 | 742.9993 | 0.010963 | 739.2963 | 0.028999 | 743.2411 | 0.013285 | 743.2411 | 8.4647
| 743.2349 | 0 |  |  | 739.6856 | -0.022858 | 734.09 | 0 | 743.4765 | 0 | 743.4765 | -0.0068683 | 743.4765 | -0.0047191 | 751.3205 | -0.004549 | 743.4765 | 0 |  |  | 743.2349 | 0.126 | 743.4765 | 0 | 743.4765 | 0.33784 | 734.0874 | -0.014188 | 743.4765 | 0 | 743.2349 | -0.0033378 | 739.5288 | 0.012036 | 743.4765 | 0.0093775 | 743.4765 | 8.3375
| 743.4706 | 0 |  |  | 739.9184 | 0.015002 | 734.32 | 0 | 743.7119 | 0.017396 | 743.7119 | 0.036717 | 743.7119 | 0.0027268 | 751.5545 | 0.0076702 | 743.712 | 0.0026887 |  |  | 743.4706 | 0.13295 | 743.7119 | 0.0037984 | 743.712 | 0.3395 | 734.3171 | 0.053352 | 743.712 | 0.010191 | 743.4706 | 0.019335 | 739.7614 | 0.030619 | 743.7119 | 0.010884 | 743.7119 | 8.19
| 743.7062 | 0 |  |  | 740.1512 | 0.0041571 | 734.55 | 0 | 743.9474 | 0 | 743.9474 | -0.013116 | 743.9474 | -0.0070275 | 751.7885 | -0.0044599 | 743.9474 | 0 |  |  | 743.7062 | 0.12984 | 743.9474 | 0 | 743.9474 | 0.33594 | 734.5469 | 0.025709 | 743.9474 | 0 | 743.7062 | -0.0069657 | 739.9939 | 0.011278 | 743.9474 | 0.0076822 | 743.9474 | 8.0431
| 743.9419 | 0 |  |  | 740.3841 | -0.00038166 | 734.78 | 0 | 744.1828 | 0.019992 | 744.1828 | 0.0065968 | 744.1828 | 0.0019535 | 752.0225 | 0.0073293 | 744.1829 | 0.0032254 |  |  | 743.9419 | 0.13848 | 744.1828 | 0 | 744.1829 | 0.33893 | 734.7766 | 0.027816 | 744.1829 | 0.011485 | 743.9419 | 0.014202 | 740.2265 | 0.028515 | 744.1828 | 0.011959 | 744.1828 | 7.882
| 744.1776 | 0 |  |  | 740.6169 | -0.030012 | 735.01 | 0 | 744.4183 | 0 | 744.4183 | -0.026441 | 744.4183 | -0.0074602 | 752.2565 | -0.0031131 | 744.4183 | 0 |  |  | 744.1776 | 0.1191 | 744.4183 | 0 | 744.4183 | 0.32641 | 735.0063 | -0.043919 | 744.4183 | 0 | 744.1776 | -0.014392 | 740.459 | 0.009183 | 744.4183 | 0.0059336 | 744.4183 | 7.7343
| 744.4133 | 0 |  |  | 740.8498 | 0.025051 | 735.24 | 0 | 744.6538 | 0.018558 | 744.6538 | 0.0065452 | 744.6538 | -0.00035004 | 752.4905 | 0.0090746 | 744.6537 | 0.0016865 |  |  | 744.4133 | 0.12701 | 744.6538 | 0.00027142 | 744.6537 | 0.34001 | 735.2361 | -0.034202 | 744.6537 | 0.009075 | 744.4133 | 0.02478 | 740.6917 | 0.029822 | 744.6538 | 0.010101 | 744.6538 | 7.5818
| 744.649 | 0 |  |  | 741.0826 | 0.0023833 | 735.47 | 0 | 744.8892 | 0 | 744.8892 | -0.004535 | 744.8892 | -0.006097 | 752.7245 | -0.0054291 | 744.8892 | 0 |  |  | 744.649 | 0.11757 | 744.8892 | 0 | 744.8892 | 0.33478 | 735.4659 | -0.04002 | 744.8892 | 0 | 744.649 | -0.010457 | 740.9243 | 0.0099478 | 744.8892 | 0.0068048 | 744.8892 | 7.425
| 744.8847 | 0 |  |  | 741.3155 | 0.0073868 | 735.7 | 0 | 745.1247 | 0.0051316 | 745.1247 | 0.023358 | 745.1247 | 0.00024537 | 752.9586 | 0.0069446 | 745.1248 | 0.00083454 |  |  | 744.8847 | 0.13604 | 745.1247 | 0.0035626 | 745.1248 | 0.32212 | 735.6956 | 0.064269 | 745.1248 | 0.0068335 | 744.8847 | 0.013431 | 741.1569 | 0.027781 | 745.1247 | 0.01051 | 745.1247 | 7.2724
| 745.1204 | 0 |  |  | 741.5484 | -0.019059 | 735.93 | 0 | 745.3602 | 0 | 745.3602 | -0.0069593 | 745.3602 | -0.0071252 | 753.1926 | -0.002446 | 745.3602 | 0 |  |  | 745.1204 | 0.11561 | 745.3602 | 0 | 745.3602 | 0.32957 | 735.9254 | -0.016874 | 745.3602 | 0 | 745.1204 | -0.025391 | 741.3895 | 0.011052 | 745.3602 | 0.0055238 | 745.3602 | 7.1215
| 745.3561 | 0 |  |  | 741.7813 | 0.027283 | 736.16 | 0 | 745.5957 | 0.016105 | 745.5957 | -0.017978 | 745.5957 | 0.0010086 | 753.4267 | 0.0080482 | 745.5957 | 0.003289 |  |  | 745.3561 | 0.12646 | 745.5957 | 0.0081418 | 745.5957 | 0.32564 | 736.1552 | 0.023361 | 745.5957 | 0.0081076 | 745.3561 | 0.026582 | 741.6221 | 0.027348 | 745.5957 | 0.009129 | 745.5957 | 6.9888
| 745.5919 | 0 |  |  | 742.0142 | -0.00032128 | 736.39 | 0 | 745.8312 | 0 | 745.8312 | -0.01624 | 745.8312 | -0.0064533 | 753.6608 | -0.0040701 | 745.8312 | 0 |  |  | 745.5919 | 0.11935 | 745.8312 | 0 | 745.8312 | 0.32161 | 736.385 | -0.061547 | 745.8312 | 0 | 745.5919 | 0.0014607 | 741.8547 | 0.0078076 | 745.8312 | 0.0062945 | 745.8312 | 6.8469
| 745.8276 | 0 |  |  | 742.2471 | 0.03274 | 736.61 | 0 | 746.0668 | 0.023833 | 746.0668 | 0.04227 | 746.0668 | -0.00035851 | 753.8948 | 0.0063101 | 746.0668 | 0.0020168 |  |  | 745.8276 | 0.12989 | 746.0668 | 0.0031078 | 746.0668 | 0.31391 | 736.6148 | 0.050468 | 746.0668 | 0.010079 | 745.8276 | 0.015068 | 742.0874 | 0.027955 | 746.0668 | 0.0093665 | 746.0668 | 6.6946
| 746.0634 | 0 |  |  | 742.48 | -0.010357 | 736.84 | 0 | 746.3023 | 0 | 746.3023 | 0.0069874 | 746.3023 | -0.0091024 | 754.1289 | -0.0045772 | 746.3023 | 0 |  |  | 746.0634 | 0.11013 | 746.3023 | 0 | 746.3023 | 0.30911 | 736.8446 | 0.00067872 | 746.3023 | 0 | 746.0634 | -0.0070292 | 742.3201 | 0.009953 | 746.3023 | 0.0040276 | 746.3023 | 6.5603
| 746.2992 | 0 |  |  | 742.713 | 0.01654 | 737.07 | 0 | 746.5378 | 0.021486 | 746.5378 | -0.0031121 | 746.5378 | 0.0045371 | 754.363 | 0.0079053 | 746.5378 | 0.0017005 |  |  | 746.2992 | 0.1234 | 746.5378 | 0.004813 | 746.5378 | 0.31348 | 737.0744 | 0.020048 | 746.5378 | 0.0080208 | 746.2992 | 0.020381 | 742.5527 | 0.027213 | 746.5378 | 0.01095 | 746.5378 | 6.4159
| 746.5349 | 0 |  |  | 742.9459 | 0.012829 | 737.3 | 0 | 746.7734 | 0 | 746.7734 | -0.030919 | 746.7734 | -0.0031094 | 754.5971 | -0.0029463 | 746.7734 | 0 |  |  | 746.5349 | 0.11701 | 746.7734 | 0 | 746.7734 | 0.31072 | 737.3043 | 0.0086273 | 746.7734 | 0 | 746.5349 | -0.016397 | 742.7854 | 0.010171 | 746.7734 | 0.0033737 | 746.7734 | 6.2675
| 746.7707 | 0 |  |  | 743.1789 | 0.039933 | 737.53 | 0 | 747.009 | 0.022584 | 747.009 | 0.026856 | 747.009 | 0.0020903 | 754.8312 | 0.0093434 | 747.009 | 0.0038185 |  |  | 746.7707 | 0.12082 | 747.009 | 0.0035856 | 747.009 | 0.30982 | 737.5341 | 0.055356 | 747.009 | 0.013158 | 746.7707 | 0.018805 | 743.0181 | 0.027474 | 747.009 | 0.0086092 | 747.009 | 6.137
| 747.0065 | 0 |  |  | 743.4118 | -0.0021889 | 737.76 | 0 | 747.2445 | 0 | 747.2445 | -0.032875 | 747.2445 | -0.00053072 | 755.0654 | -0.0032461 | 747.2445 | 0 |  |  | 747.0065 | 0.11387 | 747.2445 | 0 | 747.2445 | 0.3015 | 737.7639 | 0.015879 | 747.2445 | 0 | 747.0065 | -0.0020121 | 743.2508 | 0.009477 | 747.2445 | 0.004783 | 747.2445 | 5.9875
| 747.2423 | 0 |  |  | 743.6448 | 0.0046758 | 737.99 | 0 | 747.4801 | 0.013132 | 747.4801 | 0.022869 | 747.4801 | 0.0029307 | 755.2995 | -0.0044465 | 747.4801 | 0.0041044 |  |  | 747.2423 | 0.11729 | 747.4801 | 0.008225 | 747.4801 | 0.30577 | 737.9938 | 0.02863 | 747.4801 | 0.01299 | 747.2423 | 0.022287 | 743.4835 | 0.028063 | 747.4801 | 0.0083248 | 747.4801 | 5.865
| 747.4781 | 0 |  |  | 743.8778 | -0.0066932 | 738.22 | 0 | 747.7157 | 0 | 747.7157 | 3.6314e-05 | 747.7157 | -0.0037043 | 755.5336 | 0.0074434 | 747.7157 | 0 |  |  | 747.4781 | 0.10976 | 747.7157 | 0 | 747.7157 | 0.29152 | 738.2236 | -0.0096603 | 747.7157 | 0 | 747.4781 | -0.0039428 | 743.7162 | 0.0080193 | 747.7157 | 0.0058701 | 747.7157 | 5.7509
| 747.7139 | 0 |  |  | 744.1108 | -0.0045735 | 738.45 | 0 | 747.9513 | 0.026589 | 747.9513 | -0.0047588 | 747.9513 | -0.0019688 | 755.7678 | -0.00326 | 747.9513 | 0.0024075 |  |  | 747.7139 | 0.11616 | 747.9513 | 0.0031298 | 747.9513 | 0.29703 | 738.4536 | 0.049835 | 747.9513 | 0.0083443 | 747.7139 | 0.016211 | 743.949 | 0.027463 | 747.9513 | 0.0062787 | 747.9513 | 5.6246
| 747.9497 | 0 |  |  | 744.3438 | -0.011508 | 738.68 | 0 | 748.1869 | 0 | 748.1869 | -0.026472 | 748.1869 | -0.0025169 | 756.002 | 0.0080284 | 748.1869 | 0 |  |  | 747.9498 | 0.10909 | 748.1869 | 0 | 748.1869 | 0.29101 | 738.6834 | -0.023061 | 748.1869 | 0 | 747.9497 | -0.0013213 | 744.1817 | 0.0082917 | 748.1869 | 0.0047576 | 748.1869 | 5.4817
| 748.1856 | 0 |  |  | 744.5768 | 0.013538 | 738.91 | 0 | 748.4225 | 0.030213 | 748.4225 | -0.0035475 | 748.4225 | 0.0054101 | 756.2361 | -0.0034327 | 748.4226 | 0.0039602 |  |  | 748.1856 | 0.11416 | 748.4225 | 0.0059326 | 748.4225 | 0.29848 | 738.9133 | 0.059025 | 748.4226 | 0.010992 | 748.1856 | 0.027097 | 744.4144 | 0.028426 | 748.4225 | 0.0080076 | 748.4225 | 5.3831
| 748.4214 | 0 |  |  | 744.8098 | 0.0053544 | 739.14 | 0 | 748.6582 | 0 | 748.6582 | 0.0081982 | 748.6582 | -0.0059908 | 756.4703 | 0.00768 | 748.6581 | 0 |  |  | 748.4214 | 0.10791 | 748.6582 | 0 | 748.6581 | 0.28706 | 739.1432 | 0.013689 | 748.6581 | 0 | 748.4214 | -0.020093 | 744.6472 | 0.0084551 | 748.6582 | 0.0011862 | 748.6582 | 5.233
| 748.6573 | 0 |  |  | 745.0428 | 0.0044682 | 739.37 | 0 | 748.8938 | 0.033688 | 748.8938 | 0.012511 | 748.8938 | 0.001522 | 756.7045 | -0.0035364 | 748.8938 | 0.0022635 |  |  | 748.6573 | 0.11344 | 748.8938 | 0.0048543 | 748.8938 | 0.27945 | 739.3731 | 0.08343 | 748.8938 | 0.014039 | 748.6573 | 0.021264 | 744.8799 | 0.026052 | 748.8938 | 0.0064883 | 748.8938 | 5.1222
| 748.8931 | 0 |  |  | 745.2758 | -0.010618 | 739.6 | 0 | 749.1294 | 0 | 749.1294 | -0.011735 | 749.1294 | -0.0026313 | 756.9387 | 0.0084016 | 749.1295 | 0 |  |  | 748.8931 | 0.1046 | 749.1294 | 0 | 749.1295 | 0.29163 | 739.603 | 0.030124 | 749.1295 | 0 | 748.8931 | -0.0007877 | 745.1127 | 0.0080232 | 749.1294 | 0.0038019 | 749.1294 | 4.9803
| 749.129 | 0 |  |  | 745.5089 | 0.016252 | 739.83 | 0 | 749.3651 | 0.026792 | 749.3651 | 0.022749 | 749.3651 | 0.0029961 | 757.1729 | -0.0040761 | 749.3651 | 0.0022815 |  |  | 749.129 | 0.11117 | 749.3651 | 0.0057461 | 749.3651 | 0.28304 | 739.8329 | 0.063611 | 749.3651 | 0.0099313 | 749.129 | 0.01889 | 745.3455 | 0.02623 | 749.3651 | 0.0063302 | 749.3651 | 4.8581
| 749.3649 | 0 |  |  | 745.7419 | -0.0057896 | 740.06 | 0 | 749.6008 | 0 | 749.6008 | -0.016919 | 749.6008 | -0.0068951 | 757.4071 | 0.0065554 | 749.6008 | 0 |  |  | 749.3649 | 0.098356 | 749.6008 | 0 | 749.6008 | 0.27936 | 740.0629 | -0.048014 | 749.6008 | 0 | 749.3649 | -0.0074589 | 745.5783 | 0.010467 | 749.6008 | 0.0021703 | 749.6008 | 4.7313
| 749.6008 | 0 |  |  | 745.975 | 0.0025032 | 740.29 | 0 | 749.8364 | 0.014707 | 749.8364 | 0.019638 | 749.8364 | 0.0020191 | 757.6414 | -0.003586 | 749.8364 | 0.0016345 |  |  | 749.6008 | 0.11663 | 749.8364 | 0.0025053 | 749.8364 | 0.27637 | 740.2928 | 0.046757 | 749.8364 | 0.012709 | 749.6008 | 0.018395 | 745.8111 | 0.028532 | 749.8364 | 0.0062685 | 749.8364 | 4.6294
| 749.8367 | 0 |  |  | 746.2081 | -0.029764 | 740.52 | 0 | 750.0721 | 0 | 750.0721 | 0.018073 | 750.0721 | -0.0084308 | 757.8756 | 0.0069215 | 750.0721 | 0 |  |  | 749.8367 | 0.10042 | 750.0721 | 0 | 750.0721 | 0.26639 | 740.5228 | -0.014723 | 750.0721 | 0 | 749.8367 | -0.013803 | 746.0439 | 0.0090865 | 750.0721 | -0.00093928 | 750.0721 | 4.4856
| 750.0726 | 0 |  |  | 746.4411 | -0.0022592 | 740.75 | 0 | 750.3078 | 0.021802 | 750.3078 | 0.014374 | 750.3078 | 0.0025548 | 758.1099 | -0.0047898 | 750.3078 | 0.0043954 |  |  | 750.0726 | 0.11071 | 750.3078 | 0.0067738 | 750.3078 | 0.27711 | 740.7527 | 0.025151 | 750.3078 | 0.0092305 | 750.0726 | 0.019171 | 746.2767 | 0.024938 | 750.3078 | 0.0068608 | 750.3078 | 4.3866
| 750.3085 | 0 |  |  | 746.6742 | -0.02117 | 740.98 | 0 | 750.5435 | 0 | 750.5435 | -0.04084 | 750.5435 | -0.0061155 | 758.3441 | 0.0066637 | 750.5435 | 0 |  |  | 750.3085 | 0.099905 | 750.5435 | 0 | 750.5435 | 0.27051 | 740.9827 | -0.0089897 | 750.5435 | 0 | 750.3085 | -0.028713 | 746.5096 | 0.0060345 | 750.5435 | -0.00045591 | 750.5435 | 4.259
| 750.5444 | 0 |  |  | 746.9073 | 0.0087926 | 741.21 | 0 | 750.7792 | 0.021265 | 750.7792 | 0.019376 | 750.7792 | 0.0013573 | 758.5784 | -0.0028952 | 750.7792 | 0.0012761 |  |  | 750.5444 | 0.11036 | 750.7792 | 0.0051374 | 750.7792 | 0.271 | 741.2126 | 0.095951 | 750.7792 | 0.010884 | 750.5444 | 0.012339 | 746.7424 | 0.025621 | 750.7792 | 0.0051035 | 750.7792 | 4.1672
| 750.7804 | 0 |  |  | 747.1404 | -0.0054289 | 741.44 | 0 | 751.015 | 0 | 751.015 | 0.007452 | 751.015 | -0.0028008 | 758.8126 | 0.0074083 | 751.0149 | 0 |  |  | 750.7804 | 0.11097 | 751.015 | 0 | 751.015 | 0.26974 | 741.4426 | -0.038706 | 751.0149 | 0 | 750.7804 | -0.021488 | 746.9753 | 0.0064044 | 751.015 | 0.0015772 | 751.015 | 4.0449
| 751.0163 | 0 |  |  | 747.3736 | 0.021447 | 741.67 | 0 | 751.2507 | 0.01572 | 751.2507 | 0.030885 | 751.2507 | 0.0030914 | 759.0469 | -0.0032254 | 751.2507 | 0.0026629 |  |  | 751.0163 | 0.1105 | 751.2507 | 0.0039586 | 751.2507 | 0.26425 | 741.6726 | 0.033095 | 751.2507 | 0.012599 | 751.0163 | 0.027952 | 747.2081 | 0.027243 | 751.2507 | 0.0044955 | 751.2507 | 3.9585
| 751.2523 | 0 |  |  | 747.6067 | -0.014757 | 741.9 | 0 | 751.4864 | 0 | 751.4864 | -0.014632 | 751.4864 | -0.0026632 | 759.2812 | 0.0085758 | 751.4864 | 0 |  |  | 751.2523 | 0.09927 | 751.4864 | 0 | 751.4865 | 0.25801 | 741.9026 | -0.035358 | 751.4864 | 0 | 751.2523 | -0.015275 | 747.441 | 0.0056153 | 751.4864 | 0.0032568 | 751.4864 | 3.8416
| 751.4882 | 0 |  |  | 747.8398 | -0.0031906 | 742.13 | 0 | 751.7222 | 0.020715 | 751.7222 | 0.007979 | 751.7222 | 0.0069712 | 759.5155 | -0.0050402 | 751.7222 | 0.0033765 |  |  | 751.4882 | 0.1085 | 751.7222 | 0.0054567 | 751.7222 | 0.27221 | 742.1326 | 0.073785 | 751.7222 | 0.0038092 | 751.4882 | 0.035829 | 747.6738 | 0.025783 | 751.7222 | 0.0069285 | 751.7222 | 3.7373
| 751.7242 | 0 |  |  | 748.073 | -0.038445 | 742.36 | 0 | 751.9579 | 0 | 751.9579 | -0.034456 | 751.9579 | -0.0063788 | 759.7498 | 0.0070478 | 751.9579 | 0 |  |  | 751.7242 | 0.093491 | 751.9579 | 0 | 751.9579 | 0.25122 | 742.3626 | 0.0036632 | 751.9579 | 0 | 751.7242 | -0.00564 | 747.9067 | 0.0064522 | 751.9579 | 0.0015701 | 751.9579 | 3.6275
| 751.9602 | 0 |  |  | 748.3061 | 0.010275 | 742.59 | 0 | 752.1937 | 0.01744 | 752.1937 | 0.036496 | 752.1937 | 0.0014504 | 759.9841 | -0.0024915 | 752.1937 | 0.00066263 |  |  | 751.9602 | 0.10572 | 752.1937 | 0.0038525 | 752.1937 | 0.25525 | 742.5927 | 0.12514 | 752.1937 | 0.012406 | 751.9602 | 0.012615 | 748.1396 | 0.025109 | 752.1937 | 0.0051447 | 752.1937 | 3.5221
| 752.1961 | 0 |  |  | 748.5393 | -0.018212 | 742.82 | 0 | 752.4295 | 0 | 752.4295 | -0.039262 | 752.4295 | -0.0016151 | 760.2185 | 0.0081945 | 752.4295 | 0 |  |  | 752.1961 | 0.096308 | 752.4295 | 0 | 752.4295 | 0.24955 | 742.8226 | -0.059663 | 752.4295 | 0 | 752.1961 | -0.014898 | 748.3726 | 0.0058 | 752.4295 | -1.8348e-05 | 752.4295 | 3.4199
| 752.4321 | 0 |  |  | 748.7724 | 0.0022996 | 743.05 | 0 | 752.6653 | 0.015791 | 752.6653 | -0.01841 | 752.6653 | 0.00061227 | 760.4528 | -0.0047428 | 752.6653 | 0.0023193 |  |  | 752.4321 | 0.10344 | 752.6653 | 0.0041023 | 752.6653 | 0.25967 | 743.0527 | -0.031576 | 752.6653 | 0.00812 | 752.4321 | 0.020583 | 748.6055 | 0.027283 | 752.6653 | 0.0049781 | 752.6653 | 3.3329
| 752.6681 | 0 |  |  | 749.0056 | -0.0041127 | 743.28 | 0 | 752.9011 | 0 | 752.9011 | -0.0078965 | 752.9011 | -0.0068934 | 760.6872 | 0.0090875 | 752.9011 | 0 |  |  | 752.6681 | 0.099847 | 752.9011 | 0 | 752.9011 | 0.23776 | 743.2827 | -0.011127 | 752.9011 | 0 | 752.6681 | -0.014684 | 748.8384 | 0.0087276 | 752.9011 | 0.00034575 | 752.9011 | 3.228
| 752.9042 | 0 |  |  | 749.2388 | -0.0059422 | 743.51 | 0 | 753.1369 | 0.016036 | 753.1369 | 0.014909 | 753.1369 | 0.0036356 | 760.9215 | -0.0049644 | 753.1368 | 0.00431 |  |  | 752.9042 | 0.10209 | 753.1369 | 0.0091846 | 753.1368 | 0.2475 | 743.5128 | 0.07207 | 753.1368 | 0.012739 | 752.9042 | 0.029958 | 749.0714 | 0.026519 | 753.1369 | 0.0065535 | 753.1369 | 3.1488
| 753.1402 | 0 |  |  | 749.472 | 0.013375 | 743.74 | 0 | 753.3727 | 0 | 753.3727 | -0.0092056 | 753.3727 | -0.004941 | 761.1559 | 0.0069606 | 753.3727 | 0 |  |  | 753.1402 | 0.1006 | 753.3727 | 0 | 753.3727 | 0.23757 | 743.7429 | 0.033683 | 753.3727 | 0 | 753.1402 | -0.027681 | 749.3043 | 0.0034328 | 753.3727 | -0.00046121 | 753.3727 | 3.0496
| 753.3762 | 0 |  |  | 749.7052 | 0.018549 | 743.97 | 0 | 753.6085 | 0.02988 | 753.6085 | 0.0089567 | 753.6085 | 0.0019976 | 761.3903 | -0.0043585 | 753.6085 | 0.0033484 |  |  | 753.3762 | 0.10322 | 753.6085 | 0.0063574 | 753.6085 | 0.24568 | 743.9729 | 0.073965 | 753.6085 | 0.0090208 | 753.3762 | 0.024703 | 749.5372 | 0.025136 | 753.6085 | 0.0049434 | 753.6085 | 2.9737
| 753.6123 | 0 |  |  | 749.9384 | -0.0066134 | 744.2 | 0 | 753.8443 | 0 | 753.8443 | -0.028353 | 753.8443 | -0.006048 | 761.6247 | 0.010269 | 753.8444 | 0 |  |  | 753.6122 | 0.088607 | 753.8443 | 0 | 753.8444 | 0.23548 | 744.203 | -0.11008 | 753.8444 | 0 | 753.6123 | -0.013373 | 749.7702 | 0.0053863 | 753.8443 | -0.00076909 | 753.8443 | 2.8614
| 753.8483 | 0 |  |  | 750.1717 | -0.0018354 | 744.43 | 0 | 754.0802 | 0.017717 | 754.0802 | 0.063254 | 754.0802 | 0.0041479 | 761.8591 | -0.0059316 | 754.0802 | 0.0029011 |  |  | 753.8483 | 0.10019 | 754.0802 | 0.0070685 | 754.0802 | 0.24459 | 744.4331 | 0.037676 | 754.0802 | 0.013465 | 753.8483 | 0.022925 | 750.0032 | 0.025862 | 754.0802 | 0.0058398 | 754.0802 | 2.7954
| 754.0843 | 0 |  |  | 750.4049 | -0.028275 | 744.66 | 0 | 754.316 | 0 | 754.316 | -0.022543 | 754.316 | -0.0055911 | 762.0934 | 0.0053135 | 754.316 | 0 |  |  | 754.0844 | 0.08704 | 754.316 | 0 | 754.316 | 0.241 | 744.6631 | -0.0021861 | 754.316 | 0 | 754.0843 | -0.025858 | 750.2361 | 0 | 754.316 | -0.0023419 | 754.316 | 2.7034
| 754.3204 | 0 |  |  | 750.6381 | 0.021767 | 744.89 | 0 | 754.5519 | 0.015765 | 754.5519 | 0.023883 | 754.5519 | 0.0016202 | 762.3279 | -0.005113 | 754.5519 | 0 |  |  | 754.3204 | 0.095206 | 754.5519 | 0.004881 | 754.5519 | 0.23882 | 744.8932 | 0.080695 | 754.5519 | 0.01168 | 754.3204 | 0.005344 | 750.4691 | 0 | 754.5519 | 0.0030418 | 754.5519 | 2.6127
| 754.5565 | 0 |  |  | 750.8714 | 0.0012936 | 745.12 | 0 | 754.7878 | 0 | 754.7878 | -0.034161 | 754.7878 | -0.004318 | 762.5623 | 0.0076832 | 754.7878 | 0 |  |  | 754.5565 | 0.090714 | 754.7878 | 0 | 754.7878 | 0.22199 | 745.1234 | -0.046126 | 754.7878 | 0 | 754.5565 | -0.0064535 | 750.7021 | 0 | 754.7878 | 0.00074644 | 754.7878 | 2.5356
| 754.7926 | 0 |  |  | 751.1047 | 0.010103 | 745.35 | 0 | 755.0236 | 0.00051789 | 755.0236 | 0.035379 | 755.0236 | 0.0021686 | 762.7968 | -0.0035352 | 755.0236 | 0.00036196 |  |  | 754.7926 | 0.095555 | 755.0236 | 0.0008983 | 755.0236 | 0.23549 | 745.3535 | -0.023653 | 755.0236 | 0.005902 | 754.7926 | 0.010056 | 750.9351 | 0 | 755.0236 | 0.0020309 | 755.0236 | 2.4665
| 755.0287 | 0 |  |  | 751.3379 | 0.0048107 | 745.58 | 0 | 755.2595 | 0 | 755.2595 | -0.023928 | 755.2595 | -0.00447 | 763.0312 | 0.0073619 | 755.2595 | 0 |  |  | 755.0287 | 0.089478 | 755.2595 | 0 | 755.2595 | 0.22651 | 745.5836 | 0.045348 | 755.2595 | 0 | 755.0287 | -0.02428 | 751.1682 | 0 | 755.2595 | 0.0010146 | 755.2595 | 2.3849
| 755.2648 | 0 |  |  | 751.5712 | 0.037205 | 745.81 | 0 | 755.4954 | 0.027297 | 755.4954 | 0.019561 | 755.4954 | 0.0016323 | 763.2656 | -0.0044615 | 755.4954 | 0.0021738 |  |  | 755.2648 | 0.095472 | 755.4954 | 0.0044524 | 755.4954 | 0.23477 | 745.8138 | 0.046779 | 755.4954 | 0.0054441 | 755.2648 | 0.01721 | 751.4012 | 0 | 755.4954 | 0.0037887 | 755.4954 | 2.3151
| 755.5009 | 0 |  |  | 751.8045 | -0.019149 | 746.04 | 0 | 755.7313 | 0 | 755.7313 | -0.01062 | 755.7313 | -0.0079564 | 763.5001 | 0.0077806 | 755.7313 | 0 |  |  | 755.5009 | 0.089016 | 755.7313 | 0 | 755.7313 | 0.21464 | 746.0439 | -0.027887 | 755.7313 | 0 | 755.5009 | -0.0083002 | 751.6342 | 0 | 755.7313 | -0.00059899 | 755.7313 | 2.2513
| 755.737 | 0 |  |  | 752.0378 | -0.010721 | 746.27 | 0 | 755.9673 | 0.016403 | 755.9673 | 0.019694 | 755.9673 | 0.00072237 | 763.7346 | -0.0042078 | 755.9673 | 0.001442 |  |  | 755.737 | 0.087062 | 755.9673 | 0.0052052 | 755.9673 | 0.22632 | 746.274 | 0.040053 | 755.9673 | 0.011318 | 755.737 | 0.019077 | 751.8673 | 0 | 755.9673 | 0.002178 | 755.9673 | 2.1813
| 755.9731 | 0 |  |  | 752.2711 | -2.6815e-05 | 746.5 | 0 | 756.2032 | 0 | 756.2032 | -0.0093023 | 756.2032 | -0.0051879 | 763.9691 | 0.0074769 | 756.2032 | 0 |  |  | 755.9731 | 0.088116 | 756.2032 | 0 | 756.2032 | 0.21221 | 746.5042 | 0.043522 | 756.2032 | 0 | 755.9731 | -0.0032243 | 752.1003 | 0 | 756.2032 | 0.0023921 | 756.2032 | 2.1094
| 756.2092 | 0 |  |  | 752.5044 | 0.016467 | 746.73 | 0 | 756.4391 | 0.018059 | 756.4391 | 0.028272 | 756.4391 | 0.00032943 | 764.2036 | -0.0034171 | 756.4392 | 0.0023423 |  |  | 756.2093 | 0.089399 | 756.4391 | 0.007397 | 756.4391 | 0.21274 | 746.7344 | 0.078089 | 756.4392 | 0.0076604 | 756.2092 | 0.015831 | 752.3334 | 0 | 756.4391 | 0.0031772 | 756.4391 | 2.0509
| 756.4454 | 0 |  |  | 752.7378 | -0.014214 | 746.96 | 0 | 756.6751 | 0 | 756.6751 | -0.037024 | 756.6751 | -0.0078233 | 764.438 | 0.0076423 | 756.6751 | 0 |  |  | 756.4454 | 0.083955 | 756.6751 | 0 | 756.675 | 0.21685 | 746.9645 | 0.036525 | 756.6751 | 0 | 756.4454 | -0.020835 | 752.5665 | 0 | 756.6751 | -0.0040964 | 756.6751 | 1.9719
| 756.6816 | 0 |  |  | 752.9711 | 0.023983 | 747.19 | 0 | 756.911 | 0.030839 | 756.911 | -0.0073668 | 756.911 | 0.0019922 | 764.6725 | -0.0050184 | 756.911 | 0.0023734 |  |  | 756.6816 | 0.089902 | 756.911 | 0.0033143 | 756.911 | 0.21761 | 747.1948 | 0.021591 | 756.911 | 0.012654 | 756.6816 | 0.020236 | 752.7996 | 0 | 756.911 | 0.0035141 | 756.911 | 1.9255
| 756.9177 | 0 |  |  | 753.2044 | 0.0046975 | 747.42 | 0 | 757.147 | 0 | 757.147 | -0.010161 | 757.147 | -0.0074747 | 764.9071 | 0.008463 | 757.147 | 0 |  |  | 756.9177 | 0.082603 | 757.147 | 0 | 757.147 | 0.20034 | 747.4249 | -0.0042805 | 757.147 | 0 | 756.9177 | -0.02735 | 753.0327 | 0 | 757.147 | -0.0034377 | 757.147 | 1.8608
| 757.1539 | 0 |  |  | 753.4378 | 0.0092383 | 747.66 | 0 | 757.383 | 0.022062 | 757.383 | 0.005989 | 757.383 | -0.0025033 | 765.1416 | -0.0053456 | 757.3829 | 0.00029572 |  |  | 757.1539 | 0.080257 | 757.383 | 0.0034767 | 757.3829 | 0.22125 | 747.6552 | 0.047698 | 757.3829 | 0.0090261 | 757.1539 | 0.014012 | 753.2657 | 0 | 757.383 | -0.00010282 | 757.383 | 1.8036
| 757.3901 | 0 |  |  | 753.6712 | -0.020106 | 747.89 | 0 | 757.6189 | 0 | 757.6189 | 0.0077077 | 757.6189 | -0.0070514 | 765.3762 | 0.0080703 | 757.619 | 0 |  |  | 757.3901 | 0.075384 | 757.6189 | 0 | 757.619 | 0.20207 | 747.8853 | 0.010969 | 757.619 | 0 | 757.3901 | -0.021764 | 753.4989 | 0 | 757.6189 | -0.00041244 | 757.6189 | 1.74
| 757.6263 | 0 |  |  | 753.9045 | 0.035964 | 748.12 | 0 | 757.8549 | 0.016025 | 757.8549 | 0.05675 | 757.8549 | 0.00047324 | 765.6107 | -0.004291 | 757.8549 | 0.0021197 |  |  | 757.6263 | 0.088008 | 757.8549 | 0.0060225 | 757.8549 | 0.21245 | 748.1155 | 0.069266 | 757.8549 | 0.010254 | 757.6263 | 0.0070211 | 753.732 | 0 | 757.8549 | 0.0017479 | 757.8549 | 1.6963
| 757.8624 | 0 |  |  | 754.1379 | -0.033732 | 748.35 | 0 | 758.0909 | 0 | 758.0909 | -0.026832 | 758.0909 | -0.00081869 | 765.8452 | 0.0079686 | 758.0909 | 0 |  |  | 757.8624 | 0.076822 | 758.0909 | 0 | 758.0909 | 0.20666 | 748.3458 | -0.027061 | 758.0909 | 0 | 757.8624 | -0.018798 | 753.9651 | 0 | 758.0909 | 0.00040544 | 758.0909 | 1.6352
| 758.0987 | 0 |  |  | 754.3713 | -0.018321 | 748.58 | 0 | 758.3269 | 0.01169 | 758.3269 | 0.003359 | 758.3269 | 0.0034736 | 766.0798 | -0.0063437 | 758.327 | 0.0025261 |  |  | 758.0987 | 0.084422 | 758.3269 | 0.0045117 | 758.327 | 0.21015 | 748.576 | 0.053292 | 758.327 | 0.013761 | 758.0987 | 0.017002 | 754.1983 | 0 | 758.3269 | 0.0012364 | 758.3269 | 1.5824
| 758.3349 | 0 |  |  | 754.6047 | 0.012361 | 748.81 | 0 | 758.563 | 0 | 758.563 | -0.015186 | 758.563 | -0.0065964 | 766.3144 | 0.0088675 | 758.563 | 0 |  |  | 758.3349 | 0.077666 | 758.563 | 0 | 758.563 | 0.19556 | 748.8063 | -0.016488 | 758.563 | 0 | 758.3349 | -0.030746 | 754.4315 | 0 | 758.563 | -0.0014765 | 758.563 | 1.5314
| 758.5711 | 0 |  |  | 754.8381 | -0.005632 | 749.04 | 0 | 758.799 | 0 | 758.799 | -0.030469 | 758.799 | -0.0059703 | 766.549 | -0.0050952 | 758.799 | 0 |  |  | 758.5711 | 0.07723 | 758.799 | 0 | 758.799 | 0.20536 | 749.0365 | -0.086774 | 758.799 | 0 | 758.5711 | -0.0034809 | 754.6646 | 0 | 758.799 | -0.0021329 | 758.799 | 1.4356
| 758.8073 | 0 |  |  | 755.0715 | 0.013504 | 749.27 | 0 | 759.035 | 0.016447 | 759.035 | 0.028531 | 759.035 | 0.0031818 | 766.7836 | 0.008313 | 759.035 | 0.0028429 |  |  | 758.8073 | 0.088006 | 759.035 | 0.0080714 | 759.035 | 0.20086 | 749.2668 | 0.12337 | 759.035 | 0.012135 | 758.8073 | 0.0068517 | 754.8978 | 0 | 759.035 | 0.0039811 | 759.035 | 1.3904
| 759.0436 | 0 |  |  | 755.305 | -0.0063691 | 749.5 | 0 | 759.2711 | 0 | 759.2711 | 0.012505 | 759.2711 | -0.0068302 | 767.0182 | -0.004467 | 759.2711 | 0 |  |  | 759.0436 | 0.078518 | 759.2711 | 0 | 759.2711 | 0.19294 | 749.497 | -0.029442 | 759.2711 | 0 | 759.0436 | -0.020295 | 755.131 | 0 | 759.2711 | -0.0020663 | 759.2711 | 1.3366
| 759.2798 | 0 |  |  | 755.5384 | 0.0030451 | 749.73 | 0 | 759.5071 | 0.034506 | 759.5071 | 0.059192 | 759.5071 | 0.0057246 | 767.2527 | 0.008268 | 759.5071 | 0.0041413 |  |  | 759.2798 | 0.094309 | 759.5071 | 0.0028316 | 759.5071 | 0.19323 | 749.7273 | 0.083445 | 759.5071 | 0.013551 | 759.2798 | 0.033015 | 755.3641 | 0 | 759.5071 | 0.0017757 | 759.5071 | 1.3052
| 759.5161 | 0 |  |  | 755.7718 | 0.0064086 | 749.96 | 0 | 759.7432 | 0 | 759.7432 | -0.03294 | 759.7432 | 0.00065692 | 767.4874 | -0.0045487 | 759.7432 | 0 |  |  | 759.5161 | 0.073746 | 759.7432 | 0 | 759.7432 | 0.18854 | 749.9576 | -0.0096158 | 759.7432 | 0 | 759.5161 | -0.010255 | 755.5974 | 0 | 759.7432 | 0.0019943 | 759.7432 | 1.25
| 759.7523 | 0 |  |  | 756.0053 | 0.0086782 | 750.19 | 0 | 759.9793 | 0.016092 | 759.9793 | 0.034162 | 759.9793 | 0.0011964 | 767.722 | 0.0095428 | 759.9792 | 0.0018845 |  |  | 759.7523 | 0.089101 | 759.9793 | 0 | 759.9792 | 0.19258 | 750.1879 | 0.070418 | 759.9792 | 0.011609 | 759.7523 | 0.017376 | 755.8306 | 0 | 759.9793 | 0.0017223 | 759.9793 | 1.2188
| 759.9886 | 0 |  |  | 756.2388 | -0.030012 | 750.42 | 0 | 760.2154 | 0 | 760.2154 | 0.0013507 | 760.2154 | -0.0098997 | 767.9567 | -0.0046127 | 760.2153 | 0 |  |  | 759.9886 | 0.08135 | 760.2154 | 0 | 760.2153 | 0.182 | 750.4182 | -0.039312 | 760.2153 | 0 | 759.9886 | -0.018044 | 756.0638 | 0 | 760.2154 | -0.0018424 | 760.2154 | 1.1715
| 760.2249 | 0 |  |  | 756.4722 | 0.01764 | 750.65 | 0 | 760.4514 | 0.019922 | 760.4514 | 0.016356 | 760.4514 | 0.0025879 | 768.1913 | 0.008496 | 760.4515 | 0.0015434 |  |  | 760.2249 | 0.076074 | 760.4514 | 0.0047829 | 760.4515 | 0.1869 | 750.6485 | -0.01499 | 760.4515 | 0.0098422 | 760.2249 | 0.023903 | 756.297 | 0 | 760.4514 | 0.0035611 | 760.4514 | 1.1435
| 760.4612 | 0 |  |  | 756.7057 | -0.011898 | 750.88 | 0 | 760.6876 | 0 | 760.6876 | 0.02167 | 760.6876 | -0.0024599 | 768.426 | -0.0032619 | 760.6876 | 0 |  |  | 760.4612 | 0.071531 | 760.6876 | 0 | 760.6876 | 0.18135 | 750.8788 | -0.019558 | 760.6876 | 0 | 760.4612 | -0.011583 | 756.5303 | 0 | 760.6876 | -0.0019228 | 760.6876 | 1.1058
| 760.6975 | 0 |  |  | 756.9392 | 0.0053392 | 751.11 | 0 | 760.9237 | 0.044124 | 760.9237 | 0.0059295 | 760.9237 | 0.0032322 | 768.6606 | 0.0080677 | 760.9236 | 0.0038026 |  |  | 760.6975 | 0.085121 | 760.9237 | 0.0064614 | 760.9236 | 0.1831 | 751.1091 | 0.10801 | 760.9236 | 0.012418 | 760.6975 | 0.017173 | 756.7635 | 0 | 760.9237 | 0.002984 | 760.9237 | 1.08
| 760.9338 | 0 |  |  | 757.1727 | -0.013571 | 751.34 | 0 | 761.1598 | 0 | 761.1598 | 0.026033 | 761.1598 | -0.0056036 | 768.8953 | -0.0029144 | 761.1598 | 0 |  |  | 760.9338 | 0.069381 | 761.1598 | 0 | 761.1598 | 0.17042 | 751.3395 | -0.0034015 | 761.1598 | 0 | 760.9338 | -0.007069 | 756.9968 | 0 | 761.1598 | -0.003362 | 761.1598 | 1.0242
| 761.1701 | 0 |  |  | 757.4062 | 0.00358 | 751.57 | 0 | 761.3959 | 0.011625 | 761.3959 | -0.01186 | 761.3959 | 0.0016792 | 769.13 | 0.0074989 | 761.3959 | 0.0041467 |  |  | 761.1701 | 0.082936 | 761.3959 | 0.0047956 | 761.3959 | 0.18023 | 751.5698 | -0.036377 | 761.3959 | 0.010673 | 761.1701 | 0.0185 | 757.23 | 0 | 761.3959 | 0.00094215 | 761.3959 | 1.0095
| 761.4064 | 0 |  |  | 757.6397 | -0.028772 | 751.8 | 0 | 761.6321 | 0 | 761.6321 | -0.0066597 | 761.6321 | -0.0062249 | 769.3647 | -0.0061341 | 761.6321 | 0 |  |  | 761.4064 | 0.070579 | 761.6321 | 0 | 761.6321 | 0.17202 | 751.8001 | -0.10167 | 761.6321 | 0 | 761.4064 | -0.01705 | 757.4633 | 0 | 761.6321 | -0.0018354 | 761.6321 | 0.95109
| 761.6428 | 0 |  |  | 757.8733 | -0.010097 | 752.03 | 0 | 761.8682 | 0.020353 | 761.8682 | 0.010079 | 761.8682 | -0.00051246 | 769.5994 | 0.0096545 | 761.8682 | 0.0028241 |  |  | 761.6428 | 0.074427 | 761.8682 | 0.002727 | 761.8682 | 0.17609 | 752.0305 | 0.068687 | 761.8682 | 0.012639 | 761.6428 | 0.02515 | 757.6966 | 0 | 761.8682 | 0.00082748 | 761.8682 | 0.94203
| 761.8791 | 0 |  |  | 758.1068 | -0.026043 | 752.26 | 0 | 762.1044 | 0 | 762.1044 | -0.010316 | 762.1044 | -0.0074518 | 769.8341 | -0.0030118 | 762.1044 | 0 |  |  | 761.8791 | 0.066023 | 762.1044 | 0 | 762.1044 | 0.16064 | 752.2609 | -0.079486 | 762.1044 | 0 | 761.8791 | -0.015438 | 757.9299 | 0 | 762.1044 | -0.0033479 | 762.1044 | 0.89115
| 762.1155 | 0 |  |  | 758.3404 | 0.00078551 | 752.49 | 0 | 762.3405 | 0.027159 | 762.3405 | 0.010197 | 762.3405 | 0.0016894 | 770.0688 | 0.0075658 | 762.3405 | 0.0031707 |  |  | 762.1155 | 0.0798 | 762.3405 | 0.0033249 | 762.3405 | 0.18356 | 752.4912 | 0.033628 | 762.3405 | 0.0079948 | 762.1155 | 0.018502 | 758.1632 | 0 | 762.3405 | 0.0028594 | 762.3405 | 0.88238
| 762.3518 | 0 |  |  | 758.5739 | -0.00075033 | 752.72 | 0 | 762.5767 | 0 | 762.5767 | -0.051712 | 762.5767 | -0.0043335 | 770.3036 | -0.0048313 | 762.5767 | 0 |  |  | 762.3518 | 0.075122 | 762.5767 | 0 | 762.5767 | 0.16219 | 752.7216 | -0.02798 | 762.5767 | 0 | 762.3518 | -0.019325 | 758.3965 | 0 | 762.5767 | -0.0020454 | 762.5767 | 0.84241
| 762.5882 | 0 |  |  | 758.8075 | 0.023535 | 752.95 | 0 | 762.8129 | 0.017498 | 762.8129 | 0.019675 | 762.8129 | 0.00062579 | 770.5383 | 0.0066488 | 762.8129 | 0.0010023 |  |  | 762.5882 | 0.075899 | 762.8129 | 0.0028761 | 762.8129 | 0.16744 | 752.952 | 0.03617 | 762.8129 | 0.0074555 | 762.5882 | 0.00938 | 758.6298 | 0 | 762.8129 | -0.00060426 | 762.8129 | 0.82983
| 762.8246 | 0 |  |  | 759.0411 | -0.017407 | 753.18 | 0 | 763.0491 | 0 | 763.0491 | 0.00021665 | 763.0491 | -0.0032098 | 770.7731 | -0.005079 | 763.0491 | 0 |  |  | 762.8246 | 0.068145 | 763.0491 | 0 | 763.0491 | 0.1634 | 753.1824 | -0.050085 | 763.0491 | 0 | 762.8246 | -0.011937 | 758.8632 | 0 | 763.0491 | -1.7641e-05 | 763.0491 | 0.79595
| 763.061 | 0 |  |  | 759.2746 | 0.023575 | 753.41 | 0 | 763.2853 | 0.032296 | 763.2853 | 0.0010177 | 763.2853 | 0.0061507 | 771.0078 | 0.008156 | 763.2853 | 0.001285 |  |  | 763.061 | 0.07711 | 763.2853 | 0.0053601 | 763.2853 | 0.17092 | 753.4128 | 0.0031099 | 763.2853 | 0.011483 | 763.061 | 0.02483 | 759.0965 | 0 | 763.2853 | 0.0027959 | 763.2853 | 0.78333
| 763.2974 | 0 |  |  | 759.5082 | -0.015545 | 753.64 | 0 | 763.5215 | 0 | 763.5215 | 0.00041551 | 763.5215 | -0.0091778 | 771.2426 | -0.006493 | 763.5215 | 0 |  |  | 763.2974 | 0.063692 | 763.5215 | 0 | 763.5215 | 0.16366 | 753.6432 | 0.0004801 | 763.5215 | 0 | 763.2974 | -0.030182 | 759.3298 | 0 | 763.5215 | -0.0028507 | 763.5215 | 0.74822
| 763.5338 | 0 |  |  | 759.7418 | 0.019433 | 753.87 | 0 | 763.7577 | 0.036482 | 763.7577 | 0.017289 | 763.7577 | 0.0011085 | 771.4774 | 0.0086009 | 763.7577 | 0.0010141 |  |  | 763.5338 | 0.078528 | 763.7577 | 0.0061524 | 763.7577 | 0.16552 | 753.8736 | -0.016073 | 763.7577 | 0.013537 | 763.5338 | 0.015703 | 759.5632 | 0 | 763.7577 | 0.00373 | 763.7577 | 0.73867
| 763.7702 | 0 |  |  | 759.9754 | -0.0035018 | 754.1 | 0 | 763.9939 | 0 | 763.9939 | -0.033464 | 763.9939 | 0.0043514 | 771.7122 | -0.003145 | 763.994 | 0 |  |  | 763.7702 | 0.067906 | 763.9939 | 0 | 763.994 | 0.15812 | 754.1041 | -0.017559 | 763.994 | 0 | 763.7702 | -0.025772 | 759.7966 | 0 | 763.9939 | 0.0002027 | 763.9939 | 0.69887
| 764.0066 | 0 |  |  | 760.2091 | 0.0067655 | 754.33 | 0 | 764.2302 | 0.017196 | 764.2302 | 0.012445 | 764.2302 | 0.0014228 | 771.947 | 0.0078757 | 764.2302 | 0.004482 |  |  | 764.0066 | 0.075616 | 764.2302 | 0.002568 | 764.2302 | 0.15828 | 754.3345 | -0.03888 | 764.2302 | 0.010367 | 764.0066 | 0.029306 | 760.03 | 0 | 764.2302 | 0.0025841 | 764.2302 | 0.68827
| 764.243 | 0 |  |  | 760.4427 | -0.0018871 | 754.56 | 0 | 764.4664 | 0 | 764.4664 | -0.020189 | 764.4664 | -0.0058952 | 772.1818 | -0.0036713 | 764.4664 | 0 |  |  | 764.243 | 0.065452 | 764.4664 | 0 | 764.4664 | 0.15231 | 754.5649 | -0.0051186 | 764.4664 | 0 | 764.243 | -0.020116 | 760.2634 | 0 | 764.4664 | -0.0022428 | 764.4664 | 0.65492
| 764.4795 | 0 |  |  | 760.6763 | 0.0027294 | 754.8 | 0 | 764.7027 | 0.017582 | 764.7027 | -0.015794 | 764.7027 | 0.0020402 | 772.4166 | 0.0081108 | 764.7027 | 0.0028199 |  |  | 764.4795 | 0.067566 | 764.7027 | 0.0084465 | 764.7027 | 0.16116 | 754.7954 | 0.05815 | 764.7027 | 0.012396 | 764.4795 | 0.023683 | 760.4968 | 0 | 764.7027 | 0.0014013 | 764.7027 | 0.64634
| 764.7159 | 0 |  |  | 760.91 | -0.004523 | 755.03 | 0 | 764.939 | 0 | 764.939 | 0.032827 | 764.939 | -0.0089704 | 772.6514 | -0.0040284 | 764.939 | 0 |  |  | 764.7159 | 0.064817 | 764.939 | 0 | 764.939 | 0.15553 | 755.0258 | -0.051175 | 764.939 | 0 | 764.7159 | -0.011819 | 760.7302 | 0 | 764.939 | -0.0033651 | 764.939 | 0.61142
| 764.9524 | 0 |  |  | 761.1436 | 0.0042743 | 755.26 | 0 | 765.1752 | 0.027799 | 765.1752 | 0.047116 | 765.1752 | 0.0043984 | 772.8863 | 0.0070433 | 765.1752 | 0.0045725 |  |  | 764.9524 | 0.073518 | 765.1752 | 0.0047748 | 765.1752 | 0.1614 | 755.2563 | 0.1369 | 765.1752 | 0.013743 | 764.9524 | 0.015799 | 760.9636 | 0 | 765.1752 | 0.0025934 | 765.1752 | 0.61369
| 765.1889 | 0 |  |  | 761.3773 | -0.014869 | 755.49 | 0 | 765.4115 | 0 | 765.4115 | -0.015902 | 765.4115 | -0.0058842 | 773.1211 | -0.0040067 | 765.4115 | 0 |  |  | 765.1888 | 0.066565 | 765.4115 | 0 | 765.4115 | 0.15318 | 755.4868 | 0.004914 | 765.4115 | 0 | 765.1889 | -0.019395 | 761.197 | 0 | 765.4115 | -0.0044877 | 765.4115 | 0.58002
| 765.4253 | 0 |  |  | 761.611 | 0.0085478 | 755.72 | 0 | 765.6478 | 0.014194 | 765.6478 | 0.0010882 | 765.6478 | 0.0011507 | 773.356 | 0.007565 | 765.6478 | 0.001264 |  |  | 765.4253 | 0.069047 | 765.6478 | 0.0046648 | 765.6478 | 0.15524 | 755.7173 | 0.05599 | 765.6478 | 0.0073919 | 765.4253 | 0.015015 | 761.4304 | 0 | 765.6478 | -0.0011314 | 765.6478 | 0.57134
| 765.6618 | 0 |  |  | 761.8447 | -0.0094361 | 755.95 | 0 | 765.8841 | 0 | 765.8841 | -0.011883 | 765.8841 | -0.0085832 | 773.5908 | -0.0047824 | 765.8842 | 0 |  |  | 765.6618 | 0.052963 | 765.8841 | 0 | 765.8842 | 0.14553 | 755.9478 | -0.11715 | 765.8842 | 0 | 765.6618 | -0.020717 | 761.6639 | 0 | 765.8841 | -0.0062818 | 765.8841 | 0.54025
| 765.8983 | 0 |  |  | 762.0783 | 0.033236 | 756.18 | 0 | 766.1204 | 0.010162 | 766.1204 | 0.0094409 | 766.1204 | 0.0022999 | 773.8257 | 0.0084873 | 766.1204 | 0.0017382 |  |  | 765.8983 | 0.069423 | 766.1204 | 0.0060368 | 766.1204 | 0.15383 | 756.1783 | 0.054284 | 766.1204 | 0.0079777 | 765.8983 | 0.016996 | 761.8973 | 0 | 766.1204 | 0.0003221 | 766.1204 | 0.54849
| 766.1348 | 0 |  |  | 762.312 | -0.018326 | 756.41 | 0 | 766.3568 | 0 | 766.3568 | -0.029873 | 766.3568 | -0.0028925 | 774.0606 | -0.004259 | 766.3568 | 0 |  |  | 766.1348 | 0.065121 | 766.3568 | 0 | 766.3568 | 0.14454 | 756.4088 | -0.034803 | 766.3568 | 0 | 766.1348 | -0.022246 | 762.1308 | 0 | 766.3568 | 0.0014034 | 766.3568 | 0.51635
| 766.3713 | 0 |  |  | 762.5458 | 0.0025065 | 756.64 | 0 | 766.5931 | 0.009986 | 766.5931 | 0.048532 | 766.5931 | -0.0008864 | 774.2955 | 0.0077059 | 766.5931 | 0.0022729 |  |  | 766.3713 | 0.065577 | 766.5931 | 0.0070671 | 766.5931 | 0.15351 | 756.6393 | 0.057876 | 766.5931 | 0.0053724 | 766.3713 | 0.014945 | 762.3643 | 0 | 766.5931 | -0.00063378 | 766.5931 | 0.51344
| 766.6078 | 0 |  |  | 762.7795 | -0.012312 | 756.87 | 0 | 766.8294 | 0 | 766.8294 | -0.002921 | 766.8294 | -0.0023683 | 774.5304 | -0.0041 | 766.8294 | 0 |  |  | 766.6078 | 0.058058 | 766.8294 | 0 | 766.8294 | 0.14182 | 756.8698 | 0.0037044 | 766.8294 | 0 | 766.6078 | -0.0073799 | 762.5978 | 0 | 766.8294 | -0.00086934 | 766.8294 | 0.48992
| 766.8443 | 0 |  |  | 763.0132 | 0.020417 | 757.1 | 0 | 767.0658 | 0.031698 | 767.0658 | 0.054038 | 767.0658 | -0.00046902 | 774.7653 | 0.0088529 | 767.0658 | 0.00080475 |  |  | 766.8443 | 0.066778 | 767.0658 | 0.0073417 | 767.0658 | 0.14544 | 757.1003 | 0.043304 | 767.0658 | 0.011927 | 766.8443 | 0.016892 | 762.8312 | 0 | 767.0658 | 0.0012265 | 767.0658 | 0.48394
| 767.0809 | 0 |  |  | 763.2469 | -0.0013449 | 757.33 | 0 | 767.3021 | 0 | 767.3021 | 0.026618 | 767.3021 | -0.0099841 | 775.0002 | -0.0045421 | 767.3021 | 0 |  |  | 767.0809 | 0.067895 | 767.3021 | 0 | 767.3021 | 0.14047 | 757.3309 | -0.050595 | 767.3021 | 0 | 767.0809 | -0.01867 | 763.0648 | 0 | 767.3021 | -0.0023541 | 767.3021 | 0.45673
| 767.3174 | 0 |  |  | 763.4807 | 0.007334 | 757.56 | 0 | 767.5385 | 0.018742 | 767.5385 | -0.016658 | 767.5385 | 0.0020875 | 775.2352 | 0.0078041 | 767.5385 | 0.003804 |  |  | 767.3174 | 0.057908 | 767.5385 | 0.0097245 | 767.5385 | 0.14292 | 757.5615 | 0.079271 | 767.5385 | 0.013162 | 767.3174 | 0.018215 | 763.2983 | 0 | 767.5385 | 0.003175 | 767.5385 | 0.45659
| 767.554 | 0 |  |  | 763.7144 | 0.0011046 | 757.79 | 0 | 767.7749 | 0 | 767.7749 | 0.013442 | 767.7749 | -0.0061527 | 775.4701 | -0.0027582 | 767.7749 | 0 |  |  | 767.554 | 0.057872 | 767.7749 | 0 | 767.7749 | 0.14207 | 757.792 | -0.013597 | 767.7749 | 0 | 767.554 | -0.015413 | 763.5318 | 0 | 767.7749 | -0.00077153 | 767.7749 | 0.43035
| 767.7905 | 0 |  |  | 763.9482 | 0.015102 | 758.02 | 0 | 768.0113 | 0.014232 | 768.0113 | 0.024542 | 768.0113 | 0.0018263 | 775.705 | 0.0079133 | 768.0113 | 0 |  |  | 767.7905 | 0.061205 | 768.0113 | 0.0026554 | 768.0113 | 0.14068 | 758.0226 | 0.10425 | 768.0113 | 0.0054479 | 767.7905 | 0.016125 | 763.7653 | 0 | 768.0113 | 0.0014063 | 768.0113 | 0.43193
| 768.0271 | 0 |  |  | 764.182 | -0.020556 | 758.25 | 0 | 768.2477 | 0 | 768.2477 | -0.0087481 | 768.2477 | -0.010221 | 775.94 | -0.0047844 | 768.2477 | 0 |  |  | 768.0271 | 0.067011 | 768.2477 | 0 | 768.2477 | 0.13211 | 758.2532 | 0.0139 | 768.2477 | 0 | 768.0271 | -0.0084933 | 763.9989 | 0 | 768.2477 | -0.0046371 | 768.2477 | 0.40271
| 768.2637 | 0 |  |  | 764.4158 | 0.012617 | 758.48 | 0 | 768.4841 | 0.017303 | 768.4841 | -0.028926 | 768.4841 | 0.0034946 | 776.1749 | 0.0088075 | 768.4841 | 0.0044308 |  |  | 768.2637 | 0.071764 | 768.4841 | 0.0077193 | 768.4841 | 0.13828 | 758.4837 | 0.0047529 | 768.4841 | 0.0063321 | 768.2637 | 0.022507 | 764.2324 | 0 | 768.4841 | 0.0031796 | 768.4841 | 0.40379
| 768.5003 | 0 |  |  | 764.6496 | -0.0016313 | 758.71 | 0 | 768.7205 | 0 | 768.7205 | 0.0071432 | 768.7205 | -0.0078737 | 776.4099 | -0.0025434 | 768.7205 | 0 |  |  | 768.5003 | 0.066818 | 768.7205 | 0 | 768.7205 | 0.13009 | 758.7143 | -0.038093 | 768.7205 | 0 | 768.5003 | -0.023267 | 764.466 | 0 | 768.7205 | -0.0044125 | 768.7205 | 0.38072
| 768.7369 | 0 |  |  | 764.8834 | 0.031748 | 758.94 | 0 | 768.9569 | 0.015038 | 768.9569 | 0.015638 | 768.9569 | 0.0029751 | 776.6449 | 0.008476 | 768.9569 | 0.0040448 |  |  | 768.7369 | 0.075166 | 768.9569 | 0.0080293 | 768.9569 | 0.14072 | 758.9449 | 0.02306 | 768.9569 | 0.017558 | 768.7369 | 0.03163 | 764.6995 | 0 | 768.9569 | 0.0025296 | 768.9569 | 0.38653
| 768.9735 | 0 |  |  | 765.1172 | -0.011526 | 759.18 | 0 | 769.1933 | 0 | 769.1933 | 0.024132 | 769.1933 | -0.0056775 | 776.8799 | -0.004028 | 769.1934 | 0 |  |  | 768.9735 | 0.057359 | 769.1933 | 0 | 769.1934 | 0.12565 | 759.1755 | -0.029078 | 769.1934 | 0 | 768.9735 | -0.021197 | 764.9331 | 0 | 769.1933 | -0.0035739 | 769.1933 | 0.34708
| 769.2101 | 0 |  |  | 765.351 | -0.0044679 | 759.41 | 0 | 769.4298 | 0.020453 | 769.4298 | 0.013384 | 769.4298 | 0.0045461 | 777.1149 | 0.0070258 | 769.4298 | 0.0037784 |  |  | 769.2101 | 0.061493 | 769.4298 | 0.0087311 | 769.4298 | 0.13789 | 759.4061 | 0.059087 | 769.4298 | 0.011447 | 769.2101 | 0.044171 | 765.1667 | 0 | 769.4298 | 0.004093 | 769.4298 | 0.36634
| 769.4467 | 0 |  |  | 765.5848 | -0.014833 | 759.64 | 0 | 769.6662 | 0 | 769.6662 | 0.0070311 | 769.6662 | -0.00061131 | 777.3499 | -0.0041664 | 769.6663 | 0 |  |  | 769.4467 | 0.052849 | 769.6662 | 0 | 769.6663 | 0.1324 | 759.6368 | -0.0055195 | 769.6663 | 0 | 769.4467 | -0.019638 | 765.4003 | 0 | 769.6662 | -0.0027184 | 769.6662 | 0.34256
| 769.6833 | 0 |  |  | 765.8187 | -0.010407 | 759.87 | 0 | 769.9027 | 0.019289 | 769.9027 | -0.010445 | 769.9027 | 0.0016114 | 777.585 | 0.0091071 | 769.9027 | 0.0018162 |  |  | 769.6833 | 0.065776 | 769.9027 | 0.0019909 | 769.9027 | 0.12724 | 759.8674 | 0.082404 | 769.9027 | 0.0041149 | 769.6833 | 0.014243 | 765.6339 | 0 | 769.9027 | 0.0033476 | 769.9027 | 0.34676
| 769.9199 | 0 |  |  | 766.0525 | -0.0064937 | 760.1 | 0 | 770.1392 | 0 | 770.1392 | -0.054856 | 770.1392 | -0.001071 | 777.8199 | -0.0044643 | 770.1392 | 0 |  |  | 769.9199 | 0.054036 | 770.1392 | 0 | 770.1392 | 0.12374 | 760.098 | -0.045937 | 770.1392 | 0 | 769.9199 | -0.015289 | 765.8676 | 0 | 770.1392 | -0.0032897 | 770.1392 | 0.31132
| 770.1566 | 0 |  |  | 766.2864 | 0.0094966 | 760.33 | 0 | 770.3756 | 0.007065 | 770.3756 | 0.019429 | 770.3756 | 0.003115 | 778.055 | 0.0089994 | 770.3757 | 0.0026425 |  |  | 770.1566 | 0.064337 | 770.3756 | 0.0092064 | 770.3757 | 0.12566 | 760.3287 | 0.06134 | 770.3757 | 0.012667 | 770.1566 | 0.029435 | 766.1012 | 0 | 770.3756 | 0.0027725 | 770.3756 | 0.33043
| 770.3932 | 0 |  |  | 766.5202 | -0.031004 | 760.56 | 0 | 770.6121 | 0 | 770.6121 | 0.0037764 | 770.6121 | -0.0048652 | 778.29 | -0.0054311 | 770.6121 | 0 |  |  | 770.3932 | 0.054014 | 770.6121 | 0 | 770.6121 | 0.12259 | 760.5593 | -0.055609 | 770.6121 | 0 | 770.3932 | -0.015752 | 766.3348 | 0 | 770.6121 | -0.0018931 | 770.6121 | 0.30027
| 770.6299 | 0 |  |  | 766.7541 | 0.01707 | 760.79 | 0 | 770.8486 | 0.023691 | 770.8486 | -0.0097537 | 770.8486 | -0.0018394 | 778.5251 | 0.0071013 | 770.8486 | 0.0016899 |  |  | 770.6299 | 0.065477 | 770.8486 | 0.0074652 | 770.8486 | 0.12161 | 760.79 | -0.053362 | 770.8486 | 0.0061296 | 770.6299 | 0.016359 | 766.5684 | 0 | 770.8486 | 0.0010442 | 770.8486 | 0.30718
| 770.8666 | 0 |  |  | 766.988 | -0.00191 | 761.02 | 0 | 771.0851 | 0 | 771.0851 | -0.037405 | 771.0851 | -0.0055813 | 778.7602 | -0.0043773 | 771.0851 | 0 |  |  | 770.8666 | 0.057791 | 771.0851 | 0 | 771.0851 | 0.12319 | 761.0206 | 0.08548 | 771.0851 | 0 | 770.8666 | -0.031499 | 766.8021 | 0 | 771.0851 | -0.0023831 | 771.0851 | 0.28825
| 771.1033 | 0 |  |  | 767.2219 | 0.0027586 | 761.25 | 0 | 771.3216 | 0.015704 | 771.3216 | 0.029776 | 771.3216 | 0.00012606 | 778.9953 | 0.0092618 | 771.3217 | 0.0023658 |  |  | 771.1033 | 0.061359 | 771.3216 | 0.00065108 | 771.3217 | 0.12568 | 761.2513 | 0.038344 | 771.3217 | 0.009667 | 771.1033 | 0.014032 | 767.0358 | 0 | 771.3216 | 0.0014349 | 771.3216 | 0.28421
| 771.34 | 0 |  |  | 767.4558 | -0.0051472 | 761.48 | 0 | 771.5582 | 0 | 771.5582 | -0.013392 | 771.5582 | -0.00085108 | 779.2303 | -0.0051603 | 771.5582 | 0 |  |  | 771.3399 | 0.055137 | 771.5582 | 0 | 771.5582 | 0.11138 | 761.482 | 0.039013 | 771.5582 | 0 | 771.34 | -0.01977 | 767.2695 | 0 | 771.5582 | 0.0007385 | 771.5582 | 0.27328
| 771.5766 | 0 |  |  | 767.6897 | 0.021209 | 761.71 | 0 | 771.7947 | 0.029884 | 771.7947 | 0.031083 | 771.7947 | -0.0011079 | 779.4655 | 0.0074609 | 771.7947 | 0.0035339 |  |  | 771.5766 | 0.067236 | 771.7947 | 0.0067466 | 771.7947 | 0.12677 | 761.7127 | 0.05172 | 771.7947 | 0.006274 | 771.5766 | 0.01744 | 767.5031 | 0 | 771.7947 | 0.0022285 | 771.7947 | 0.27628
| 771.8134 | 0 |  |  | 767.9236 | -0.013292 | 761.94 | 0 | 772.0312 | 0 | 772.0312 | -0.028278 | 772.0312 | -0.0073652 | 779.7006 | -0.0042669 | 772.0312 | 0 |  |  | 771.8133 | 0.058221 | 772.0312 | 0 | 772.0312 | 0.10787 | 761.9434 | -0.10132 | 772.0312 | 0 | 771.8134 | -0.014033 | 767.7368 | 0 | 772.0312 | -0.0033911 | 772.0312 | 0.24861
| 772.0501 | 0 |  |  | 768.1575 | 0.023974 | 762.17 | 0 | 772.2678 | 0.00783 | 772.2678 | -0.015541 | 772.2678 | 0.0034919 | 779.9357 | 0.0094403 | 772.2678 | 0.0049114 |  |  | 772.0501 | 0.0688 | 772.2678 | 0.0066548 | 772.2678 | 0.12438 | 762.1741 | 0.057536 | 772.2678 | 0.012564 | 772.0501 | 0.020703 | 767.9705 | 0 | 772.2678 | 0.0038598 | 772.2678 | 0.26186
| 772.2868 | 0 |  |  | 768.3915 | 0.014083 | 762.4 | 0 | 772.5044 | 0 | 772.5044 | -0.01145 | 772.5044 | -0.0043426 | 780.1708 | -0.0054775 | 772.5043 | 0 |  |  | 772.2868 | 0.048187 | 772.5044 | 0 | 772.5043 | 0.10606 | 762.4048 | -0.12416 | 772.5043 | 0 | 772.2868 | -0.031518 | 768.2042 | 0 | 772.5044 | -0.002747 | 772.5044 | 0.23841
| 772.5235 | 0 |  |  | 768.6254 | 0.0091338 | 762.64 | 0 | 772.7409 | 0.0063658 | 772.7409 | 0.033418 | 772.7409 | 0.0046951 | 780.4059 | 0.010304 | 772.7409 | 0.0006935 |  |  | 772.5235 | 0.060997 | 772.7409 | 0.0017746 | 772.7409 | 0.11392 | 762.6356 | 0.06204 | 772.7409 | 0.0049806 | 772.5235 | 0.013618 | 768.4379 | 0 | 772.7409 | 0.00031922 | 772.7409 | 0.25129
| 772.7603 | 0 |  |  | 768.8594 | -0.0090176 | 762.87 | 0 | 772.9775 | 0 | 772.9775 | -0.028962 | 772.9775 | -0.0059973 | 780.6411 | -0.0037841 | 772.9775 | 0 |  |  | 772.7602 | 0.048149 | 772.9775 | 0 | 772.9775 | 0.10583 | 762.8663 | 0.012392 | 772.9775 | 0 | 772.7603 | -0.020635 | 768.6717 | 0 | 772.9775 | -0.0047585 | 772.9775 | 0.2295
| 772.997 | 0 |  |  | 769.0934 | 0.0011461 | 763.1 | 0 | 773.2141 | 0.029368 | 773.2141 | 0.014688 | 773.2141 | 0.007254 | 780.8762 | 0.0080661 | 773.2141 | 0.004226 |  |  | 772.997 | 0.06438 | 773.2141 | 0.0059557 | 773.2141 | 0.11691 | 763.097 | 0.10485 | 773.2141 | 0.019213 | 772.997 | 0.026324 | 768.9054 | 0 | 773.2141 | 0.0040506 | 773.2141 | 0.23955
| 773.2337 | 0 |  |  | 769.3273 | 0.0023885 | 763.33 | 0 | 773.4507 | 0 | 773.4507 | -0.0038587 | 773.4507 | -0.0061026 | 781.1114 | -0.0043611 | 773.4507 | 0 |  |  | 773.2338 | 0.050781 | 773.4507 | 0 | 773.4507 | 0.10671 | 763.3278 | -0.073699 | 773.4507 | 0 | 773.2337 | -0.026022 | 769.1392 | 0 | 773.4507 | -0.0038887 | 773.4507 | 0.21906
| 773.4705 | 0 |  |  | 769.5613 | 0.0086261 | 763.56 | 0 | 773.6873 | 0.044958 | 773.6873 | -0.0048366 | 773.6873 | 0.0034257 | 781.3466 | 0.010205 | 773.6873 | 0.0031388 |  |  | 773.4705 | 0.064591 | 773.6873 | 0.0052632 | 773.6873 | 0.10532 | 763.5585 | 0.015788 | 773.6873 | 0.010802 | 773.4705 | 0.027493 | 769.3729 | 0 | 773.6873 | 0.00051934 | 773.6873 | 0.22752
| 773.7073 | 0 |  |  | 769.7953 | -0.0050365 | 763.79 | 0 | 773.9239 | 0 | 773.9239 | -0.0039683 | 773.9239 | -0.012838 | 781.5817 | -0.0053066 | 773.9239 | 0 |  |  | 773.7073 | 0.042272 | 773.9239 | 0 | 773.9239 | 0.10644 | 763.7893 | -0.025397 | 773.9239 | 0 | 773.7073 | -0.027428 | 769.6067 | 0 | 773.9239 | -0.0051473 | 773.9239 | 0.19884
| 773.9441 | 0 |  |  | 770.0293 | -0.00089477 | 764.02 | 0 | 774.1605 | 0.027667 | 774.1605 | 0.051095 | 774.1605 | 0.0038506 | 781.817 | 0.0088845 | 774.1605 | 0.0036645 |  |  | 773.9441 | 0.055641 | 774.1605 | 0.0042303 | 774.1605 | 0.11272 | 764.0201 | 0.048244 | 774.1605 | 0.011768 | 773.9441 | 0.028493 | 769.8405 | 0 | 774.1605 | 0.002788 | 774.1605 | 0.22161
| 774.1809 | 0 |  |  | 770.2633 | 0.0098141 | 764.25 | 0 | 774.3972 | 0 | 774.3972 | -0.03034 | 774.3972 | -0.0067447 | 782.0521 | -0.0049189 | 774.3972 | 0 |  |  | 774.1809 | 0.049647 | 774.3972 | 0 | 774.3972 | 0.10071 | 764.2509 | 0.050306 | 774.3972 | 0 | 774.1809 | -0.019751 | 770.0743 | 0 | 774.3972 | -0.0037902 | 774.3972 | 0.18968
| 774.4176 | 0 |  |  | 770.4973 | -0.0086629 | 764.48 | 0 | 774.6338 | 0.012463 | 774.6338 | -0.009351 | 774.6338 | -0.00028874 | 782.2874 | 0.0083886 | 774.6338 | 0.00064464 |  |  | 774.4177 | 0.057739 | 774.6338 | 4.4535e-05 | 774.6338 | 0.10014 | 764.4817 | 0.017309 | 774.6338 | 0.012871 | 774.4176 | 0.027341 | 770.308 | 0 | 774.6338 | 0.00016661 | 774.6338 | 0.19977
| 774.6545 | 0 |  |  | 770.7314 | -0.0087234 | 764.71 | 0 | 774.8704 | 0 | 774.8704 | -0.0044242 | 774.8704 | -0.0042635 | 782.5226 | -0.0047309 | 774.8704 | 0 |  |  | 774.6545 | 0.040259 | 774.8704 | 0 | 774.8704 | 0.10422 | 764.7125 | -0.047149 | 774.8704 | 0 | 774.6545 | -0.043067 | 770.5419 | 0 | 774.8704 | -0.0029284 | 774.8704 | 0.18083
| 774.8913 | 0 |  |  | 770.9654 | 0.025795 | 764.94 | 0 | 775.1071 | 0.011991 | 775.1071 | -0.014671 | 775.1071 | 0.0029828 | 782.7578 | 0.0084723 | 775.1071 | 0.0051884 |  |  | 774.8913 | 0.065734 | 775.1071 | 0.0012198 | 775.1071 | 0.11319 | 764.9433 | 0.14144 | 775.1071 | 0.0080162 | 774.8913 | 0.028955 | 770.7757 | 0 | 775.1071 | 0.0052452 | 775.1071 | 0.19435
| 775.1281 | 0 |  |  | 771.1995 | 0.0019615 | 765.17 | 0 | 775.3438 | 0 | 775.3438 | -0.035204 | 775.3438 | -0.007927 | 782.993 | -0.0061826 | 775.3438 | 0 |  |  | 775.1281 | 0.039688 | 775.3438 | 0 | 775.3438 | 0.092857 | 765.1741 | -0.0074812 | 775.3438 | 0 | 775.1281 | -0.013404 | 771.0095 | 0 | 775.3438 | -0.0027331 | 775.3438 | 0.17423
| 775.3649 | 0 |  |  | 771.4335 | -0.010588 | 765.4 | 0 | 775.5804 | 0.031434 | 775.5804 | -0.0038867 | 775.5804 | 0.0042383 | 783.2283 | 0.0091176 | 775.5804 | 0.0037214 |  |  | 775.3649 | 0.04873 | 775.5804 | 0.008976 | 775.5804 | 0.10326 | 765.4049 | 0.096821 | 775.5804 | 0.014772 | 775.3649 | 0.022553 | 771.2433 | 0 | 775.5804 | 0.0015332 | 775.5804 | 0.18595
| 775.6018 | 0 |  |  | 771.6676 | -0.0076888 | 765.64 | 0 | 775.8171 | 0 | 775.8171 | -0.039132 | 775.8171 | -0.0086518 | 783.4635 | -0.0040962 | 775.8171 | 0 |  |  | 775.6018 | 0.036203 | 775.8171 | 0 | 775.8171 | 0.08466 | 765.6357 | -0.059836 | 775.8171 | 0 | 775.6018 | -0.0061874 | 771.4772 | 0 | 775.8171 | -0.0030351 | 775.8171 | 0.16095
| 775.8386 | 0 |  |  | 771.9016 | 0.012979 | 765.87 | 0 | 776.0538 | 0.023294 | 776.0538 | -0.0068464 | 776.0538 | 0.00071748 | 783.6988 | 0.0099117 | 776.0538 | 0.0012156 |  |  | 775.8386 | 0.047753 | 776.0538 | 0.00037922 | 776.0538 | 0.10491 | 765.8666 | 0.0034821 | 776.0538 | 0.0094909 | 775.8386 | 0.012976 | 771.7111 | 0 | 776.0538 | -0.00051857 | 776.0538 | 0.1758
| 776.0755 | 0 |  |  | 772.1357 | -0.0046412 | 766.1 | 0 | 776.2905 | 0 | 776.2905 | -0.027445 | 776.2905 | -0.010557 | 783.934 | -0.0038608 | 776.2905 | 0 |  |  | 776.0755 | 0.035525 | 776.2905 | 0 | 776.2905 | 0.097044 | 766.0974 | -0.038598 | 776.2905 | 0 | 776.0755 | -0.016631 | 771.9449 | 0 | 776.2905 | -0.0038409 | 776.2905 | 0.14797
| 776.3123 | 0 |  |  | 772.3698 | 0.029516 | 766.33 | 0 | 776.5272 | 0.032147 | 776.5272 | -0.027622 | 776.5272 | 0.0021264 | 784.1693 | 0.0074609 | 776.5272 | 0.0023444 |  |  | 776.3123 | 0.059236 | 776.5272 | 0.0022159 | 776.5272 | 0.099876 | 766.3283 | 0.025645 | 776.5272 | 0.01278 | 776.3123 | 0.034973 | 772.1788 | 0 | 776.5272 | 0.00068167 | 776.5272 | 0.17011
| 776.5492 | 0 |  |  | 772.6039 | -0.023825 | 766.56 | 0 | 776.764 | 0 | 776.764 | -0.012685 | 776.764 | -0.010888 | 784.4046 | -0.0051772 | 776.764 | 0 |  |  | 776.5492 | 0.047914 | 776.764 | 0 | 776.764 | 0.090309 | 766.5591 | 0.0017604 | 776.764 | 0 | 776.5492 | -0.017219 | 772.4127 | 0 | 776.764 | -0.0067403 | 776.764 | 0.14135
| 776.7861 | 0 |  |  | 772.838 | -0.0097275 | 766.79 | 0 | 777.0007 | 0.042363 | 777.0007 | 0.0027962 | 777.0007 | 0.0016279 | 784.6399 | 0.0072704 | 777.0007 | 0.0057506 |  |  | 776.7861 | 0.058409 | 777.0007 | 0.0025253 | 777.0007 | 0.090904 | 766.79 | 0.078826 | 777.0007 | 0.010055 | 776.7861 | 0.039018 | 772.6465 | 0 | 777.0007 | 0.0012689 | 777.0007 | 0.15902
| 777.023 | 0 |  |  | 773.0722 | 0.020539 | 767.02 | 0 | 777.2374 | 0 | 777.2374 | -0.0085496 | 777.2374 | -0.005695 | 784.8752 | -0.005817 | 777.2374 | 0 |  |  | 777.023 | 0.043069 | 777.2374 | 0 | 777.2374 | 0.092639 | 767.0209 | -0.0013578 | 777.2374 | 0 | 777.023 | -0.016759 | 772.8804 | 0 | 777.2374 | -0.0028987 | 777.2374 | 0.14234
| 777.2599 | 0 |  |  | 773.3063 | 0.030756 | 767.25 | 0 | 777.4742 | 0.015229 | 777.4742 | 0.054706 | 777.4742 | 0.0055594 | 785.1105 | 0.0087133 | 777.4742 | 0.0038025 |  |  | 777.2599 | 0.053269 | 777.4742 | 0.001479 | 777.4742 | 0.098893 | 767.2518 | 0.079186 | 777.4742 | 0.0093558 | 777.2599 | 0.011402 | 773.1144 | 0 | 777.4742 | 0.0012125 | 777.4742 | 0.15512
| 777.4968 | 0 |  |  | 773.5404 | 0.0040179 | 767.48 | 0 | 777.7109 | 0 | 777.7109 | -0.030076 | 777.7109 | -0.0020738 | 785.3459 | -0.0052239 | 777.7109 | 0 |  |  | 777.4968 | 0.038562 | 777.7109 | 0 | 777.7109 | 0.092753 | 767.4827 | -0.034295 | 777.7109 | 0 | 777.4968 | -0.0039324 | 773.3483 | 0 | 777.7109 | -0.0025635 | 777.7109 | 0.13052
| 777.7337 | 0 |  |  | 773.7746 | 0.024756 | 767.71 | 0 | 777.9477 | 0.01399 | 777.9477 | -0.028345 | 777.9477 | 0.0038031 | 785.5812 | 0.006819 | 777.9477 | 0.005313 |  |  | 777.7337 | 0.067113 | 777.9477 | 0.012039 | 777.9477 | 0.09392 | 767.7136 | 0.070402 | 777.9477 | 0.014942 | 777.7337 | 0.039754 | 773.5822 | 0 | 777.9477 | 0.0039734 | 777.9477 | 0.14844
| 777.9706 | 0 |  |  | 774.0087 | -0.01256 | 767.94 | 0 | 778.1845 | 0 | 778.1845 | -0.032211 | 778.1845 | -0.0045397 | 785.8166 | -0.0043006 | 778.1845 | 0 |  |  | 777.9706 | 0.042963 | 778.1845 | 0 | 778.1845 | 0.093276 | 767.9445 | -0.030347 | 778.1845 | 0 | 777.9706 | -0.0088932 | 773.8162 | 0 | 778.1845 | -0.00264 | 778.1845 | 0.12631
| 778.2076 | 0 |  |  | 774.2429 | 0.039933 | 768.18 | 0 | 778.4213 | 0.0099984 | 778.4213 | 0.0035929 | 778.4213 | 0.0037584 | 786.0519 | 0.0083553 | 778.4213 | 0.0057328 |  |  | 778.2076 | 0.0657 | 778.4213 | 0.0091035 | 778.4213 | 0.087013 | 768.1754 | 0.038256 | 778.4213 | 0.011503 | 778.2076 | 0.019054 | 774.0501 | 0 | 778.4213 | 0.0038803 | 778.4213 | 0.1447
| 778.4445 | 0 |  |  | 774.4771 | -0.025299 | 768.41 | 0 | 778.6581 | 0 | 778.6581 | -0.038424 | 778.6581 | -0.010687 | 786.2873 | -0.0057326 | 778.6581 | 0 |  |  | 778.4445 | 0.05002 | 778.6581 | 0 | 778.6581 | 0.086643 | 768.4063 | 0.02343 | 778.6581 | 0 | 778.4445 | -0.02383 | 774.2841 | 0 | 778.6581 | -0.0036377 | 778.6581 | 0.11977
| 778.6815 | 0 |  |  | 774.7113 | 0.016904 | 768.64 | 0 | 778.8949 | 0.017752 | 778.8949 | -0.0061161 | 778.8949 | 0.00047211 | 786.5226 | 0.0076952 | 778.8948 | 0.00080167 |  |  | 778.6815 | 0.052228 | 778.8949 | 0.0074037 | 778.8948 | 0.097493 | 768.6373 | 0.011231 | 778.8948 | 0.012871 | 778.6815 | 0.017426 | 774.518 | 0 | 778.8949 | -0.00034918 | 778.8949 | 0.12237
| 778.9184 | 0 |  |  | 774.9454 | -0.024284 | 768.87 | 0 | 779.1317 | 0 | 779.1317 | -0.0055725 | 779.1317 | -0.012081 | 786.7581 | -0.0041892 | 779.1317 | 0 |  |  | 778.9184 | 0.034992 | 779.1317 | 0 | 779.1317 | 0.083114 | 768.8682 | -0.12468 | 779.1317 | 0 | 778.9184 | -0.022283 | 774.752 | 0 | 779.1317 | -0.0092574 | 779.1317 | 0.10878
| 779.1554 | 0 |  |  | 775.1796 | 0.024383 | 769.1 | 0 | 779.3685 | 0.011914 | 779.3685 | 0.021045 | 779.3685 | 6.7146e-05 | 786.9934 | 0.0070217 | 779.3685 | 0.0043902 |  |  | 779.1554 | 0.045398 | 779.3685 | 0.0069798 | 779.3685 | 0.085238 | 769.0992 | 0.11257 | 779.3685 | 0.0087565 | 779.1554 | 0.028876 | 774.986 | 0 | 779.3685 | 0.0021982 | 779.3685 | 0.13312
| 779.3923 | 0 |  |  | 775.4139 | 0.0018093 | 769.33 | 0 | 779.6053 | 0 | 779.6053 | -0.032638 | 779.6053 | -0.0084476 | 787.2288 | -0.004612 | 779.6054 | 0 |  |  | 779.3923 | 0.037573 | 779.6053 | 0 | 779.6053 | 0.080472 | 769.3301 | 0.028594 | 779.6054 | 0 | 779.3923 | -0.028761 | 775.22 | 0 | 779.6053 | -0.0058063 | 779.6053 | 0.11262
| 779.6293 | 0 |  |  | 775.6481 | 0.019383 | 769.56 | 0 | 779.8422 | 0.045241 | 779.8422 | 0.029225 | 779.8422 | -0.004173 | 787.4642 | 0.0086725 | 779.8422 | 0.0012583 |  |  | 779.6293 | 0.051165 | 779.8422 | 0.0043158 | 779.8422 | 0.080243 | 769.5611 | 0.070245 | 779.8422 | 0.0058446 | 779.6293 | 0.028764 | 775.454 | 0 | 779.8422 | -0.0017404 | 779.8422 | 0.12077
| 779.8663 | 0 |  |  | 775.8823 | -0.026043 | 769.79 | 0 | 780.079 | 0 | 780.079 | -0.0019549 | 780.079 | -0.0042027 | 787.6996 | -0.0035787 | 780.079 | 0 |  |  | 779.8663 | 0.042499 | 780.079 | 0 | 780.079 | 0.081081 | 769.7921 | -0.0034836 | 780.079 | 0 | 779.8663 | -0.037914 | 775.688 | 0 | 780.079 | -0.0058666 | 780.079 | 0.10776
| 780.1033 | 0 |  |  | 776.1165 | 0.022513 | 770.02 | 0 | 780.3159 | 0.043984 | 780.3159 | 0.0032164 | 780.3159 | 0.007436 | 787.9351 | 0.0078125 | 780.3159 | 0.0081555 |  |  | 780.1033 | 0.060416 | 780.3159 | 0.0078602 | 780.3159 | 0.086668 | 770.023 | -0.013123 | 780.3159 | 0.014608 | 780.1033 | 0.025068 | 775.922 | 0 | 780.3159 | 0.006218 | 780.3159 | 0.1218
| 780.3403 | 0 |  |  | 776.3508 | -0.026787 | 770.25 | 0 | 780.5527 | 0 | 780.5527 | -0.014137 | 780.5527 | -0.010428 | 788.1705 | -0.003803 | 780.5527 | 0 |  |  | 780.3403 | 0.040413 | 780.5527 | 0 | 780.5527 | 0.084816 | 770.254 | 0.00072203 | 780.5527 | 0 | 780.3403 | -0.008145 | 776.1561 | 0 | 780.5527 | -0.0018093 | 780.5527 | 0.094023
| 780.5773 | 0 |  |  | 776.5851 | -0.0090994 | 770.49 | 0 | 780.7896 | 0.0082406 | 780.7896 | 0.029319 | 780.7896 | 0.0014851 | 788.406 | 0.006962 | 780.7896 | 0.0025793 |  |  | 780.5773 | 0.043002 | 780.7896 | 0.0031657 | 780.7896 | 0.088442 | 770.485 | 0.040738 | 780.7896 | 0.010312 | 780.5773 | 0.01535 | 776.3901 | 0 | 780.7896 | -0.0024289 | 780.7896 | 0.10935
| 780.8144 | 0 |  |  | 776.8193 | -0.025299 | 770.72 | 0 | 781.0265 | 0 | 781.0265 | -0.023836 | 781.0265 | -0.0066586 | 788.6414 | -0.0054876 | 781.0265 | 0 |  |  | 780.8144 | 0.0405 | 781.0265 | 0 | 781.0265 | 0.081306 | 770.716 | -0.003757 | 781.0265 | 0 | 780.8144 | -0.026395 | 776.6241 | 0 | 781.0265 | -0.0036676 | 781.0265 | 0.092999
| 781.0514 | 0 |  |  | 777.0536 | 0.016395 | 770.95 | 0 | 781.2634 | 0.026299 | 781.2634 | 0.019543 | 781.2634 | 0.0049593 | 788.8769 | 0.0085238 | 781.2634 | 0.0063923 |  |  | 781.0514 | 0.064535 | 781.2634 | 0.0090752 | 781.2634 | 0.089798 | 770.947 | 0.05047 | 781.2634 | 0.0088195 | 781.0514 | 0.013482 | 776.8582 | 0 | 781.2634 | 0.0032428 | 781.2634 | 0.11215
| 781.2884 | 0 |  |  | 777.2879 | 0.001704 | 771.18 | 0 | 781.5003 | 0 | 781.5003 | -0.010421 | 781.5003 | -0.0074537 | 789.1124 | -0.0034721 | 781.5003 | 0 |  |  | 781.2884 | 0.049083 | 781.5003 | 0 | 781.5003 | 0.070358 | 771.178 | -0.063907 | 781.5003 | 0 | 781.2884 | -0.0073175 | 777.0923 | 0 | 781.5003 | 0.0011319 | 781.5003 | 0.08733
| 781.5255 | 0 |  |  | 777.5222 | 0.0062847 | 771.41 | 0 | 781.7372 | 0.043515 | 781.7372 | 0.052982 | 781.7372 | 0.0080645 | 789.3479 | 0.0083225 | 781.7372 | 0.0058201 |  |  | 781.5255 | 0.047279 | 781.7372 | 0.0096715 | 781.7372 | 0.079847 | 771.4091 | 0.012341 | 781.7372 | 0.01661 | 781.5255 | 0.019251 | 777.3264 | 0 | 781.7372 | 0.0031011 | 781.7372 | 0.10361
| 781.7626 | 0 |  |  | 777.7565 | 0.009662 | 771.64 | 0 | 781.9741 | 0 | 781.9741 | -0.033703 | 781.9741 | -0.0060036 | 789.5834 | -0.0037521 | 781.9741 | 0 |  |  | 781.7625 | 0.034294 | 781.9741 | 0 | 781.9741 | 0.07514 | 771.6401 | -0.11262 | 781.9741 | 0 | 781.7626 | -0.022442 | 777.5604 | 0 | 781.9741 | -0.0048447 | 781.9741 | 0.077196
| 781.9996 | 0 |  |  | 777.9908 | -0.0084297 | 771.87 | 0 | 782.211 | 0.037224 | 782.211 | 0.036733 | 782.211 | 0.0078519 | 789.8188 | 0.0087349 | 782.2111 | 0.002743 |  |  | 781.9996 | 0.053658 | 782.211 | 0.0068202 | 782.2111 | 0.076106 | 771.8712 | 0.033458 | 782.2111 | 0.015169 | 781.9996 | 0.034828 | 777.7946 | 0 | 782.211 | 0.0012651 | 782.211 | 0.099347
| 782.2367 | 0 |  |  | 778.2251 | -0.017788 | 772.1 | 0 | 782.448 | 0 | 782.448 | -0.016928 | 782.448 | -0.0099235 | 790.0544 | -0.0059824 | 782.448 | 0 |  |  | 782.2367 | 0.040567 | 782.448 | 0 | 782.448 | 0.071673 | 772.1022 | 0.030074 | 782.448 | 0 | 782.2367 | -0.025862 | 778.0286 | 0 | 782.448 | -0.0036715 | 782.448 | 0.077924
| 782.4738 | 0 |  |  | 778.4594 | -0.0063328 | 772.33 | 0 | 782.6849 | 0.037381 | 782.6849 | -0.015296 | 782.6849 | -0.0017118 | 790.2899 | 0.0081412 | 782.6849 | 0.0046989 |  |  | 782.4738 | 0.043113 | 782.6849 | 0.0069738 | 782.6849 | 0.079937 | 772.3333 | 0.098475 | 782.6849 | 0.011957 | 782.4738 | 0.027494 | 778.2628 | 0 | 782.6849 | -0.0010973 | 782.6849 | 0.095695
| 782.7109 | 0 |  |  | 778.6938 | -0.0032495 | 772.56 | 0 | 782.9219 | 0 | 782.9219 | -0.052391 | 782.9219 | -0.0037353 | 790.5255 | -0.0041567 | 782.9219 | 0 |  |  | 782.7109 | 0.041229 | 782.9219 | 0 | 782.9219 | 0.07349 | 772.5643 | -0.098089 | 782.9219 | 0 | 782.7109 | -0.032557 | 778.4969 | 0 | 782.9219 | -0.00089697 | 782.9219 | 0.069016
| 782.948 | 0 |  |  | 778.9281 | 0.017565 | 772.8 | 0 | 783.1588 | 0.04663 | 783.1588 | 0.024618 | 783.1588 | 0.0040868 | 790.761 | 0.0086173 | 783.1589 | 0.0054446 |  |  | 782.948 | 0.043551 | 783.1588 | 0.0049555 | 783.1589 | 0.073581 | 772.7954 | 0.020784 | 783.1589 | 0.015187 | 782.948 | 0.029135 | 778.731 | 0 | 783.1588 | 0.00065528 | 783.1588 | 0.10191
| 783.1851 | 0 |  |  | 779.1625 | -0.0086589 | 773.03 | 0 | 783.3958 | 0 | 783.3958 | -0.04745 | 783.3958 | -0.0053264 | 790.9965 | -0.0046883 | 783.3958 | 0 |  |  | 783.1851 | 0.02836 | 783.3958 | 0 | 783.3958 | 0.073866 | 773.0266 | 0.01199 | 783.3958 | 0 | 783.1851 | -0.024946 | 778.9652 | 0 | 783.3958 | -0.0013218 | 783.3958 | 0.073056
| 783.4222 | 0 |  |  | 779.3968 | -0.0011304 | 773.26 | 0 | 783.6328 | 0.042379 | 783.6328 | -0.016297 | 783.6328 | 0.0015743 | 791.2321 | 0.006601 | 783.6328 | 0.0006751 |  |  | 783.4222 | 0.049198 | 783.6328 | 0.0010017 | 783.6328 | 0.074431 | 773.2576 | -0.019991 | 783.6328 | 0.010562 | 783.4222 | 0.0099577 | 779.1993 | 0 | 783.6328 | 0.0012995 | 783.6328 | 0.085829
| 783.6593 | 0 |  |  | 779.6312 | -0.012974 | 773.49 | 0 | 783.8698 | 0 | 783.8698 | 0.0074042 | 783.8698 | -0.0046196 | 791.4677 | -0.0062158 | 783.8698 | 0 |  |  | 783.6593 | 0.040456 | 783.8698 | 0 | 783.8698 | 0.070541 | 773.4887 | -0.023448 | 783.8698 | 0 | 783.6593 | -0.019192 | 779.4335 | 0 | 783.8698 | -0.0040447 | 783.8698 | 0.06533
| 783.8964 | 0 |  |  | 779.8656 | -0.0051273 | 773.72 | 0 | 784.1068 | 0.031974 | 784.1068 | 0.01611 | 784.1068 | 0.003781 | 791.7032 | 0.008261 | 784.1068 | 0.0046768 |  |  | 783.8964 | 0.054321 | 784.1068 | 0.0063512 | 784.1068 | 0.069243 | 773.7198 | 0.09891 | 784.1068 | 0.0066493 | 783.8964 | 0.030452 | 779.6677 | 0 | 784.1068 | 0.0024225 | 784.1068 | 0.082429
| 784.1336 | 0 |  |  | 780.1 | 0.0080256 | 773.95 | 0 | 784.3438 | 0 | 784.3438 | 0.0033425 | 784.3438 | -0.012089 | 791.9388 | -0.0044118 | 784.3438 | 0 |  |  | 784.1336 | 0.029459 | 784.3438 | 0 | 784.3438 | 0.068655 | 773.9509 | -0.012546 | 784.3438 | 0 | 784.1336 | -0.058895 | 779.9019 | 0 | 784.3438 | -0.0093815 | 784.3438 | 0.051148
| 784.3707 | 0 |  |  | 780.3344 | 0.0069831 | 774.18 | 0 | 784.5808 | 0.034719 | 784.5808 | -0.012624 | 784.5808 | 0.003346 | 792.1744 | 0.0075814 | 784.5808 | 0.0028469 |  |  | 784.3707 | 0.041479 | 784.5808 | 0.010374 | 784.5808 | 0.070535 | 774.1821 | 0.069658 | 784.5808 | 0.0082802 | 784.3707 | 0.019825 | 780.136 | 0 | 784.5808 | 0.00046958 | 784.5808 | 0.082603
| 784.6079 | 0 |  |  | 780.5688 | -0.013014 | 774.41 | 0 | 784.8178 | 0 | 784.8178 | 0.018945 | 784.8178 | -0.010783 | 792.41 | -0.0054829 | 784.8179 | 0 |  |  | 784.6079 | 0.040359 | 784.8178 | 0 | 784.8179 | 0.069831 | 774.4132 | -0.025409 | 784.8179 | 0 | 784.6079 | -0.027691 | 780.3702 | 0 | 784.8178 | -0.0041578 | 784.8178 | 0.068005
| 784.8451 | 0 |  |  | 780.8032 | 0.025795 | 774.64 | 0 | 785.0549 | 0.0097965 | 785.0549 | -0.012287 | 785.0549 | 0.0050905 | 792.6456 | 0.0071381 | 785.0549 | 0.003436 |  |  | 784.845 | 0.0547 | 785.0549 | 0.0057621 | 785.0549 | 0.070678 | 774.6443 | 0.14362 | 785.0549 | 0.015544 | 784.8451 | 0.026798 | 780.6045 | 0 | 785.0549 | 0.0041545 | 785.0549 | 0.080666
| 785.0822 | 0 |  |  | 781.0376 | -0.017952 | 774.88 | 0 | 785.2919 | 0 | 785.2919 | 0.0060215 | 785.2919 | -0.0089665 | 792.8812 | -0.0039979 | 785.2919 | 0 |  |  | 785.0822 | 0.029786 | 785.2919 | 0 | 785.2919 | 0.072337 | 774.8755 | 0.052625 | 785.2919 | 0 | 785.0822 | -0.020101 | 780.8387 | 0 | 785.2919 | -0.0058836 | 785.2919 | 0.05364
| 785.3194 | 0 |  |  | 781.2721 | 0.0048934 | 775.11 | 0 | 785.529 | 0.0070546 | 785.529 | 0.033603 | 785.529 | 0.0027397 | 793.1169 | 0.0086499 | 785.529 | 0.0022754 |  |  | 785.3194 | 0.043485 | 785.529 | 0.0070952 | 785.529 | 0.068946 | 775.1066 | -0.016428 | 785.529 | 0.0069066 | 785.3194 | 0.031003 | 781.0729 | 0 | 785.529 | -0.00043782 | 785.529 | 0.079407
| 785.5566 | 0 |  |  | 781.5065 | -0.0050914 | 775.34 | 0 | 785.766 | 0 | 785.766 | -0.047253 | 785.766 | -0.004671 | 793.3525 | -0.0042923 | 785.766 | 0 |  |  | 785.5566 | 0.024832 | 785.766 | 0 | 785.7661 | 0.062181 | 775.3378 | -0.037024 | 785.766 | 0 | 785.5566 | -0.029512 | 781.3072 | 0 | 785.766 | -0.0039401 | 785.766 | 0.060911
| 785.7938 | 0 |  |  | 781.741 | 0.019614 | 775.57 | 0 | 786.0031 | 0.0039818 | 786.0031 | 0.02246 | 786.0031 | -0.002293 | 793.5882 | 0.0085115 | 786.0031 | 0.0035837 |  |  | 785.7938 | 0.04755 | 786.0031 | 0.0073262 | 786.0031 | 0.066996 | 775.569 | 0.023324 | 786.0031 | 0.0070721 | 785.7938 | 0.030611 | 781.5414 | 0 | 786.0031 | 0.0007997 | 786.0031 | 0.074958
| 786.031 | 0 |  |  | 781.9754 | -0.0014196 | 775.8 | 0 | 786.2402 | 0 | 786.2402 | -0.029855 | 786.2402 | -0.0074088 | 793.8239 | -0.0057796 | 786.2402 | 0 |  |  | 786.031 | 0.038726 | 786.2402 | 0 | 786.2402 | 0.06369 | 775.8002 | -0.1044 | 786.2402 | 0 | 786.031 | -0.041963 | 781.7757 | 0 | 786.2402 | -0.004117 | 786.2402 | 0.052644
| 786.2682 | 0 |  |  | 782.2099 | 0.026291 | 776.03 | 0 | 786.4773 | 0.02502 | 786.4773 | 0.0062501 | 786.4773 | 0.0092968 | 794.0595 | 0.0086632 | 786.4773 | 0.0073018 |  |  | 786.2682 | 0.040093 | 786.4773 | 0.0081262 | 786.4773 | 0.074095 | 776.0314 | 0.12537 | 786.4773 | 0.014301 | 786.2682 | 0.0090719 | 782.0099 | 0 | 786.4773 | 0.0065969 | 786.4773 | 0.073817
| 786.5054 | 0 |  |  | 782.4444 | -0.02902 | 776.26 | 0 | 786.7144 | 0 | 786.7144 | 0.01625 | 786.7144 | -0.0066636 | 794.2952 | -0.0041589 | 786.7144 | 0 |  |  | 786.5054 | 0.030404 | 786.7144 | 0 | 786.7144 | 0.058058 | 776.2625 | 0.069858 | 786.7144 | 0 | 786.5054 | -0.028151 | 782.2442 | 0 | 786.7144 | -0.0027048 | 786.7144 | 0.044431
| 786.7427 | 0 |  |  | 782.6789 | 0.024208 | 776.49 | 0 | 786.9515 | 0.037321 | 786.9515 | 0.019806 | 786.9515 | 0.0043902 | 794.5309 | 0.0094727 | 786.9515 | 0.0043775 |  |  | 786.7427 | 0.037924 | 786.9515 | 0.0091883 | 786.9515 | 0.068297 | 776.4937 | 0.007328 | 786.9515 | 0.01266 | 786.7427 | 0.032073 | 782.4785 | 0 | 786.9515 | 0.0024257 | 786.9515 | 0.072558
| 786.9799 | 0 |  |  | 782.9134 | -0.0016253 | 776.72 | 0 | 787.1886 | 0 | 787.1886 | 0.054691 | 787.1886 | -0.0070178 | 794.7666 | -0.0047061 | 787.1886 | 0 |  |  | 786.9799 | 0.026624 | 787.1886 | 0 | 787.1886 | 0.062733 | 776.725 | 0.01676 | 787.1886 | 0 | 786.9799 | -0.014928 | 782.7128 | 0 | 787.1886 | -0.0057501 | 787.1886 | 0.048437
| 787.2172 | 0 |  |  | 783.1479 | -0.00013535 | 776.96 | 0 | 787.4257 | 0.047189 | 787.4257 | 0.014909 | 787.4257 | 0.0069497 | 795.0023 | 0.0085406 | 787.4257 | 0.0023162 |  |  | 787.2172 | 0.03679 | 787.4257 | 0.0075428 | 787.4257 | 0.067617 | 776.9562 | -0.022519 | 787.4257 | 0.011688 | 787.2172 | 0.024339 | 782.9471 | 0 | 787.4257 | -0.0010775 | 787.4257 | 0.071561
| 787.4544 | 0 |  |  | 783.3824 | 0.00088036 | 777.19 | 0 | 787.6629 | 0 | 787.6629 | -0.013768 | 787.6629 | -0.0094154 | 795.238 | -0.0033777 | 787.6628 | 0 |  |  | 787.4544 | 0.020292 | 787.6629 | 0 | 787.6628 | 0.058948 | 777.1874 | 0.021185 | 787.6628 | 0 | 787.4544 | -0.02595 | 783.1814 | 0 | 787.6629 | -0.0075943 | 787.6629 | 0.048054
| 787.6917 | 0 |  |  | 783.617 | 0.030756 | 777.42 | 0 | 787.9 | 0.024738 | 787.9 | 0.023613 | 787.9 | 0.01259 | 795.4737 | 0.0079833 | 787.9 | 0.0047946 |  |  | 787.6917 | 0.050612 | 787.9 | 0.0062705 | 787.9 | 0.065381 | 777.4186 | 0.020641 | 787.9 | 0.012582 | 787.6917 | 0.040122 | 783.4158 | 0 | 787.9 | 0.003099 | 787.9 | 0.07133
| 787.9289 | 0 |  |  | 783.8515 | -0.015493 | 777.65 | 0 | 788.1371 | 0 | 788.1371 | -0.0048634 | 788.1371 | -0.0049875 | 795.7095 | -0.0050728 | 788.1372 | 0 |  |  | 787.9289 | 0.030687 | 788.1371 | 0 | 788.1371 | 0.060598 | 777.6499 | 0.0072612 | 788.1372 | 0 | 787.9289 | -0.027351 | 783.6501 | 0 | 788.1371 | -0.0058126 | 788.1371 | 0.038531
| 788.1662 | 0 |  |  | 784.086 | 0.015486 | 777.88 | 0 | 788.3743 | 0.023053 | 788.3743 | 0.051851 | 788.3743 | 0.0059674 | 795.9452 | 0.0085133 | 788.3743 | 0.0045602 |  |  | 788.1662 | 0.041512 | 788.3743 | 0.0091676 | 788.3743 | 0.067198 | 777.8811 | 0.094151 | 788.3743 | 0.0083627 | 788.1662 | 0.010328 | 783.8844 | 0 | 788.3743 | 0.0031776 | 788.3743 | 0.062292
| 788.4035 | 0 |  |  | 784.3206 | -0.00034158 | 778.11 | 0 | 788.6115 | 0 | 788.6115 | 0.037858 | 788.6115 | -0.011304 | 796.181 | -0.0050323 | 788.6114 | 0 |  |  | 788.4035 | 0.02567 | 788.6115 | 0 | 788.6115 | 0.059301 | 778.1124 | -0.020333 | 788.6114 | 0 | 788.4035 | -0.02997 | 784.1188 | 0 | 788.6115 | -0.0046878 | 788.6115 | 0.038744
| 788.6408 | 0 |  |  | 784.5552 | 0.010239 | 778.34 | 0 | 788.8487 | 0.010125 | 788.8487 | 0.032327 | 788.8487 | 0.0022022 | 796.4167 | 0.0093127 | 788.8486 | 0.0037339 |  |  | 788.6408 | 0.045382 | 788.8487 | 0.011731 | 788.8486 | 0.059161 | 778.3436 | 0.037029 | 788.8486 | 0.0091143 | 788.6408 | 0.029764 | 784.3531 | 0 | 788.8487 | 0.001426 | 788.8487 | 0.066672
| 788.8781 | 0 |  |  | 784.7897 | -0.023858 | 778.57 | 0 | 789.0858 | 0 | 789.0858 | 0.00043925 | 789.0858 | -0.0071616 | 796.6525 | -0.0049622 | 789.0858 | 0 |  |  | 788.8781 | 0.02559 | 789.0858 | 0 | 789.0858 | 0.059588 | 778.5749 | -0.026906 | 789.0858 | 0 | 788.8781 | -0.0034445 | 784.5875 | 0 | 789.0858 | -0.0049482 | 789.0858 | 0.039154
| 789.1154 | 0 |  |  | 785.0243 | 0.034972 | 778.81 | 0 | 789.323 | 0.035202 | 789.323 | -0.011073 | 789.323 | 0.0040672 | 796.8882 | 0.0093221 | 789.3231 | 0.0025591 |  |  | 789.1154 | 0.03407 | 789.323 | 0.0057262 | 789.3231 | 0.055299 | 778.8062 | 0.035674 | 789.3231 | 0.0066064 | 789.1154 | 0.015375 | 784.8219 | 0 | 789.323 | 0.0018279 | 789.323 | 0.056412
| 789.3528 | 0 |  |  | 785.2589 | -0.026539 | 779.04 | 0 | 789.5602 | 0 | 789.5602 | 0.025017 | 789.5602 | -0.0063053 | 797.124 | -0.006521 | 789.5602 | 0 |  |  | 789.3528 | 0.034721 | 789.5602 | 0 | 789.5602 | 0.054373 | 779.0375 | 0.046831 | 789.5602 | 0 | 789.3528 | -0.024727 | 785.0563 | 0 | 789.5602 | 0.0015042 | 789.5602 | 0.043676
| 789.5901 | 0 |  |  | 785.4935 | 0.013474 | 779.27 | 0 | 789.7975 | 0.043808 | 789.7975 | 0.023677 | 789.7975 | 0.00031699 | 797.3599 | 0.0089499 | 789.7974 | 0.0041519 |  |  | 789.5901 | 0.052058 | 789.7975 | 0.012953 | 789.7974 | 0.063122 | 779.2688 | 0.013451 | 789.7974 | 0.0098857 | 789.5901 | 0.02736 | 785.2907 | 0 | 789.7975 | 0.001286 | 789.7975 | 0.061236
| 789.8274 | 0 |  |  | 785.7281 | -0.006669 | 779.5 | 0 | 790.0347 | 0 | 790.0347 | -0.021864 | 790.0347 | -0.0087927 | 797.5956 | -0.0049039 | 790.0347 | 0 |  |  | 789.8274 | 0.028124 | 790.0347 | 0 | 790.0347 | 0.058409 | 779.5001 | 0.062648 | 790.0347 | 0 | 789.8274 | -0.040858 | 785.5251 | 0 | 790.0347 | -0.0054566 | 790.0347 | 0.031834
| 790.0648 | 0 |  |  | 785.9627 | -0.0071416 | 779.73 | 0 | 790.2719 | 0.026391 | 790.2719 | 0.048723 | 790.2719 | 0.0029839 | 797.8315 | 0.0096085 | 790.2719 | 0.003788 |  |  | 790.0648 | 0.033202 | 790.2719 | 0.010325 | 790.2719 | 0.060008 | 779.7314 | 0.12879 | 790.2719 | 0.0073141 | 790.0648 | 0.024801 | 785.7595 | 0 | 790.2719 | 0.0011207 | 790.2719 | 0.052359
| 790.3021 | 0 |  |  | 786.1974 | 0.0069729 | 779.96 | 0 | 790.5091 | 0 | 790.5091 | 0.0070432 | 790.5091 | -0.0062915 | 798.0673 | -0.0059444 | 790.5092 | 0 |  |  | 790.3021 | 0.022793 | 790.5091 | 0 | 790.5092 | 0.053888 | 779.9627 | -0.031856 | 790.5092 | 0 | 790.3021 | -0.047484 | 785.994 | 0 | 790.5091 | -0.0035025 | 790.5091 | 0.039085
| 790.5395 | 0 |  |  | 786.432 | 0.008186 | 780.19 | 0 | 790.7464 | 0.02727 | 790.7464 | -0.0024679 | 790.7464 | 0.0094163 | 798.3031 | 0.0090267 | 790.7464 | 0.0057027 |  |  | 790.5395 | 0.038774 | 790.7464 | 0.0058923 | 790.7464 | 0.060569 | 780.194 | 0.10353 | 790.7464 | 0.010639 | 790.5395 | 0.020744 | 786.2284 | 0 | 790.7464 | 0.0022911 | 790.7464 | 0.052336
| 790.7769 | 0 |  |  | 786.6666 | -0.018262 | 780.43 | 0 | 790.9836 | 0 | 790.9836 | -0.013392 | 790.9836 | -0.0090238 | 798.539 | -0.0060576 | 790.9836 | 0 |  |  | 790.7769 | 0.017631 | 790.9836 | 0 | 790.9836 | 0.051081 | 780.4254 | -0.073099 | 790.9836 | 0 | 790.7769 | -0.041226 | 786.4628 | 0 | 790.9836 | -0.0066714 | 790.9836 | 0.028237
| 791.0142 | 0 |  |  | 786.9013 | 0.016411 | 780.66 | 0 | 791.2209 | 0.050684 | 791.2209 | 0.035045 | 791.2209 | 0.0043705 | 798.7748 | 0.0066296 | 791.2209 | 0.0016191 |  |  | 791.0142 | 0.039351 | 791.2209 | 0.0021538 | 791.2209 | 0.066863 | 780.6567 | 0.08288 | 791.2209 | 0.010278 | 791.0142 | 0.029823 | 786.6973 | 0 | 791.2209 | 0.0011905 | 791.2209 | 0.045123
| 791.2516 | 0 |  |  | 787.136 | -0.0071553 | 780.89 | 0 | 791.4582 | 0 | 791.4582 | -0.023718 | 791.4582 | -0.01157 | 799.0107 | -0.0048995 | 791.4582 | 0 |  |  | 791.2516 | 0.021377 | 791.4582 | 0 | 791.4582 | 0.051238 | 780.8881 | 0.059046 | 791.4582 | 0 | 791.2516 | -0.028952 | 786.9318 | 0 | 791.4582 | -0.0050898 | 791.4582 | 0.029045
| 791.489 | 0 |  |  | 787.3706 | 0.037701 | 781.12 | 0 | 791.6955 | 0 | 791.6955 | 0.010761 | 791.6955 | -0.0017839 | 799.2466 | 0.0079828 | 791.6955 | 0.0027378 |  |  | 791.489 | 0.042329 | 791.6955 | 0.0079694 | 791.6955 | 0.055744 | 781.1194 | 0.04471 | 791.6955 | 0.0091866 | 791.489 | 0.027189 | 787.1663 | 0 | 791.6955 | 0.0005527 | 791.6955 | 0.04396
| 791.7264 | 0 |  |  | 787.6053 | -0.0065897 | 781.35 | 0 | 791.9328 | 0 | 791.9328 | 0.036104 | 791.9328 | -0.0027812 | 799.4824 | -0.0029703 | 791.9327 | 0 |  |  | 791.7264 | 0.035144 | 791.9328 | 0 | 791.9327 | 0.051866 | 781.3508 | -0.039388 | 791.9327 | 0 | 791.7264 | -0.012333 | 787.4007 | 0 | 791.9328 | -0.0011702 | 791.9328 | 0.039415
| 791.9638 | 0 |  |  | 787.84 | 0.041421 | 781.58 | 0 | 792.1701 | 0.017825 | 792.1701 | 0.059869 | 792.1701 | 0.0059668 | 799.7183 | 0.0090787 | 792.17 | 0.0066571 |  |  | 791.9638 | 0.038033 | 792.1701 | 0.014272 | 792.17 | 0.059638 | 781.5822 | 0.099494 | 792.17 | 0.0087249 | 791.9638 | 0.037914 | 787.6352 | 0 | 792.1701 | 0.0033584 | 792.1701 | 0.049713
| 792.2012 | 0 |  |  | 788.0747 | -0.0066928 | 781.81 | 0 | 792.4074 | 0 | 792.4074 | 0.023575 | 792.4074 | -0.011831 | 799.9542 | -0.0060098 | 792.4073 | 0 |  |  | 792.2013 | 0.033648 | 792.4074 | 0 | 792.4073 | 0.05668 | 781.8136 | 0.053683 | 792.4073 | 0 | 792.2012 | -0.027747 | 787.8697 | 0 | 792.4074 | -0.0063232 | 792.4074 | 0.02157
| 792.4387 | 0 |  |  | 788.3094 | 0.015021 | 782.04 | 0 | 792.6447 | 0.0097643 | 792.6447 | 0.042053 | 792.6447 | -0.0018899 | 800.1901 | 0.0075037 | 792.6447 | 0.0017284 |  |  | 792.4387 | 0.036052 | 792.6447 | 0.011449 | 792.6447 | 0.056503 | 782.045 | 0.053816 | 792.6447 | 0.0071985 | 792.4387 | 0.033599 | 788.1042 | 0 | 792.6447 | -0.0014299 | 792.6447 | 0.038495
| 792.6761 | 0 |  |  | 788.5441 | -0.0034291 | 782.28 | 0 | 792.882 | 0 | 792.882 | -0.036449 | 792.882 | -0.0061218 | 800.4261 | -0.0050764 | 792.882 | 0 |  |  | 792.6761 | 0.024402 | 792.882 | 0 | 792.882 | 0.050199 | 782.2764 | -0.05066 | 792.882 | 0 | 792.6761 | -0.040858 | 788.3387 | 0 | 792.882 | -0.0090389 | 792.882 | 0.023525
| 792.9136 | 0 |  |  | 788.7789 | 0.030756 | 782.51 | 0 | 793.1194 | 0.03853 | 793.1194 | -0.034142 | 793.1194 | -0.00050192 | 800.662 | 0.0085252 | 793.1193 | 0.00055127 |  |  | 792.9136 | 0.033274 | 793.1194 | 0.0093368 | 793.1193 | 0.056163 | 782.5078 | 0.058602 | 793.1193 | 0.0081527 | 792.9136 | 0.032354 | 788.5733 | 0 | 793.1194 | -0.00083915 | 793.1194 | 0.041347
| 793.151 | 0 |  |  | 789.0136 | -0.028027 | 782.74 | 0 | 793.3567 | 0 | 793.3567 | -0.013391 | 793.3567 | -0.0041838 | 800.8979 | -0.0045594 | 793.3567 | 0 |  |  | 793.151 | 0.021066 | 793.3567 | 0 | 793.3567 | 0.058152 | 782.7392 | -0.041432 | 793.3567 | 0 | 793.151 | -0.029541 | 788.8078 | 0 | 793.3567 | -0.0012355 | 793.3567 | 0.025949
| 793.3885 | 0 |  |  | 789.2483 | 0.039933 | 782.97 | 0 | 793.5941 | 0.045718 | 793.5941 | 0.052868 | 793.5941 | 0.0079831 | 801.1339 | 0.0078191 | 793.5941 | 0.0019736 |  |  | 793.3885 | 0.031522 | 793.5941 | 0.0052592 | 793.5941 | 0.05945 | 782.9706 | 0.085417 | 793.5941 | 0.0041502 | 793.3885 | 0.028077 | 789.0424 | 0 | 793.5941 | -0.00027725 | 793.5941 | 0.042984
| 793.6259 | 0 |  |  | 789.4831 | -0.018595 | 783.2 | 0 | 793.8314 | 0 | 793.8314 | 0.011894 | 793.8314 | -0.0078285 | 801.3698 | -0.0055761 | 793.8314 | 0 |  |  | 793.6259 | 0.022842 | 793.8314 | 0 | 793.8314 | 0.050254 | 783.202 | 0.06336 | 793.8314 | 0 | 793.6259 | -0.029618 | 789.2769 | 0 | 793.8314 | -0.0048249 | 793.8314 | 0.017398
| 793.8634 | 0 |  |  | 789.7178 | 0.0028727 | 783.43 | 0 | 794.0688 | 0.013361 | 794.0688 | 0.0075566 | 794.0688 | 0.0062219 | 801.6058 | 0.0081187 | 794.0688 | 0.0047773 |  |  | 793.8634 | 0.035782 | 794.0688 | 0.011877 | 794.0688 | 0.060867 | 783.4335 | 0.083625 | 794.0688 | 0.0089776 | 793.8634 | 0.032619 | 789.5115 | 0 | 794.0688 | 0.00076967 | 794.0688 | 0.040053
| 794.1009 | 0 |  |  | 789.9526 | -0.034476 | 783.66 | 0 | 794.3062 | 0 | 794.3062 | -0.011051 | 794.3062 | -0.011438 | 801.8417 | -0.0062446 | 794.3062 | 0 |  |  | 794.1009 | 0.013817 | 794.3062 | 0 | 794.3062 | 0.053465 | 783.6649 | -0.013852 | 794.3062 | 0 | 794.1009 | -0.028986 | 789.7461 | 0 | 794.3062 | -0.0078235 | 794.3062 | 0.016574
| 794.3384 | 0 |  |  | 790.1874 | 0.010274 | 783.9 | 0 | 794.5436 | 0.061523 | 794.5436 | 0.051024 | 794.5436 | 0.001607 | 802.0778 | 0.0073101 | 794.5436 | 0.003608 |  |  | 794.3384 | 0.036514 | 794.5436 | 0.00099885 | 794.5436 | 0.055682 | 783.8964 | -0.03039 | 794.5436 | 0.009786 | 794.3384 | 0.034304 | 789.9807 | 0 | 794.5436 | 6.9992e-05 | 794.5436 | 0.040661
| 794.5759 | 0 |  |  | 790.4222 | -0.0089863 | 784.13 | 0 | 794.781 | 0 | 794.781 | -0.049085 | 794.781 | -0.013606 | 802.3137 | -0.0044025 | 794.7809 | 0 |  |  | 794.5759 | 0.021724 | 794.781 | 0 | 794.7809 | 0.048779 | 784.1278 | -0.051371 | 794.7809 | 0 | 794.5759 | -0.018898 | 790.2153 | 0 | 794.781 | -0.005209 | 794.781 | 0.022463
| 794.8134 | 0 |  |  | 790.657 | 0.013409 | 784.36 | 0 | 795.0184 | 0.017161 | 795.0184 | 0.068691 | 795.0184 | 0.0037413 | 802.5497 | 0.00846 | 795.0184 | 0.00071556 |  |  | 794.8134 | 0.031708 | 795.0184 | 0.010932 | 795.0184 | 0.061292 | 784.3593 | 0.063713 | 795.0184 | 0.013114 | 794.8134 | 0.016577 | 790.4499 | 0 | 795.0184 | -0.0007423 | 795.0184 | 0.037329
| 795.0509 | 0 |  |  | 790.8918 | -0.0028502 | 784.59 | 0 | 795.2558 | 0 | 795.2558 | -0.055269 | 795.2558 | -0.0081148 | 802.7857 | -0.0055689 | 795.2558 | 0 |  |  | 795.0509 | 0.025012 | 795.2558 | 0 | 795.2558 | 0.050151 | 784.5908 | 0.099963 | 795.2558 | 0 | 795.0509 | -0.022912 | 790.6845 | 0 | 795.2558 | -0.0064703 | 795.2558 | 0.025517
| 795.2885 | 0 |  |  | 791.1266 | 0.037453 | 784.82 | 0 | 795.4932 | 0.032546 | 795.4932 | 0.021943 | 795.4932 | 0.00090193 | 803.0217 | 0.010052 | 795.4932 | 0.0027619 |  |  | 795.2884 | 0.039385 | 795.4932 | 0.01185 | 795.4932 | 0.047051 | 784.8223 | -0.049065 | 795.4932 | 0.0096 | 795.2885 | 0.029507 | 790.9191 | 0 | 795.4932 | 0.0024607 | 795.4932 | 0.032993
| 795.526 | 0 |  |  | 791.3614 | -0.018263 | 785.05 | 0 | 795.7306 | 0 | 795.7306 | -0.014775 | 795.7306 | -0.0041009 | 803.2578 | -0.0048886 | 795.7306 | 0 |  |  | 795.526 | 0.028637 | 795.7306 | 0 | 795.7307 | 0.04818 | 785.0538 | -0.021189 | 795.7306 | 0 | 795.526 | -0.020953 | 791.1537 | 0 | 795.7306 | -0.0049246 | 795.7306 | 0.016491
| 795.7635 | 0 |  |  | 791.5963 | -8.8121e-05 | 785.29 | 0 | 795.9681 | 0.010596 | 795.9681 | 0.040651 | 795.9681 | -0.0023394 | 803.4938 | 0.0080753 | 795.9681 | 0.0022899 |  |  | 795.7635 | 0.030916 | 795.9681 | 0.005061 | 795.9681 | 0.054876 | 785.2853 | 0.10493 | 795.9681 | 0.0033622 | 795.7635 | 0.0070027 | 791.3884 | 0 | 795.9681 | -0.0019551 | 795.9681 | 0.033038
| 796.0011 | 0 |  |  | 791.8311 | -0.014027 | 785.52 | 0 | 796.2055 | 0 | 796.2055 | -0.046164 | 796.2055 | -0.010428 | 803.7299 | -0.005946 | 796.2055 | 0 |  |  | 796.0011 | 0.022339 | 796.2055 | 0 | 796.2055 | 0.049308 | 785.5168 | 0.021358 | 796.2055 | 0 | 796.0011 | -0.027699 | 791.623 | 0 | 796.2055 | -0.0046628 | 796.2055 | 0.019947
| 796.2386 | 0 |  |  | 792.066 | 0.018229 | 785.75 | 0 | 796.443 | 0.032443 | 796.443 | 0.038939 | 796.443 | 0.00825 | 803.9659 | 0.010388 | 796.443 | 0.0057103 |  |  | 796.2386 | 0.033185 | 796.443 | 0.0083642 | 796.443 | 0.054075 | 785.7483 | -0.075586 | 796.443 | 0.0085859 | 796.2386 | 0.051165 | 791.8577 | 0 | 796.443 | 0.0036939 | 796.443 | 0.038887
| 796.4762 | 0 |  |  | 792.3008 | -0.0022437 | 785.98 | 0 | 796.6804 | 0 | 796.6804 | 0.026749 | 796.6804 | -0.010309 | 804.202 | -0.0060928 | 796.6804 | 0 |  |  | 796.4762 | 0.030324 | 796.6804 | 0 | 796.6804 | 0.052773 | 785.9798 | -0.062166 | 796.6804 | 0 | 796.4762 | -0.016796 | 792.0924 | 0 | 796.6804 | -0.0063754 | 796.6804 | 0.015005
| 796.7138 | 0 |  |  | 792.5357 | 0.032244 | 786.21 | 0 | 796.9179 | 0.057869 | 796.9179 | 0.034992 | 796.9179 | 0.0046884 | 804.438 | 0.0092369 | 796.9179 | 0.0045204 |  |  | 796.7138 | 0.036884 | 796.9179 | 0.010232 | 796.9179 | 0.052519 | 786.2113 | 0.036969 | 796.9179 | 0.013867 | 796.7138 | 0.055582 | 792.3271 | 0 | 796.9179 | 0.0017698 | 796.9179 | 0.035985
| 796.9514 | 0 |  |  | 792.7706 | -0.013135 | 786.44 | 0 | 797.1554 | 0 | 797.1554 | -0.017784 | 797.1554 | -0.00033096 | 804.6741 | -0.0058682 | 797.1554 | 0 |  |  | 796.9514 | 0.019207 | 797.1554 | 0 | 797.1554 | 0.049435 | 786.4429 | -0.014639 | 797.1554 | 0 | 796.9514 | -0.051533 | 792.5618 | 0 | 797.1554 | -0.0013577 | 797.1554 | 0.019296
| 797.1889 | 0 |  |  | 793.0055 | 0.022213 | 786.67 | 0 | 797.3929 | 0.035786 | 797.3929 | 0.05035 | 797.3929 | 0.0064731 | 804.9102 | 0.0088268 | 797.3929 | 0.0040415 |  |  | 797.1889 | 0.039265 | 797.3929 | 0.012963 | 797.3929 | 0.04627 | 786.6744 | 0.024403 | 797.3929 | 0.0081471 | 797.1889 | 0.029403 | 792.7965 | 0 | 797.3929 | 0.001208 | 797.3929 | 0.031986
| 797.4265 | 0 |  |  | 793.2404 | -0.0010113 | 786.91 | 0 | 797.6304 | 0 | 797.6304 | -0.002958 | 797.6304 | -0.0076925 | 805.1463 | -0.0044947 | 797.6304 | 0 |  |  | 797.4265 | 0.027432 | 797.6304 | 0 | 797.6304 | 0.047746 | 786.9059 | -0.090344 | 797.6304 | 0 | 797.4265 | -0.040122 | 793.0312 | 0 | 797.6304 | -0.0088467 | 797.6304 | 0.0086764
| 797.6641 | 0 |  |  | 793.4753 | 0.020247 | 787.14 | 0 | 797.8679 | 0.031824 | 797.8679 | -0.005848 | 797.8679 | 0.0043096 | 805.3824 | 0.0084606 | 797.8679 | 0.0010102 |  |  | 797.6641 | 0.027754 | 797.8679 | 0.0043502 | 797.8679 | 0.053135 | 787.1375 | -0.04374 | 797.8679 | 0.0081247 | 797.6641 | 0.014208 | 793.2659 | 0 | 797.8679 | -0.00060022 | 797.8679 | 0.03503
| 797.9018 | 0 |  |  | 793.7102 | -0.041917 | 787.37 | 0 | 798.1054 | 0 | 798.1054 | -0.014113 | 798.1054 | -0.0048546 | 805.6185 | -0.0057991 | 798.1054 | 0 |  |  | 797.9018 | 0.02058 | 798.1054 | 0 | 798.1054 | 0.044304 | 787.3691 | 0.010828 | 798.1054 | 0 | 797.9018 | -0.034985 | 793.5007 | 0 | 798.1054 | -0.0051067 | 798.1054 | 0.011341
| 798.1394 | 0 |  |  | 793.9451 | 0.034972 | 787.6 | 0 | 798.343 | 0.032632 | 798.343 | -0.0072233 | 798.343 | 5.2778e-05 | 805.8547 | 0.0087191 | 798.343 | 0 |  |  | 798.1394 | 0.023158 | 798.343 | 0.0074226 | 798.343 | 0.057306 | 787.6007 | 0.052954 | 798.343 | 0.011127 | 798.1394 | 0.025957 | 793.7354 | 0 | 798.343 | -0.00047212 | 798.343 | 0.031069
| 798.377 | 0 |  |  | 794.1801 | -0.014637 | 787.83 | 0 | 798.5805 | 0 | 798.5805 | -0.083273 | 798.5805 | -0.010055 | 806.0908 | -0.0062027 | 798.5805 | 0 |  |  | 798.377 | 0.022536 | 798.5805 | 0 | 798.5805 | 0.045469 | 787.8323 | 0.0076792 | 798.5805 | 0 | 798.377 | -0.048956 | 793.9702 | 0 | 798.5805 | -0.0086886 | 798.5805 | 0.009115
| 798.6146 | 0 |  |  | 794.415 | 0.047374 | 788.06 | 0 | 798.818 | 0.073255 | 798.818 | 0.052552 | 798.818 | 0.0087972 | 806.327 | 0.0081173 | 798.818 | 0.0065419 |  |  | 798.6147 | 0.033677 | 798.818 | 0.0035937 | 798.8181 | 0.049318 | 788.0638 | 0.076021 | 798.818 | 0.013477 | 798.6146 | 0.03865 | 794.2049 | 0 | 798.818 | 0.004966 | 798.818 | 0.039283
| 798.8523 | 0 |  |  | 794.65 | -0.0065269 | 788.3 | 0 | 799.0556 | 0 | 799.0556 | -0.012847 | 799.0556 | -0.0088266 | 806.5631 | -0.0041453 | 799.0556 | 0 |  |  | 798.8523 | 0.023478 | 799.0556 | 0 | 799.0556 | 0.047613 | 788.2955 | 0.066087 | 799.0556 | 0 | 798.8523 | -0.051901 | 794.4396 | 0 | 799.0556 | -0.0051713 | 799.0556 | 0.010233
| 799.09 | 0 |  |  | 794.8849 | -0.00085523 | 788.53 | 0 | 799.2932 | 0.022551 | 799.2932 | -0.0008951 | 799.2932 | 0.0044461 | 806.7993 | 0.010624 | 799.2931 | 0.0055315 |  |  | 799.09 | 0.033782 | 799.2932 | 0.0054385 | 799.2932 | 0.050684 | 788.5271 | 0.055777 | 799.2931 | 0.0071538 | 799.09 | 0.016686 | 794.6744 | 0 | 799.2932 | 0.0062412 | 799.2932 | 0.033969
| 799.3276 | 0 |  |  | 795.1199 | -0.010541 | 788.76 | 0 | 799.5307 | 0 | 799.5307 | 0.035502 | 799.5307 | -0.016492 | 807.0355 | -0.0036159 | 799.5308 | 0 |  |  | 799.3276 | 0.016647 | 799.5307 | 0 | 799.5308 | 0.038377 | 788.7587 | -0.016563 | 799.5308 | 0 | 799.3276 | -0.03865 | 794.9092 | 0 | 799.5307 | -0.0077364 | 799.5307 | 0.0014015
| 799.5653 | 0 |  |  | 795.3549 | 0.028275 | 788.99 | 0 | 799.7683 | 0.04104 | 799.7683 | -0.027512 | 799.7683 | 0.0012001 | 807.2717 | 0.0087404 | 799.7683 | 0.0016682 |  |  | 799.5653 | 0.038068 | 799.7683 | 0.0017884 | 799.7683 | 0.052693 | 788.9903 | 0.080106 | 799.7683 | 0.012939 | 799.5653 | 0.018213 | 795.144 | 0 | 799.7683 | -0.00022563 | 799.7683 | 0.020955
| 799.803 | 0 |  |  | 795.5899 | -0.020598 | 789.22 | 0 | 800.0059 | 0 | 800.0059 | 0.00087007 | 800.0059 | -0.0094663 | 807.5078 | -0.0055898 | 800.0059 | 0 |  |  | 799.803 | 0.018022 | 800.0059 | 0 | 800.0059 | 0.040963 | 789.2219 | -0.032676 | 800.0059 | 0 | 799.803 | -0.031056 | 795.3788 | 0 | 800.0059 | -0.0070711 | 800.0059 | 0.010994
| 800.0407 | 0 |  |  | 795.8248 | 0.016623 | 789.45 | 0 | 800.2435 | 0.027083 | 800.2435 | -0.0041932 | 800.2435 | 0.0054197 | 807.744 | 0.0078536 | 800.2435 | 0.0026912 |  |  | 800.0406 | 0.029847 | 800.2435 | 0.0037957 | 800.2435 | 0.050475 | 789.4536 | 0.10767 | 800.2435 | 0.011923 | 800.0407 | 0.027685 | 795.6136 | 0 | 800.2435 | 0.0023918 | 800.2435 | 0.037991
| 800.2783 | 0 |  |  | 796.0599 | -0.013059 | 789.69 | 0 | 800.4811 | 0 | 800.4811 | -0.017656 | 800.4811 | -0.010533 | 807.9802 | -0.005336 | 800.4811 | 0 |  |  | 800.2783 | 0.014057 | 800.4811 | 0 | 800.4811 | 0.044708 | 789.6852 | -0.027404 | 800.4811 | 0 | 800.2783 | -0.022873 | 795.8484 | 0 | 800.4811 | -0.0080445 | 800.4811 | 0.0072437
| 800.516 | 0 |  |  | 796.2949 | 0.004075 | 789.92 | 0 | 800.7187 | 0.04151 | 800.7187 | 0.01658 | 800.7187 | 0.0038546 | 808.2165 | 0.0094156 | 800.7188 | 0.0045023 |  |  | 800.516 | 0.032083 | 800.7187 | 0.0088298 | 800.7188 | 0.052724 | 789.9169 | 0.0015203 | 800.7188 | 0.011886 | 800.516 | 0.053742 | 796.0833 | 0 | 800.7187 | 0.0040656 | 800.7187 | 0.026241
| 800.7538 | 0 |  |  | 796.5299 | -0.015423 | 790.15 | 0 | 800.9564 | 0 | 800.9564 | -0.0089837 | 800.9564 | -0.012419 | 808.4527 | -0.0080664 | 800.9564 | 0 |  |  | 800.7538 | 0.020079 | 800.9564 | 0 | 800.9564 | 0.036902 | 790.1486 | -0.084946 | 800.9564 | 0 | 800.7538 | -0.020667 | 796.3181 | 0 | 800.9564 | -0.0084873 | 800.9564 | -0.0023437
| 800.9915 | 0 |  |  | 796.7649 | 0.01378 | 790.38 | 0 | 801.194 | 0.037071 | 801.194 | 0.034882 | 801.194 | 0.0049012 | 808.6889 | 0.0097648 | 801.194 | 0.0042788 |  |  | 800.9915 | 0.034967 | 801.194 | 0.0075107 | 801.194 | 0.049977 | 790.3802 | 0.011265 | 801.194 | 0.01187 | 800.9915 | 0.022953 | 796.553 | 0 | 801.194 | -1.8997e-05 | 801.194 | 0.027673
| 801.2292 | 0 |  |  | 797 | -0.013316 | 790.61 | 0 | 801.4316 | 0 | 801.4316 | -0.0368 | 801.4316 | -0.0056147 | 808.9252 | -0.003948 | 801.4316 | 0 |  |  | 801.2292 | 0.027371 | 801.4316 | 0 | 801.4316 | 0.037667 | 790.6119 | -0.088265 | 801.4316 | 0 | 801.2292 | -0.018535 | 796.7878 | 0 | 801.4316 | -0.0029538 | 801.4316 | 0.010338
| 801.4669 | 0 |  |  | 797.235 | 0.04539 | 790.84 | 0 | 801.6693 | 0.060055 | 801.6693 | -0.0067975 | 801.6693 | -0.0047154 | 809.1614 | 0.010611 | 801.6693 | 0.00095463 |  |  | 801.4669 | 0.032003 | 801.6693 | 0.0015677 | 801.6693 | 0.048317 | 790.8436 | 0.062549 | 801.6693 | 0.014902 | 801.4669 | 0.0053648 | 797.0227 | 0 | 801.6693 | -0.0022767 | 801.6693 | 0.024817
| 801.7047 | 0 |  |  | 797.4701 | -0.021783 | 791.08 | 0 | 801.9069 | 0 | 801.9069 | -0.034464 | 801.9069 | -0.0046099 |  |  | 801.9069 | 0 |  |  | 801.7047 | 0.018725 | 801.9069 | 0 | 801.9069 | 0.045636 | 791.0753 | 0.028284 | 801.9069 | 0 | 801.7047 | -0.030303 | 797.2576 | 0 | 801.9069 | -0.0050603 | 801.9069 | 0.01173
| 801.9424 | 0 |  |  | 797.7052 | 0.032988 | 791.31 | 0 | 802.1446 | 0.046408 | 802.1446 | 0.041926 | 802.1446 | 4.0611e-05 |  |  | 802.1446 | 0.0028959 |  |  | 801.9424 | 0.030743 | 802.1446 | 0 | 802.1446 | 0.045809 | 791.307 | 0.11425 | 802.1446 | 0.010144 | 801.9424 | 0.0059539 | 797.4925 | 0 | 802.1446 | -0.00072119 | 802.1446 | 0.023997
| 802.1802 | 0 |  |  | 797.9402 | -0.020724 | 791.54 | 0 | 802.3823 | 0 | 802.3823 | -0.0041817 | 802.3823 | -0.0074498 |  |  | 802.3823 | 0 |  |  | 802.1802 | 0.018961 | 802.3823 | 0 | 802.3823 | 0.036334 | 791.5387 | -0.10272 | 802.3823 | 0 | 802.1802 | -0.014698 | 797.7274 | 0 | 802.3823 | -0.010755 | 802.3823 | 0.0038397
| 802.418 | 0 |  |  | 798.1753 | -0.007402 | 791.77 | 0 | 802.62 | 0.037606 | 802.62 | -0.0087684 | 802.62 | -0.0034232 |  |  | 802.62 | 0.0036443 |  |  | 802.418 | 0.028353 | 802.62 | 0.0075848 | 802.62 | 0.046088 | 791.7704 | -0.0043538 | 802.62 | 0.0056939 | 802.418 | 0.045644 | 797.9623 | 0 | 802.62 | -1.2594e-05 | 802.62 | 0.025441
| 802.6557 | 0 |  |  | 798.4104 | 0.013015 | 792 | 0 | 802.8577 | 0 | 802.8577 | -0.010617 | 802.8577 | -0.0050904 |  |  | 802.8577 | 0 |  |  | 802.6557 | 0.017893 | 802.8577 | 0 | 802.8577 | 0.043009 | 792.0021 | -0.066438 | 802.8577 | 0 | 802.6557 | -0.016221 | 798.1972 | 0 | 802.8577 | -0.002113 | 802.8577 | 0.012446
| 802.8935 | 0 |  |  | 798.6455 | 0.0018069 | 792.23 | 0 | 803.0954 | 0.028181 | 803.0954 | -0.017838 | 803.0954 | 0.0025235 |  |  | 803.0953 | 0.0062531 |  |  | 802.8935 | 0.029531 | 803.0954 | 0.0048047 | 803.0953 | 0.052682 | 792.2339 | -0.0023011 | 803.0953 | 0.0078128 | 802.8935 | 0.0080765 | 798.4321 | 0 | 803.0954 | -0.00015212 | 803.0954 | 0.027354
| 803.1313 | 0 |  |  | 798.8806 | -0.0041429 | 792.47 | 0 | 803.3331 | 0 | 803.3331 | -0.041567 | 803.3331 | -0.015345 |  |  | 803.3331 | 0 |  |  | 803.1313 | 0.010611 | 803.3331 | 0 | 803.3331 | 0.038986 | 792.4656 | 0.048859 | 803.3331 | 0 | 803.1313 | -0.038282 | 798.6671 | 0 | 803.3331 | -0.0069967 | 803.3331 | 0.0011644
| 803.3691 | 0 |  |  | 799.1158 | 0.022529 | 792.7 | 0 | 803.5708 | 0.036702 | 803.5708 | 0.019996 | 803.5708 | 0.0052952 |  |  | 803.5708 | 0.0052073 |  |  | 803.3691 | 0.036334 | 803.5708 | 0.0050494 | 803.5708 | 0.046358 | 792.6973 | 0.04021 | 803.5708 | 0.012718 | 803.3691 | 0.038282 | 798.902 | 0 | 803.5708 | 0.0029295 | 803.5708 | 0.028549
| 803.6069 | 0 |  |  | 799.3509 | -0.047126 | 792.93 | 0 | 803.8085 | 0 | 803.8085 | -0.011182 | 803.8085 | -0.01244 |  |  | 803.8085 | 0 |  |  | 803.6069 | 0.018323 | 803.8085 | 0 | 803.8085 | 0.039557 | 792.9291 | -0.0042505 | 803.8085 | 0 | 803.6069 | -0.028549 | 799.137 | 0 | 803.8085 | -0.0044882 | 803.8085 | 0.0052234
| 803.8447 | 0 |  |  | 799.586 | 0.0088553 | 793.16 | 0 | 804.0463 | 0.031072 | 804.0463 | -0.014965 | 804.0463 | 0.0056077 |  |  | 804.0463 | 0.0057061 |  |  | 803.8447 | 0.029005 | 804.0463 | 0.009392 | 804.0463 | 0.043418 | 793.1609 | 0.048947 | 804.0463 | 0.01276 | 803.8447 | 0.030673 | 799.3719 | 0 | 804.0463 | 0.0011106 | 804.0463 | 0.026646
| 804.0825 | 0 |  |  | 799.8212 | -0.013529 | 793.39 | 0 | 804.284 | 0 | 804.284 | -0.040544 | 804.284 | -0.0040432 |  |  | 804.284 | 0 |  |  | 804.0825 | 0.013553 | 804.284 | 0 | 804.284 | 0.032627 | 793.3926 | 0.008989 | 804.284 | 0 | 804.0825 | -0.026932 | 799.6069 | 0 | 804.284 | -0.0067345 | 804.284 | 0.011901
| 804.3204 | 0 |  |  | 800.0563 | 0.012141 | 793.62 | 0 | 804.5218 | 0.042594 | 804.5218 | 0.0010192 | 804.5218 | 0.0032271 |  |  | 804.5218 | 0.002038 |  |  | 804.3204 | 0.031426 | 804.5218 | 0.0036607 | 804.5218 | 0.040714 | 793.6244 | 0.12874 | 804.5218 | 0.0079367 | 804.3204 | 0.030158 | 799.8419 | 0 | 804.5218 | -0.0020748 | 804.5218 | 0.020771
| 804.5582 | 0 |  |  | 800.2915 | -0.00061496 | 793.86 | 0 | 804.7595 | 0 | 804.7595 | -0.043427 | 804.7595 | -0.0075583 |  |  | 804.7595 | 0 |  |  | 804.5582 | 0.015893 | 804.7595 | 0 | 804.7595 | 0.034201 | 793.8562 | -0.017071 | 804.7595 | 0 | 804.5582 | -0.042331 | 800.0769 | 0 | 804.7595 | -0.0056815 | 804.7595 | 0.00054126
| 804.7961 | 0 |  |  | 800.5267 | 0.012329 | 794.09 | 0 | 804.9973 | 0.028535 | 804.9973 | 0.0534 | 804.9973 | 0.0017957 |  |  | 804.9973 | 0.0035501 |  |  | 804.7961 | 0.028103 | 804.9973 | 0.0083633 | 804.9973 | 0.03974 | 794.088 | 0.053552 | 804.9973 | 0.010083 | 804.7961 | 0.018126 | 800.3119 | 0 | 804.9973 | 0.0042436 | 804.9973 | 0.028359
| 805.0339 | 0 |  |  | 800.7619 | -0.017107 | 794.32 | 0 | 805.2351 | 0 | 805.2351 | -0.018101 | 805.2351 | -0.0053455 |  |  | 805.2351 | 0 |  |  | 805.0339 | 0.016409 | 805.2351 | 0 | 805.235 | 0.038817 | 794.3198 | 0.10344 | 805.2351 | 0 | 805.0339 | -0.031281 | 800.5469 | 0 | 805.2351 | -0.0035473 | 805.2351 | 0.0016757
| 805.2718 | 0 |  |  | 800.9971 | 0.034972 | 794.55 | 0 | 805.4729 | 0.031753 | 805.4729 | -0.031206 | 805.4729 | 0.0087885 |  |  | 805.4728 | 0.0089263 |  |  | 805.2718 | 0.026607 | 805.4729 | 0.010535 | 805.4728 | 0.041357 | 794.5516 | 0.073255 | 805.4728 | 0.013252 | 805.2718 | 0.020874 | 800.7819 | 0 | 805.4729 | 0.0061569 | 805.4729 | 0.030105
| 805.5096 | 0 |  |  | 801.2323 | -0.015515 | 794.78 | 0 | 805.7107 | 0 | 805.7107 | -0.026348 | 805.7107 | -0.0056755 |  |  | 805.7106 | 0 |  |  | 805.5096 | 0.0062792 | 805.7107 | 0 | 805.7106 | 0.036054 | 794.7834 | 0.031841 | 805.7106 | 0 | 805.5096 | -0.015151 | 801.017 | 0 | 805.7107 | -0.0037044 | 805.7107 | 0.00046932
| 805.7475 | 0 |  |  | 801.4675 | 0.018859 | 795.02 | 0 | 805.9485 | 0.01789 | 805.9485 | 0.03296 | 805.9485 | -0.00034644 |  |  | 805.9485 | 0.0034091 |  |  | 805.7475 | 0.02593 | 805.9485 | 0.0055777 | 805.9485 | 0.039813 | 795.0153 | 0.11603 | 805.9485 | 0.010458 | 805.7475 | 0.037545 | 801.252 | 0 | 805.9485 | -0.00014844 | 805.9485 | 0.023793
| 805.9854 | 0 |  |  | 801.7027 | -0.010003 | 795.25 | 0 | 806.1863 | 0 | 806.1863 | 0.0062656 | 806.1863 | -0.0079705 |  |  | 806.1863 | 0 |  |  | 805.9854 | 0.018583 | 806.1863 | 0 | 806.1863 | 0.030046 | 795.2471 | -0.041608 | 806.1863 | 0 | 805.9854 | -0.010697 | 801.4871 | 0 | 806.1863 | -0.0052128 | 806.1863 | 0.0092679
| 806.2233 | 0 |  |  | 801.9379 | 0.020716 | 795.48 | 0 | 806.4241 | 0.035142 | 806.4241 | -0.0083704 | 806.4241 | 0.0061535 |  |  | 806.4241 | 0.0054622 |  |  | 806.2233 | 0.028202 | 806.4241 | 0.010844 | 806.4241 | 0.041204 | 795.4789 | 0.012978 | 806.4241 | 0.0079563 | 806.2233 | 0.029346 | 801.7221 | 0 | 806.4241 | 0.0025451 | 806.4241 | 0.025884
| 806.4612 | 0 |  |  | 802.1732 | -0.0095152 | 795.71 | 0 | 806.6619 | 0 | 806.6619 | -0.022068 | 806.6619 | -0.0067581 |  |  | 806.6619 | 0 |  |  | 806.4612 | 0.018477 | 806.6619 | 0 | 806.6619 | 0.032828 | 795.7108 | -0.0015869 | 806.6619 | 0 | 806.4612 | -0.045275 | 801.9572 | 0 | 806.6619 | -0.0070388 | 806.6619 | 0.0037826
| 806.6991 | 0 |  |  | 802.4084 | 0.0031414 | 795.94 | 0 | 806.8998 | 0.0458 | 806.8998 | 0.030694 | 806.8998 | 0.0075107 |  |  | 806.8998 | 0.0052434 |  |  | 806.6991 | 0.02373 | 806.8998 | 0.0089782 | 806.8998 | 0.038076 | 795.9426 | 0.17258 | 806.8998 | 0.011656 | 806.6991 | 0.018252 | 802.1923 | 0 | 806.8998 | 0.0027397 | 806.8998 | 0.023019
| 806.937 | 0 |  |  | 802.6437 | -0.032988 | 796.17 | 0 | 807.1376 | 0 | 807.1376 | -0.034683 | 807.1376 | -0.0074931 |  |  | 807.1376 | 0 |  |  | 806.937 | 0.014849 | 807.1376 | 0 | 807.1376 | 0.033406 | 796.1745 | -0.032294 | 807.1376 | 0 | 806.937 | -0.017747 | 802.4274 | 0 | 807.1376 | -0.0041729 | 807.1376 | 0.0020644
| 807.1749 | 0 |  |  | 802.8789 | 0.016295 | 796.41 | 0 | 807.3755 | 0.02637 | 807.3755 | 0.048472 | 807.3755 | 0.0009317 |  |  | 807.3755 | 0.0014603 |  |  | 807.1749 | 0.027923 | 807.3755 | 0.0070181 | 807.3755 | 0.032368 | 796.4064 | 0.0075043 | 807.3755 | 0.0083003 | 807.1749 | 0.021406 | 802.6625 | 0 | 807.3755 | -0.001499 | 807.3755 | 0.019846
| 807.4129 | 0 |  |  | 803.1142 | 0.013077 | 796.64 | 0 | 807.6134 | 0 | 807.6134 | -0.020437 | 807.6134 | -0.012059 |  |  | 807.6133 | 0 |  |  | 807.4129 | 0.0063024 | 807.6134 | 0 | 807.6133 | 0.030789 | 796.6382 | -0.074568 | 807.6133 | 0 | 807.4129 | -0.041595 | 802.8976 | 0 | 807.6134 | -0.0058568 | 807.6134 | -0.0031824
| 807.6508 | 0 |  |  | 803.3495 | -0.0027546 | 796.87 | 0 | 807.8512 | 0.042016 | 807.8512 | 0.024054 | 807.8512 | 0.0018056 |  |  | 807.8512 | 0.0010644 |  |  | 807.6508 | 0.030379 | 807.8512 | 0.0057506 | 807.8512 | 0.041687 | 796.8701 | 0.099563 | 807.8512 | 0.010191 | 807.6508 | -0.0035317 | 803.1327 | 0 | 807.8512 | -0.00030451 | 807.8512 | 0.025012
| 807.8888 | 0 |  |  | 803.5848 | 0.0024656 | 797.1 | 0 | 808.0891 | 0 | 808.0891 | -0.0081535 | 808.0891 | -0.0070706 |  |  | 808.0891 | 0 |  |  | 807.8888 | 0.012941 | 808.0891 | 0 | 808.0891 | 0.027832 | 797.102 | -0.0026246 | 808.0891 | 0 | 807.8888 | -0.043435 | 803.3678 | 0 | 808.0891 | -0.0060969 | 808.0891 | -0.0052955
| 808.1267 | 0 |  |  | 803.8201 | 0.045638 | 797.33 | 0 | 808.327 | 0.019687 | 808.327 | -0.0056871 | 808.327 | -0.00012529 |  |  | 808.327 | 0.001382 |  |  | 808.1267 | 0.024931 | 808.327 | 0.0051076 | 808.327 | 0.03881 | 797.3339 | 0.029751 | 808.327 | 0.0050794 | 808.1267 | 0.016442 | 803.6029 | 0 | 808.327 | 0.00042039 | 808.327 | 0.018132
| 808.3647 | 0 |  |  | 804.0554 | -0.0076602 | 797.57 | 0 | 808.5649 | 0 | 808.5649 | -0.011673 | 808.5649 | -0.012384 |  |  | 808.5649 | 0 |  |  | 808.3647 | 0.019285 | 808.5649 | 0 | 808.5649 | 0.034786 | 797.5658 | -0.062989 | 808.5649 | 0 | 808.3647 | -0.034903 | 803.8381 | 0 | 808.5649 | -0.0041869 | 808.5649 | -0.0023327
| 808.6027 | 0 |  |  | 804.2907 | 0.027531 | 797.8 | 0 | 808.8028 | 0.044655 | 808.8028 | 0.025611 | 808.8028 | -0.0023679 |  |  | 808.8028 | 0.0043363 |  |  | 808.6027 | 0.018522 | 808.8028 | 0.0079036 | 808.8028 | 0.035397 | 797.7977 | -0.018829 | 808.8028 | 0.012708 | 808.6027 | 0.026219 | 804.0732 | 0 | 808.8028 | -0.00097119 | 808.8028 | 0.014679
| 808.8406 | 0 |  |  | 804.5261 | -0.038693 | 798.03 | 0 | 809.0407 | 0 | 809.0407 | -0.042236 | 809.0407 | -0.014187 |  |  | 809.0407 | 0 |  |  | 808.8406 | 0.0075705 | 809.0407 | 0 | 809.0407 | 0.029837 | 798.0297 | -0.052129 | 809.0407 | 0 | 808.8406 | -0.060735 | 804.3084 | 0 | 809.0407 | -0.0063048 | 809.0407 | -0.0052683
| 809.0786 | 0 |  |  | 804.7614 | 0.023268 | 798.26 | 0 | 809.2787 | 0.025701 | 809.2787 | 0.049827 | 809.2787 | 0.0018436 |  |  | 809.2787 | 0.00055119 |  |  | 809.0786 | 0.02061 | 809.2787 | 0.0042921 | 809.2787 | 0.036709 | 798.2616 | 0.11332 | 809.2787 | 0.0057412 | 809.0786 | 0.023302 | 804.5436 | 0 | 809.2787 | -0.0034229 | 809.2787 | 0.015357
| 809.3166 | 0 |  |  | 804.9968 | -0.0042682 | 798.49 | 0 | 809.5166 | 0 | 809.5166 | 0.022078 | 809.5166 | -0.0084755 |  |  | 809.5166 | 0 |  |  | 809.3166 | 0.0085898 | 809.5166 | 0 | 809.5166 | 0.034064 | 798.4935 | 0.001369 | 809.5166 | 0 | 809.3166 | -0.01568 | 804.7787 | 0 | 809.5166 | -0.003697 | 809.5166 | 0.0031623
| 809.5546 | 0 |  |  | 805.2321 | 0.024592 | 798.73 | 0 | 809.7545 | 0.038998 | 809.7545 | 0.03493 | 809.7545 | 0.0090438 |  |  | 809.7545 | 0.0052455 |  |  | 809.5546 | 0.021629 | 809.7545 | 0.0089785 | 809.7545 | 0.040694 | 798.7255 | -0.03527 | 809.7545 | 0.016055 | 809.5546 | 0.029172 | 805.0139 | 0 | 809.7545 | 0.0032275 | 809.7545 | 0.030065
| 809.7926 | 0 |  |  | 805.4675 | -0.00089969 | 798.96 | 0 | 809.9925 | 0 | 809.9925 | -0.0090002 | 809.9925 | -0.0064138 |  |  | 809.9925 | 0 |  |  | 809.7926 | 0.0047959 | 809.9925 | 0 | 809.9925 | 0.032971 | 798.9574 | 0.025957 | 809.9925 | 0 | 809.7926 | -0.042331 | 805.2491 | 0 | 809.9925 | -0.0045336 | 809.9925 | 3.9423e-05
| 810.0307 | 0 |  |  | 805.7029 | 0.049606 | 799.19 | 0 | 810.2304 | 0.039774 | 810.2304 | -0.019426 | 810.2304 | 0.0088916 |  |  | 810.2305 | 0.007608 |  |  | 810.0307 | 0.020422 | 810.2304 | 0.0079074 | 810.2305 | 0.034353 | 799.1894 | -0.02176 | 810.2305 | 0.015371 | 810.0307 | 0.035683 | 805.4843 | 0 | 810.2304 | 0.00694 | 810.2304 | 0.028953
| 810.2687 | 0 |  |  | 805.9382 | -0.0071511 | 799.42 | 0 | 810.4684 | 0 | 810.4684 | -0.034856 | 810.4684 | -0.0057051 |  |  | 810.4684 | 0 |  |  | 810.2687 | 0.015851 | 810.4684 | 0 | 810.4684 | 0.029715 | 799.4213 | 0.050068 | 810.4684 | 0 | 810.2687 | -0.031814 | 805.7195 | 0 | 810.4684 | -0.0029752 | 810.4684 | 0.0015572
| 810.5067 | 0 |  |  | 806.1736 | 0.0032742 | 799.65 | 0 | 810.7064 | 0.040288 | 810.7064 | 0.0080991 | 810.7064 | 0.0040085 |  |  | 810.7064 | 0.00060387 |  |  | 810.5067 | 0.027385 | 810.7064 | 0.012922 | 810.7064 | 0.04174 | 799.6533 | 0.025807 | 810.7064 | 0.0092342 | 810.5067 | 0.021196 | 805.9548 | 0 | 810.7064 | 0.000908 | 810.7064 | 0.02016
| 810.7448 | 0 |  |  | 806.409 | -0.017077 | 799.89 | 0 | 810.9444 | 0 | 810.9444 | 0.012697 | 810.9444 | -0.005248 |  |  | 810.9444 | 0 |  |  | 810.7448 | 0.016396 | 810.9444 | 0 | 810.9444 | 0.03622 | 799.8853 | 0.014579 | 810.9444 | 0 | 810.7448 | -0.03467 | 806.19 | 0 | 810.9444 | -0.0033352 | 810.9444 | 0.0037156
| 810.9828 | 0 |  |  | 806.6444 | 0.037205 | 800.12 | 0 | 811.1824 | 0.046273 | 811.1824 | -0.038369 | 811.1824 | -0.0038169 |  |  | 811.1824 | 0.00076388 |  |  | 810.9828 | 0.025573 | 811.1824 | 0 | 811.1824 | 0.037291 | 800.1173 | 0.088044 | 811.1824 | 0.015637 | 810.9828 | 0.016281 | 806.4253 | 0 | 811.1824 | 0.001064 | 811.1824 | 0.022572
| 811.2209 | 0 |  |  | 806.8799 | -0.036708 | 800.35 | -0.22641 | 811.4204 | 0 | 811.4204 | 0.02302 | 811.4204 | -0.011469 |  |  | 811.4204 | 0 |  |  | 811.2209 | 0.005776 | 811.4204 | 0 | 811.4204 | 0.030115 | 800.3493 | 0 | 811.4204 | 0 | 811.2209 | -0.023281 | 806.6605 | 0 | 811.4204 | -0.007498 | 811.4204 | 0.00033846
| 811.4589 | 0 |  |  | 807.1153 | 0.020168 | 800.58 | 0 | 811.6584 | 0.016913 | 811.6584 | 0.034354 | 811.6584 | 0.0020797 |  |  | 811.6584 | 0.0022399 |  |  | 811.4589 | 0.024615 | 811.6584 | 0.00068593 | 811.6584 | 0.037452 | 800.5813 | 0 | 811.6584 | 0.0086975 | 811.4589 | 0.0054326 | 806.8958 | 0 | 811.6584 | -0.00057197 | 811.6584 | 0.017445
| 811.697 | 0 |  |  | 807.3507 | 0.0027515 | 800.81 | 0 | 811.8964 | 0 | 811.8964 | -0.071041 | 811.8964 | -0.0052937 |  |  | 811.8964 | 0 |  |  | 811.697 | 0.0073414 | 811.8964 | 0 | 811.8964 | 0.027419 | 800.8134 | 0 | 811.8964 | 0 | 811.697 | -0.0060542 | 807.131 | 0 | 811.8964 | -0.0037243 | 811.8964 | 0.0020943
| 811.9351 | 0 |  |  | 807.5862 | 0.045142 | 801.05 | 0 | 812.1344 | 0.04517 | 812.1344 | 0.053884 | 812.1344 | -0.0010285 |  |  | 812.1345 | 0.00090299 |  |  | 811.9351 | 0.027452 | 812.1344 | 0.00069755 | 812.1345 | 0.037904 | 801.0453 | 0 | 812.1345 | 0.0054416 | 811.9351 | 0.0075782 | 807.3663 | 0 | 812.1344 | -0.0014188 | 812.1344 | 0.026374
| 812.1732 | 0 |  |  | 807.8216 | 0.009322 | 801.28 | 0 | 812.3725 | 0 | 812.3725 | -0.026623 | 812.3725 | -0.0058675 |  |  | 812.3725 | 0 |  |  | 812.1732 | 0.01348 | 812.3725 | 0 | 812.3725 | 0.036038 | 801.2774 | 0 | 812.3725 | 0 | 812.1732 | -0.013521 | 807.6016 | 0 | 812.3725 | -0.0037657 | 812.3725 | 0.0018673
| 812.4113 | 0 |  |  | 808.0571 | 0.0082928 | 801.51 | 0 | 812.6105 | 0.0056492 | 812.6105 | 0.018688 | 812.6105 | 0.0030499 |  |  | 812.6105 | 0.0039012 |  |  | 812.4113 | 0.021984 | 812.6105 | 0.0076682 | 812.6105 | 0.038536 | 801.5094 | 0 | 812.6105 | 0.010509 | 812.4113 | 0.0085381 | 807.837 | 0 | 812.6105 | 0.00080137 | 812.6105 | 0.014061
| 812.6494 | 0 |  |  | 808.2926 | 0.020588 | 801.74 | 0 | 812.8486 | 0 | 812.8486 | -0.035622 | 812.8486 | -0.0024473 |  |  | 812.8486 | 0 |  |  | 812.6494 | 0.015256 | 812.8486 | 0 | 812.8486 | 0.024642 | 801.7415 | 0 | 812.8486 | 0 | 812.6494 | -0.031416 | 808.0723 | 0 | 812.8486 | -0.00043816 | 812.8486 | 0.0027227
| 812.8875 | 0 |  |  | 808.528 | 0.022171 | 801.97 | 0 | 813.0866 | 0.050667 | 813.0866 | 0.021333 | 813.0866 | 0.0064461 |  |  | 813.0867 | 0.0077693 |  |  | 812.8875 | 0.028046 | 813.0866 | 0.0092304 | 813.0867 | 0.036225 | 801.9735 | 0 | 813.0867 | 0.0092862 | 812.8875 | 0.017157 | 808.3076 | 0 | 813.0866 | 0.0057264 | 813.0866 | 0.024841
| 813.1256 | 0 |  |  | 808.7635 | -0.01022 | 802.21 | 0 | 813.3247 | 0 | 813.3247 | -0.02331 | 813.3247 | -0.0094936 |  |  | 813.3247 | 0 |  |  | 813.1256 | 0.0095489 | 813.3247 | 0 | 813.3247 | 0.03297 | 802.2056 | 0 | 813.3247 | 0 | 813.1256 | -0.046748 | 808.5429 | 0 | 813.3247 | -0.0058927 | 813.3247 | 0.00085617
| 813.3638 | 0 |  |  | 808.999 | 0.011402 | 802.44 | 0 | 813.5628 | 0.041429 | 813.5628 | 0.050009 | 813.5628 | 0.0050563 |  |  | 813.5628 | 0.0048732 |  |  | 813.3638 | 0.033237 | 813.5628 | 0.014101 | 813.5628 | 0.038354 | 802.4376 | 0 | 813.5628 | 0.010138 | 813.3638 | 0.020581 | 808.7783 | 0 | 813.5628 | 0.0041645 | 813.5628 | 0.029415
| 813.6019 | 0 |  |  | 809.2345 | -0.041421 | 802.67 | 0 | 813.8009 | 0 | 813.8009 | -0.0066046 | 813.8009 | -0.010721 |  |  | 813.8009 | 0 |  |  | 813.6019 | 0.015188 | 813.8009 | 0 | 813.8009 | 0.036735 | 802.6697 | 0 | 813.8009 | 0 | 813.6019 | -0.022207 | 809.0136 | 0 | 813.8009 | -0.0060698 | 813.8009 | -0.00034359
| 813.84 | 0 |  |  | 809.4701 | 0.041669 | 802.9 | 0 | 814.039 | 0.036528 | 814.039 | 0.04025 | 814.039 | 0.0041173 |  |  | 814.039 | 0.0055002 |  |  | 813.84 | 0.025075 | 814.039 | 0 | 814.039 | 0.034198 | 802.9018 | 0 | 814.039 | 0.0076399 | 813.84 | 0.031263 | 809.249 | 0 | 814.039 | 0.0046758 | 814.039 | 0.02505
| 814.0782 | 0 |  |  | 809.7056 | 0.0039451 | 803.13 | 0 | 814.2771 | 0 | 814.2771 | -0.019004 | 814.2771 | -0.012318 |  |  | 814.2771 | 0 |  |  | 814.0782 | 0.0065747 | 814.2771 | 0 | 814.2771 | 0.028869 | 803.1339 | 0 | 814.2771 | 0 | 814.0782 | -0.023629 | 809.4843 | 0 | 814.2771 | -0.0076946 | 814.2771 | -0.0079589
| 814.3164 | 0 |  |  | 809.9411 | 0.0072381 | 803.37 | 0 | 814.5152 | 0.037956 | 814.5152 | 0.01957 | 814.5152 | 0.010097 |  |  | 814.5152 | 0.0061574 |  |  | 814.3164 | 0.026556 | 814.5152 | 0.010407 | 814.5152 | 0.03393 | 803.366 | 0 | 814.5152 | 0.012758 | 814.3164 | 0.033241 | 809.7197 | 0 | 814.5152 | 0.006244 | 814.5152 | 0.033433
| 814.5545 | 0 |  |  | 810.1767 | 0.024729 | 803.6 | 0 | 814.7533 | 0 | 814.7533 | -0.053805 | 814.7533 | -0.010901 |  |  | 814.7534 | 0 |  |  | 814.5545 | 0.0071047 | 814.7533 | 0 | 814.7534 | 0.027526 | 803.5981 | 0 | 814.7534 | 0 | 814.5545 | -0.046012 | 809.9551 | 0 | 814.7533 | -0.0076467 | 814.7533 | -0.0074962
| 814.7927 | 0 |  |  | 810.4122 | 0.018789 | 803.83 | 0 | 814.9915 | 0.048878 | 814.9915 | 0.0041795 | 814.9915 | 0.011391 |  |  | 814.9915 | 0.0078484 |  |  | 814.7927 | 0.026033 | 814.9915 | 0.0097857 | 814.9915 | 0.031718 | 803.8302 | 0 | 814.9915 | 0.011273 | 814.7927 | 0.03116 | 810.1905 | 0 | 814.9915 | 0.0065245 | 814.9915 | 0.022753
| 815.0309 | 0 |  |  | 810.6478 | -0.018772 | 804.06 | 0 | 815.2296 | 0 | 815.2296 | -0.025584 | 815.2296 | -0.012151 |  |  | 815.2296 | 0 |  |  | 815.0309 | 0.014997 | 815.2296 | 0 | 815.2296 | 0.029058 | 804.0623 | 0 | 815.2296 | 0 | 815.0309 | -0.025673 | 810.4259 | 0 | 815.2296 | -0.0052051 | 815.2296 | -0.010007
| 815.2691 | 0 |  |  | 810.8834 | -0.0004672 | 804.29 | 0 | 815.4678 | 0.04144 | 815.4678 | 0.034422 | 815.4678 | 0.0014339 |  |  | 815.4678 | 0.0033732 |  |  | 815.2691 | 0.031551 | 815.4678 | 0.0066837 | 815.4678 | 0.031853 | 804.2945 | 0 | 815.4678 | 0.014621 | 815.2691 | 0.036568 | 810.6613 | 0 | 815.4678 | 0.0028354 | 815.4678 | 0.017808
| 815.5073 | 0 |  |  | 811.1189 | -0.017616 | 804.53 | 0 | 815.7059 | 0 | 815.7059 | 0.063338 | 815.7059 | -0.0065717 |  |  | 815.7059 | 0 |  |  | 815.5073 | 0.0066877 | 815.7059 | 0 | 815.7059 | 0.029235 | 804.5266 | 0 | 815.7059 | 0 | 815.5073 | -0.02942 | 810.8967 | 0 | 815.7059 | -0.003209 | 815.7059 | 0.0021621
| 815.7455 | 0 |  |  | 811.3545 | -0.0042432 | 804.76 | 0 | 815.9441 | 0.012531 | 815.9441 | 0.029887 | 815.9441 | 0.004822 |  |  | 815.9441 | 0.0039756 |  |  | 815.7455 | 0.029213 | 815.9441 | 0.014027 | 815.9441 | 0.030751 | 804.7587 | 0 | 815.9441 | 0.010125 | 815.7455 | 0.047852 | 811.1322 | 0 | 815.9441 | 0.00088744 | 815.9441 | 0.017398
| 815.9837 | 0 |  |  | 811.5901 | -0.021052 | 804.99 | 0 | 816.1822 | 0 | 816.1822 | -0.05071 | 816.1822 | -0.0092155 |  |  | 816.1822 | 0 |  |  | 815.9837 | 0.0033103 | 816.1822 | 0 | 816.1823 | 0.030655 | 804.9909 | 0 | 816.1822 | 0 | 815.9837 | -0.026689 | 811.3676 | 0 | 816.1822 | -0.0078251 | 816.1822 | -0.00053839
| 816.2219 | 0 |  |  | 811.8257 | 0.0048434 | 805.22 | 0 | 816.4204 | 0.029868 | 816.4204 | 0.055997 | 816.4204 | 0.0035079 |  |  | 816.4204 | 0.003338 |  |  | 816.2219 | 0.017396 | 816.4204 | 0.0075358 | 816.4204 | 0.038248 | 805.2231 | 0 | 816.4204 | 0.01206 | 816.2219 | 0.02659 | 811.6031 | 0 | 816.4204 | 0.0013378 | 816.4204 | 0.020008
| 816.4601 | 0 |  |  | 812.0614 | -0.0099595 | 805.46 | 0 | 816.6586 | 0 | 816.6586 | 0.0002199 | 816.6586 | -0.01535 |  |  | 816.6586 | 0 |  |  | 816.4601 | -0.0022766 | 816.6586 | 0 | 816.6586 | 0.027997 | 805.4552 | 0 | 816.6586 | 0 | 816.4601 | -0.025859 | 811.8386 | 0 | 816.6586 | -0.0084361 | 816.6586 | -0.007641
| 816.6984 | 0 |  |  | 812.297 | 0.014776 | 805.69 | 0 | 816.8968 | 0.014507 | 816.8968 | 0.07537 | 816.8968 | -0.0051409 |  |  | 816.8968 | 0.0005441 |  |  | 816.6984 | 0.011232 | 816.8968 | 0.0097689 | 816.8969 | 0.032755 | 805.6874 | 0 | 816.8968 | 0.0091387 | 816.6984 | 0.02065 | 812.074 | 0 | 816.8968 | -0.0025379 | 816.8968 | 0.011407
| 816.9366 | 0 |  |  | 812.5326 | 0.005087 | 805.92 | 0 | 817.135 | 0 | 817.135 | -0.021906 | 817.135 | 2.7326e-05 |  |  | 817.135 | 0 |  |  | 816.9366 | 0.016199 | 817.135 | 0 | 817.135 | 0.025244 | 805.9196 | 0 | 817.135 | 0 | 816.9366 | -0.029258 | 812.3095 | 0 | 817.135 | 0.00091469 | 817.135 | 0.0063136
| 817.1749 | 0 |  |  | 812.7683 | -0.00013599 | 806.15 | 0 | 817.3732 | 0.045198 | 817.3732 | -0.013019 | 817.3732 | 0.008091 |  |  | 817.3732 | 0.0051056 |  |  | 817.1749 | 0.02101 | 817.3732 | 0.010084 | 817.3732 | 0.037709 | 806.1518 | 0 | 817.3732 | 0.0067146 | 817.1749 | 0.03865 | 812.545 | 0 | 817.3732 | 0.0031869 | 817.3732 | 0.014479
| 817.4131 | 0 |  |  | 813.0039 | -0.012392 | 806.38 | 0 | 817.6115 | 0 | 817.6115 | -0.050735 | 817.6115 | -0.013221 |  |  | 817.6114 | 0 |  |  | 817.4131 | 0.0046245 | 817.6115 | 0 | 817.6115 | 0.027774 | 806.384 | 0 | 817.6114 | 0 | 817.4131 | -0.04049 | 812.7805 | 0 | 817.6115 | -0.006937 | 817.6115 | -0.0098847
| 817.6514 | 0 |  |  | 813.2396 | -0.010528 | 806.62 | 0 | 817.8497 | 0.063874 | 817.8497 | 0.064337 | 817.8497 | 0.0083919 |  |  | 817.8497 | 0.0082463 |  |  | 817.6514 | 0.033185 | 817.8497 | 0.0049898 | 817.8497 | 0.029734 | 806.6161 | 0 | 817.8497 | 0.010974 | 817.6514 | 0.03865 | 813.016 | 0 | 817.8497 | 0.0013332 | 817.8497 | 0.018979
| 817.8897 | 0 |  |  | 813.4752 | -0.016187 | 806.85 | 0 | 818.0879 | 0 | 818.0879 | -0.0018345 | 818.0879 | -0.0077172 |  |  | 818.0879 | 0 |  |  | 817.8897 | 0.016626 | 818.0879 | 0 | 818.088 | 0.030083 | 806.8484 | 0 | 818.0879 | 0 | 817.8897 | -0.031499 | 813.2515 | 0 | 818.0879 | -0.006161 | 818.0879 | -0.0033498
| 818.128 | 0 |  |  | 813.7109 | -0.0019338 | 807.08 | 0 | 818.3262 | 0.0092003 | 818.3262 | 0.050698 | 818.3262 | 0.00034891 |  |  | 818.3262 | 0.0046842 |  |  | 818.128 | 0.019063 | 818.3262 | 0.010086 | 818.3262 | 0.027341 | 807.0806 | 0 | 818.3262 | 0.0062227 | 818.128 | 0.042331 | 813.4871 | 0 | 818.3262 | -0.00025805 | 818.3262 | 0.014964
| 818.3663 | 0 |  |  | 813.9466 | 0.011707 | 807.31 | 0 | 818.5645 | 0 | 818.5645 | -0.055673 | 818.5645 | -0.0085872 |  |  | 818.5644 | 0 |  |  | 818.3663 | 0.010843 | 818.5645 | 0 | 818.5645 | 0.027412 | 807.3128 | 0 | 818.5644 | 0 | 818.3663 | -0.029182 | 813.7226 | 0 | 818.5645 | -0.005566 | 818.5645 | -0.0087463
| 818.6046 | 0 |  |  | 814.1823 | 0.018653 | 807.55 | 0 | 818.8027 | 0.028946 | 818.8027 | 0.00082982 | 818.8027 | 0.00063771 |  |  | 818.8027 | 0.0011326 |  |  | 818.6046 | 0.023642 | 818.8027 | 0.0026447 | 818.8027 | 0.032883 | 807.545 | 0 | 818.8027 | 0.0071076 | 818.6046 | 0.03087 | 813.9581 | 0 | 818.8027 | 0.0013398 | 818.8027 | 0.017375
| 818.8429 | 0 |  |  | 814.418 | 0.033236 | 807.78 | 0 | 819.041 | 0 | 819.041 | -0.082484 | 819.041 | -0.00568 |  |  | 819.041 | 0 |  |  | 818.8429 | 0.0077675 | 819.041 | 0 | 819.041 | 0.030763 | 807.7773 | 0 | 819.041 | 0 | 818.8429 | -0.040122 | 814.1937 | 0 | 819.041 | -0.0057244 | 819.041 | -0.010267
| 819.0812 | 0 |  |  | 814.6537 | 0.040677 | 808.01 | 0 | 819.2793 | 0.040386 | 819.2793 | 0.038614 | 819.2793 | 0.0042004 |  |  | 819.2793 | 0.0018774 |  |  | 819.0812 | 0.010086 | 819.2793 | 0.0070508 | 819.2793 | 0.029713 | 808.0096 | 0 | 819.2793 | 0.0075084 | 819.0812 | -0.00083794 | 814.4293 | 0 | 819.2793 | 0.00076088 | 819.2793 | 0.025372
| 819.3195 | 0 |  |  | 814.8895 | -0.012956 | 808.24 | 0 | 819.5176 | 0.017082 | 819.5176 | 0.0030688 | 819.5176 | 0.003583 |  |  | 819.5176 | 0.0022887 |  |  | 819.3195 | 0.023733 | 819.5176 | 0.01042 | 819.5176 | 0.036526 | 808.2418 | 0 | 819.5176 | 0.0070043 | 819.3195 | 0.04049 | 814.6648 | 0 | 819.5176 | -0.0018591 | 819.5176 | 0.012557
| 819.5578 | 0 |  |  | 815.1252 | -0.011452 | 808.47 | 0 | 819.7559 | 0 | 819.7559 | -0.006166 | 819.7559 | -0.008883 |  |  | 819.7559 | 0 |  |  | 819.5578 | -0.0013156 | 819.7559 | 0 | 819.7559 | 0.02137 | 808.4741 | 0 | 819.7559 | 0 | 819.5578 | -0.029584 | 814.9004 | 0 | 819.7559 | -0.0066798 | 819.7559 | -0.00050954
| 819.7962 | 0 |  |  | 815.3609 | 0.035468 | 808.71 | 0 | 819.9942 | 0.0096553 | 819.9942 | -0.048584 | 819.9942 | 0.0015801 |  |  | 819.9942 | 0.0032254 |  |  | 819.7962 | 0.017483 | 819.9942 | 0.0080223 | 819.9942 | 0.029722 | 808.7064 | 0 | 819.9942 | 0.010547 | 819.7962 | 0.025743 | 815.136 | 0 | 819.9942 | 0.0034293 | 819.9942 | 0.017722
| 820.0345 | 0 |  |  | 815.5967 | -0.0073371 | 808.94 | 0 | 820.2325 | 0 | 820.2325 | -0.00035599 | 820.2325 | -0.0067005 |  |  | 820.2325 | 0 |  |  | 820.0345 | 0.0084064 | 820.2325 | 0 | 820.2325 | 0.022272 | 808.9387 | 0 | 820.2325 | 0 | 820.0345 | -0.033512 | 815.3716 | 0 | 820.2325 | -0.005585 | 820.2325 | 0.00036806
| 820.2729 | 0 |  |  | 815.8324 | 0.018676 | 809.17 | 0 | 820.4708 | 0.017473 | 820.4708 | -0.0057013 | 820.4708 | 0.00064235 |  |  | 820.4708 | 0.002216 |  |  | 820.2729 | 0.024008 | 820.4708 | 0.0017318 | 820.4708 | 0.033455 | 809.1709 | 0 | 820.4708 | 0.01109 | 820.2729 | 0.0027048 | 815.6072 | 0 | 820.4708 | -7.2667e-05 | 820.4708 | 0.019509
| 820.5112 | 0 |  |  | 816.0682 | 0.0015397 | 809.4 | 0 | 820.7092 | 0 | 820.7092 | -0.020285 | 820.7092 | -0.012881 |  |  | 820.7092 | 0 |  |  | 820.5112 | 0.003378 | 820.7092 | 0 | 820.7092 | 0.027267 | 809.4032 | 0 | 820.7092 | 0 | 820.5112 | -0.041226 | 815.8428 | 0 | 820.7092 | -0.00831 | 820.7092 | -0.0098605
| 820.7496 | 0 |  |  | 816.304 | -0.0061603 | 809.64 | 0 | 820.9475 | 0.033773 | 820.9475 | 0.064359 | 820.9475 | 0.0069499 |  |  | 820.9475 | 0.0068544 |  |  | 820.7496 | 0.023155 | 820.9475 | 0.001564 | 820.9475 | 0.037374 | 809.6355 | 0 | 820.9475 | 0.013043 | 820.7496 | 0.042331 | 816.0785 | 0 | 820.9475 | 0.0042417 | 820.9475 | 0.023189
| 820.988 | 0 |  |  | 816.5398 | -0.012575 | 809.87 | 0 | 821.1859 | 0 | 821.1859 | -0.0074045 | 821.1859 | -0.013267 |  |  | 821.1858 | 0 |  |  | 820.988 | 0.0001973 | 821.1859 | 0 | 821.1859 | 0.022094 | 809.8678 | 0 | 821.1858 | 0 | 820.988 | -0.040858 | 816.3141 | 0 | 821.1859 | -0.0087979 | 821.1859 | -0.0049096
| 821.2264 | 0 |  |  | 816.7756 | 0.052334 | 810.1 | 0 | 821.4242 | 0.034724 | 821.4242 | 0.059987 | 821.4242 | -0.00059339 |  |  | 821.4242 | 0.0019467 |  |  | 821.2264 | 0.024761 | 821.4242 | 0.0031327 | 821.4242 | 0.030679 | 810.1002 | 0 | 821.4242 | 0.0096414 | 821.2264 | 0.014916 | 816.5497 | 0 | 821.4242 | 0.0014976 | 821.4242 | 0.017022
| 821.4647 | 0 |  |  | 817.0114 | -0.034228 | 810.33 | 0 | 821.6626 | 0 | 821.6626 | -0.016852 | 821.6626 | -0.011378 |  |  | 821.6626 | 0 |  |  | 821.4647 | 0.0047171 | 821.6626 | 0 | 821.6626 | 0.029601 | 810.3325 | 0 | 821.6626 | 0 | 821.4647 | -0.035494 | 816.7854 | 0 | 821.6626 | -0.0072108 | 821.6626 | -0.0064786
| 821.7032 | 0 |  |  | 817.2472 | 0.018235 | 810.56 | 0 | 821.901 | 0.01881 | 821.901 | 0.038682 | 821.901 | 0.0027872 |  |  | 821.9009 | 0.0019484 |  |  | 821.7031 | 0.018069 | 821.901 | 0.0041134 | 821.9009 | 0.026394 | 810.5648 | 0 | 821.9009 | 0.013384 | 821.7032 | 0.019311 | 817.0211 | 0 | 821.901 | 0.0039648 | 821.901 | 0.01316
| 821.9416 | 0 |  |  | 817.483 | 0.0058645 | 810.8 | 0 | 822.1394 | 0 | 822.1394 | 0.0041521 | 822.1394 | -0.010978 |  |  | 822.1393 | 0 |  |  | 821.9416 | 0.0079413 | 822.1394 | 0 | 822.1393 | 0.028789 | 810.7971 | 0 | 822.1393 | 0 | 821.9416 | -0.031851 | 817.2568 | 0 | 822.1394 | -0.0046109 | 822.1394 | -0.0070863
| 822.18 | 0 |  |  | 817.7188 | 0.023784 | 811.03 | 0 | 822.3777 | 0.038826 | 822.3777 | 0.026304 | 822.3777 | 0.0045584 |  |  | 822.3777 | 0.0047961 |  |  | 822.18 | 0.023573 | 822.3777 | 0.0090937 | 822.3777 | 0.030494 | 811.0295 | 0 | 822.3777 | 0.012061 | 822.18 | 0.032201 | 817.4924 | 0 | 822.3777 | 0.0033248 | 822.3777 | 0.017696
| 822.4184 | 0 |  |  | 817.9547 | -0.032244 | 811.26 | 0 | 822.6161 | 0 | 822.6161 | -0.0055413 | 822.6161 | -0.0096287 |  |  | 822.6161 | 0 |  |  | 822.4184 | 0.010993 | 822.6161 | 0 | 822.6161 | 0.019171 | 811.2618 | 0 | 822.6161 | 0 | 822.4184 | -0.016319 | 817.7281 | 0 | 822.6161 | -0.0040751 | 822.6161 | -0.0038864
| 822.6568 | 0 |  |  | 818.1905 | 0.021789 | 811.49 | 0 | 822.8546 | 0.022857 | 822.8546 | -0.0050666 | 822.8546 | 0.0046275 |  |  | 822.8546 | 0.0047561 |  |  | 822.6568 | 0.027907 | 822.8546 | 0.0090003 | 822.8546 | 0.035601 | 811.4942 | 0 | 822.8546 | 0.010826 | 822.6568 | 0.026049 | 817.9639 | 0 | 822.8546 | 0.0027875 | 822.8546 | 0.015864
| 822.8953 | 0 |  |  | 818.4264 | -0.023028 | 811.73 | 0 | 823.093 | 0 | 823.093 | -0.072733 | 823.093 | -0.013412 |  |  | 823.093 | 0 |  |  | 822.8953 | 0.005132 | 823.093 | 0 | 823.093 | 0.015739 | 811.7266 | 0 | 823.093 | 0 | 822.8953 | -0.0052643 | 818.1996 | 0 | 823.093 | -0.0076412 | 823.093 | -0.0030281
| 823.1337 | 0 |  |  | 818.6623 | 0.016107 | 811.96 | 0 | 823.3314 | 0.043754 | 823.3314 | 0.025277 | 823.3314 | 0.0060883 |  |  | 823.3314 | 0.0052961 |  |  | 823.1337 | 0.024851 | 823.3314 | 0.016653 | 823.3314 | 0.033688 | 811.9589 | 0 | 823.3314 | 0.0087593 | 823.1337 | 0.033664 | 818.4353 | 0 | 823.3314 | 0.0023579 | 823.3314 | 0.022787
| 823.3722 | 0 |  |  | 818.8981 | -0.047374 | 812.19 | 0 | 823.5698 | 0 | 823.5698 | -0.022494 | 823.5698 | -0.010759 |  |  | 823.5698 | 0 |  |  | 823.3722 | 0.0026121 | 823.5698 | 0 | 823.5698 | 0.023775 | 812.1913 | 0 | 823.5698 | 0 | 823.3722 | -0.041226 | 818.671 | 0 | 823.5698 | -0.0075071 | 823.5698 | -0.0081191
| 823.6106 | 0 |  |  | 819.134 | 0.041173 | 812.42 | 0 | 823.8083 | 0.040304 | 823.8083 | 0.02846 | 823.8083 | -0.00067454 |  |  | 823.8083 | 0.0026445 |  |  | 823.6106 | 0.013775 | 823.8083 | 0.0047165 | 823.8083 | 0.033379 | 812.4237 | 0 | 823.8083 | 0.010173 | 823.6106 | 0.036207 | 818.9067 | 0 | 823.8083 | 0.00051578 | 823.8083 | 0.010646
| 823.8491 | 0 |  |  | 819.3699 | -0.065976 | 812.66 | 0 | 824.0467 | 0 | 824.0467 | 0.014267 | 824.0467 | -0.013931 |  |  | 824.0467 | 0 |  |  | 823.8491 | 0.0086184 | 824.0467 | 0 | 824.0468 | 0.023206 | 812.6561 | 0 | 824.0467 | 0 | 823.8491 | -0.060735 | 819.1425 | 0 | 824.0467 | -0.0049073 | 824.0467 | -0.006433
| 824.0876 | 0 |  |  | 819.6058 | -0.013315 | 812.89 | 0 | 824.2852 | 0.026509 | 824.2852 | -0.020518 | 824.2852 | 0.010561 |  |  | 824.2852 | 0.0094022 |  |  | 824.0876 | 0.024806 | 824.2852 | 0.015234 | 824.2852 | 0.024473 | 812.8885 | 0 | 824.2852 | 0.015276 | 824.0876 | 0.025178 | 819.3783 | 0 | 824.2852 | 0.0074997 | 824.2852 | 0.021077
| 824.326 | 0 |  |  | 819.8417 | 0.00061024 | 813.12 | 0 | 824.5237 | 0 | 824.5237 | -0.070523 | 824.5237 | -0.0025538 |  |  | 824.5237 | 0 |  |  | 824.326 | 0.013497 | 824.5237 | 0 | 824.5237 | 0.020138 | 813.121 | 0 | 824.5237 | 0 | 824.326 | -0.026345 | 819.6141 | 0 | 824.5237 | -0.0014268 | 824.5237 | -0.0053372
| 824.5645 | 0 |  |  | 820.0776 | 0.020411 | 813.35 | 0 | 824.7621 | 0.043815 | 824.7621 | 0.0084021 | 824.7621 | 0.0064598 |  |  | 824.7622 | 0.004749 |  |  | 824.5645 | 0.024061 | 824.7621 | 0.0071011 | 824.7621 | 0.025916 | 813.3534 | 0 | 824.7622 | 0.011516 | 824.5645 | 0.038282 | 819.8499 | 0 | 824.7621 | 0.002142 | 824.7621 | 0.017208
| 824.803 | 0 |  |  | 820.3136 | -0.02184 | 813.59 | 0 | 825.0006 | 0 | 825.0006 | -0.044406 | 825.0006 | -0.0084845 |  |  | 825.0006 | 0 |  |  | 824.803 | 0.010968 | 825.0006 | 0 | 825.0006 | 0.019467 | 813.5858 | 0 | 825.0006 | 0 | 824.803 | -0.03244 | 820.0856 | 0 | 825.0006 | -0.0041976 | 825.0006 | -0.008997
| 825.0415 | 0 |  |  | 820.5495 | 0.051094 | 813.82 | 0 | 825.2391 | 0.020389 | 825.2391 | 0.0040714 | 825.2391 | 0.0024278 |  |  | 825.2391 | 0.0031038 |  |  | 825.0415 | 0.02084 | 825.2391 | 0.0092264 | 825.2391 | 0.026011 | 813.8182 | 0 | 825.2391 | 0.006739 | 825.0415 | 0.0032255 | 820.3214 | 0 | 825.2391 | -0.00038633 | 825.2391 | 0.019292
| 825.28 | 0 |  |  | 820.7855 | -0.0078322 | 814.05 | 0 | 825.4776 | 0 | 825.4776 | -0.047172 | 825.4776 | -0.011916 |  |  | 825.4776 | 0 |  |  | 825.2801 | 0.0020142 | 825.4776 | 0 | 825.4776 | 0.024252 | 814.0507 | 0 | 825.4776 | 0 | 825.28 | -0.02266 | 820.5573 | 0 | 825.4776 | -0.0079364 | 825.4776 | -0.0095039
| 825.5186 | 0 |  |  | 821.0214 | 0.028027 | 814.28 | 0 | 825.7161 | 0.032087 | 825.7161 | 0.12145 | 825.7161 | 0.0043494 |  |  | 825.7161 | 0.0011625 |  |  | 825.5186 | 0.018763 | 825.7161 | 0.0043486 | 825.7161 | 0.02534 | 814.2831 | 0 | 825.7161 | 0.0079537 | 825.5186 | 0.015383 | 820.793 | 0 | 825.7161 | -0.00078256 | 825.7161 | 0.0092808
| 825.7571 | 0 |  |  | 821.2574 | 0.016895 | 814.52 | 0 | 825.9547 | 0 | 825.9547 | -0.014022 | 825.9547 | -0.0056682 |  |  | 825.9547 | 0 |  |  | 825.7571 | 0.0042112 | 825.9547 | 0 | 825.9547 | 0.017713 | 814.5156 | 0 | 825.9547 | 0 | 825.7571 | -0.029505 | 821.0289 | 0 | 825.9547 | -0.0038275 | 825.9547 | -0.0088361
| 825.9956 | 0 |  |  | 821.4934 | 0.040677 | 814.75 | 0 | 826.1932 | 0.0059465 | 826.1932 | 0.077951 | 826.1932 | 0.0051318 |  |  | 826.1932 | 0.0036435 |  |  | 825.9956 | 0.015715 | 826.1932 | 0.0075122 | 826.1932 | 0.030109 | 814.748 | 0 | 826.1932 | 0.012808 | 825.9956 | 0.021066 | 821.2647 | 0 | 826.1932 | 0.002517 | 826.1932 | 0.014838
| 826.2342 | 0 |  |  | 821.7293 | -0.0057063 | 814.98 | 0 | 826.4317 | 0 | 826.4317 | -0.03738 | 826.4317 | -0.00987 |  |  | 826.4317 | 0 |  |  | 826.2342 | -0.0089562 | 826.4317 | 0 | 826.4317 | 0.020287 | 814.9805 | 0 | 826.4317 | 0 | 826.2342 | -0.023911 | 821.5005 | 0 | 826.4317 | -0.0055121 | 826.4317 | -0.0084058
| 826.4727 | 0 |  |  | 821.9653 | 0.010429 | 815.21 | 0 | 826.6703 | 0.0077004 | 826.6703 | 0.035326 | 826.6703 | -0.0022375 |  |  | 826.6703 | 0.00081323 |  |  | 826.4727 | 0.024703 | 826.6703 | 0.001912 | 826.6703 | 0.026537 | 815.213 | 0 | 826.6703 | 0.0075689 | 826.4727 | 0.040122 | 821.7364 | 0 | 826.6703 | -0.0014532 | 826.6703 | 0.018709
| 826.7113 | 0 |  |  | 822.2013 | -0.056303 | 815.45 | 0 | 826.9088 | 0 | 826.9088 | -0.051894 | 826.9088 | -0.011271 |  |  | 826.9088 | 0 |  |  | 826.7113 | 0.0038261 | 826.9088 | 0 | 826.9088 | 0.015153 | 815.4455 | 0 | 826.9088 | 0 | 826.7113 | -0.017937 | 821.9723 | 0 | 826.9088 | -0.0083535 | 826.9088 | -0.012556
| 826.9499 | 0 |  |  | 822.4373 | 0.023637 | 815.68 | 0 | 827.1474 | 0.021157 | 827.1474 | 0.057965 | 827.1474 | 0.0019337 |  |  | 827.1474 | 0.0046907 |  |  | 826.9499 | 0.014016 | 827.1474 | 0.0076185 | 827.1474 | 0.027003 | 815.678 | 0 | 827.1474 | 0.01253 | 826.9499 | 0.01166 | 822.2081 | 0 | 827.1474 | 0.001022 | 827.1474 | 0.017891
| 827.1884 | 0 |  |  | 822.6734 | -0.0087752 | 815.91 | 0 | 827.386 | 0 | 827.386 | -0.025489 | 827.386 | -0.0099096 |  |  | 827.3859 | 0 |  |  | 827.1884 | 0.0029156 | 827.386 | 0 | 827.3859 | 0.024979 | 815.9105 | 0 | 827.3859 | 0 | 827.1884 | -0.016329 | 822.444 | 0 | 827.386 | -0.0070258 | 827.386 | -0.0053093
| 827.427 | 0 |  |  | 822.9094 | 0.018537 | 816.14 | 0 | 827.6245 | 0.020697 | 827.6245 | 0.15184 | 827.6245 | 0.0027903 |  |  | 827.6245 | 0.0042608 |  |  | 827.427 | 0.013351 | 827.6245 | 0.0017403 | 827.6245 | 0.031952 | 816.143 | 0 | 827.6245 | 0.0087206 | 827.427 | 0.01123 | 822.6799 | 0 | 827.6245 | 0.0018053 | 827.6245 | 0.017071
| 827.6656 | 0 |  |  | 823.1454 | -0.022861 | 816.38 | 0 | 827.8631 | 0 | 827.8631 | -0.005423 | 827.8631 | -0.011101 |  |  | 827.8631 | 0 |  |  | 827.6656 | -0.00081883 | 827.8631 | 0 | 827.8631 | 0.015095 | 816.3755 | 0 | 827.8631 | 0 | 827.6656 | -0.021504 | 822.9158 | 0 | 827.8631 | -0.0073669 | 827.8631 | -0.0080775
| 827.9042 | 0 |  |  | 823.3815 | 0.020428 | 816.61 | 0 | 828.1017 | 0.042564 | 828.1017 | 0.020942 | 828.1017 | 0.0040072 |  |  | 828.1017 | 0 |  |  | 827.9042 | 0.012266 | 828.1017 | 0.0071384 | 828.1017 | 0.028067 | 816.608 | 0 | 828.1017 | 0.0072478 | 827.9042 | -0.0030053 | 823.1517 | 0 | 828.1017 | -0.00084742 | 828.1017 | 0.014794
| 828.1428 | 0 |  |  | 823.6175 | -0.015893 | 816.84 | 0 | 828.3403 | 0 | 828.3403 | 0.006009 | 828.3403 | -0.0077599 |  |  | 828.3403 | 0 |  |  | 828.1428 | 0.0069996 | 828.3403 | 0 | 828.3403 | 0.014577 | 816.8406 | 0 | 828.3403 | 0 | 828.1428 | -0.012308 | 823.3877 | 0 | 828.3403 | -0.0029079 | 828.3403 | -0.0085073
| 828.3814 | 0 |  |  | 823.8536 | -0.0028037 | 817.07 | 0 | 828.5789 | 0.01745 | 828.5789 | -0.012242 | 828.5789 | -0.00038275 |  |  | 828.5789 | 0.0011527 |  |  | 828.3814 | 0.014422 | 828.5789 | 0.0062478 | 828.5789 | 0.026248 | 817.0731 | 0 | 828.5789 | 0.0081042 | 828.3814 | 0.012736 | 823.6236 | 0 | 828.5789 | -0.00031436 | 828.5789 | 0.0086934
| 828.62 | 0 |  |  | 824.0897 | -0.014478 | 817.31 | 0 | 828.8175 | 0 | 828.8175 | 0.01253 | 828.8175 | -0.0070791 |  |  | 828.8176 | 0 |  |  | 828.62 | 0.0052876 | 828.8175 | 0 | 828.8176 | 0.0195 | 817.3057 | 0 | 828.8176 | 0 | 828.62 | -0.017777 | 823.8596 | 0 | 828.8175 | -0.0032979 | 828.8175 | -0.0030837
| 828.8587 | 0 |  |  | 824.3257 | -0.029516 | 817.54 | 0 | 829.0562 | 0.011336 | 829.0562 | 0.055996 | 829.0562 | 0.00063859 |  |  | 829.0562 | 0.0041078 |  |  | 828.8587 | 0.02285 | 829.0562 | 0.0015437 | 829.0562 | 0.025068 | 817.5383 | 0 | 829.0562 | 0.0038625 | 828.8587 | 0.0084592 | 824.0955 | 0 | 829.0562 | 0.001267 | 829.0562 | 0.013644
| 829.0973 | 0 |  |  | 824.5618 | -0.040677 | 817.77 | 0 | 829.2948 | 0 | 829.2948 | -0.032858 | 829.2948 | -0.0062727 |  |  | 829.2948 | 0 |  |  | 829.0973 | 0.0071452 | 829.2948 | 0 | 829.2948 | 0.014491 | 817.7708 | 0 | 829.2948 | 0 | 829.0973 | -0.018401 | 824.3314 | 0 | 829.2948 | -0.0043734 | 829.2948 | 0.00026207
| 829.3359 | 0 |  |  | 824.7979 | -0.0065484 | 818 | 0 | 829.5335 | 0.052338 | 829.5335 | 0.069817 | 829.5335 | -0.00015638 |  |  | 829.5335 | 0.00095432 |  |  | 829.3359 | 0.01992 | 829.5335 | 0.0042449 | 829.5334 | 0.022581 | 818.0034 | 0 | 829.5335 | 0.0086179 | 829.3359 | 0.0096193 | 824.5674 | 0 | 829.5335 | -0.0032412 | 829.5335 | 0.0089784
| 829.5746 | 0 |  |  | 825.034 | -0.014126 | 818.24 | 0 | 829.7721 | 0 | 829.7721 | -0.02053 | 829.7721 | -0.0069953 |  |  | 829.7721 | 0 |  |  | 829.5746 | 0.0073751 | 829.7721 | 0 | 829.7721 | 0.021315 | 818.236 | 0 | 829.7721 | 0 | 829.5746 | -0.014804 | 824.8034 | 0 | 829.7721 | -0.0034284 | 829.7721 | -0.01338
| 829.8132 | 0 |  |  | 825.2701 | 0.018946 | 818.47 | 0 | 830.0108 | 0.032899 | 830.0108 | 0.017403 | 830.0108 | 0.00020757 |  |  | 830.0107 | 0.0012975 |  |  | 829.8132 | 0.017135 | 830.0108 | 0.0051462 | 830.0107 | 0.024378 | 818.4686 | 0 | 830.0107 | 0.0021573 | 829.8132 | 0.017298 | 825.0394 | 0 | 830.0108 | -0.00061571 | 830.0108 | 0.01064
| 830.0519 | 0 |  |  | 825.5063 | -0.016708 | 818.7 | 0 | 830.2494 | 0 | 830.2494 | -0.02934 | 830.2494 | -0.012737 |  |  | 830.2495 | 0 |  |  | 830.0519 | 0.00092855 | 830.2494 | 0 | 830.2495 | 0.019296 | 818.7011 | 0 | 830.2495 | 0 | 830.0519 | -0.050429 | 825.2754 | 0 | 830.2494 | -0.0058912 | 830.2494 | -0.010622
| 830.2906 | 0 |  |  | 825.7424 | 0.01885 | 818.93 | 0 | 830.4881 | 0.029257 | 830.4881 | 0.050083 | 830.4881 | 0.0048967 |  |  | 830.4881 | 0.0018577 |  |  | 830.2906 | 0.023223 | 830.4881 | 0.0075416 | 830.4881 | 0.026531 | 818.9337 | 0 | 830.4881 | 0.0051517 | 830.2906 | 0.023227 | 825.5114 | 0 | 830.4881 | 0.0037754 | 830.4881 | 0.017008
| 830.5293 | 0 |  |  | 825.9786 | -0.038693 | 819.17 | 0 | 830.7268 | 0 | 830.7268 | 0.070719 | 830.7268 | -0.013359 |  |  | 830.7268 | 0 |  |  | 830.5293 | 0.0095744 | 830.7268 | 0 | 830.7268 | 0.02747 | 819.1663 | 0 | 830.7268 | 0 | 830.5293 | -0.042699 | 825.7474 | 0 | 830.7268 | -0.0051285 | 830.7268 | -0.0055818
| 830.768 | 0 |  |  | 826.2147 | -0.014628 | 819.4 | 0 | 830.9655 | 0.03205 | 830.9655 | 0.045235 | 830.9655 | -0.0027806 |  |  | 830.9655 | 0.0032377 |  |  | 830.7679 | 0.018627 | 830.9655 | 0.010058 | 830.9655 | 0.025685 | 819.399 | 0 | 830.9655 | 0.0080392 | 830.768 | 0.0072577 | 825.9834 | 0 | 830.9655 | 0.0010557 | 830.9655 | 0.0097833
| 831.0066 | 0 |  |  | 826.4509 | -0.03274 | 819.63 | 0 | 831.2042 | 0 | 831.2042 | -0.0086045 | 831.2042 | -0.0036909 |  |  | 831.2042 | 0 |  |  | 831.0066 | 0.008887 | 831.2042 | 0 | 831.2042 | 0.019484 | 819.6316 | 0 | 831.2042 | 0 | 831.0066 | -0.013559 | 826.2194 | 0 | 831.2042 | -0.00076758 | 831.2042 | 0.0009909
| 831.2453 | 0 |  |  | 826.687 | 0.01384 | 819.86 | 0 | 831.4429 | 0.028105 | 831.4429 | 0.0059649 | 831.4429 | -0.00072173 |  |  | 831.4429 | 0.0014102 |  |  | 831.2453 | 0.018471 | 831.4429 | 0.0064564 | 831.4429 | 0.026622 | 819.8642 | 0 | 831.4429 | 0.0094482 | 831.2453 | 0.028383 | 826.4555 | 0 | 831.4429 | 0.0012898 | 831.4429 | 0.012168
| 831.4841 | 0 |  |  | 826.9232 | -0.029764 | 820.1 | 0 | 831.6816 | 0 | 831.6816 | -0.026385 | 831.6816 | -0.0066458 |  |  | 831.6816 | 0 |  |  | 831.4841 | -0.002334 | 831.6816 | 0 | 831.6816 | 0.021322 | 820.0969 | 0 | 831.6816 | 0 | 831.4841 | -0.044907 | 826.6915 | 0 | 831.6816 | -0.0038024 | 831.6816 | -0.0053661
| 831.7228 | 0 |  |  | 827.1594 | 0.012792 | 820.33 | 0 | 831.9204 | 0.055125 | 831.9204 | -0.052755 | 831.9204 | 0.002908 |  |  | 831.9203 | 0.0046408 |  |  | 831.7228 | 0.022903 | 831.9204 | 0.0031306 | 831.9203 | 0.027484 | 820.3295 | 0 | 831.9203 | 0.010503 | 831.7228 | 0.019877 | 826.9276 | 0 | 831.9204 | 0.0021964 | 831.9204 | 0.016944
| 831.9615 | 0 |  |  | 827.3956 | 0.0034468 | 820.56 | 0 | 832.1591 | 0 | 832.1591 | -0.065524 | 832.1591 | -0.0052065 |  |  | 832.1591 | 0 |  |  | 831.9615 | 0.00092761 | 832.1591 | 0 | 832.1591 | 0.02003 | 820.5621 | 0 | 832.1591 | 0 | 831.9615 | -0.013753 | 827.1637 | 0 | 832.1591 | -0.0026345 | 832.1591 | -0.0053967
| 832.2002 | 0 |  |  | 827.6318 | 0.0082139 | 820.79 | 0 | 832.3978 | 0.050951 | 832.3978 | 0.047698 | 832.3978 | 0.0023014 |  |  | 832.3978 | 0.0052707 |  |  | 832.2002 | 0.016812 | 832.3978 | 0.0074893 | 832.3978 | 0.026794 | 820.7948 | 0 | 832.3978 | 0.0086247 | 832.2002 | 0.045644 | 827.3998 | 0 | 832.3978 | 0.0031519 | 832.3978 | 0.017418
| 832.439 | 0 |  |  | 827.868 | -0.0045143 | 821.03 | 0 | 832.6366 | 0 | 832.6366 | -0.0092742 | 832.6366 | -0.0091144 |  |  | 832.6366 | 0 |  |  | 832.439 | 0.0029753 | 832.6366 | 0 | 832.6366 | 0.015216 | 821.0275 | 0 | 832.6366 | 0 | 832.439 | -0.021621 | 827.6359 | 0 | 832.6366 | -0.0080792 | 832.6366 | -0.0054866
| 832.6777 | 0 |  |  | 828.1042 | 0.045142 | 821.26 | 0 | 832.8753 | 0.035469 | 832.8753 | 0.045148 | 832.8753 | 0.00073732 |  |  | 832.8754 | 0.0033087 |  |  | 832.6777 | 0.022054 | 832.8753 | 0.0069353 | 832.8754 | 0.023572 | 821.2601 | 0 | 832.8754 | 0.010863 | 832.6777 | 0.018851 | 827.8719 | 0 | 832.8753 | 0.0013327 | 832.8753 | 0.012005
| 832.9165 | 0 |  |  | 828.3405 | -0.028275 | 821.49 | 0 | 833.1141 | 0 | 833.1141 | 0.0046794 | 833.1141 | -0.0097889 |  |  | 833.1141 | 0 |  |  | 832.9165 | 0.0046112 | 833.1141 | 0 | 833.1141 | 0.025929 | 821.4928 | 0 | 833.1141 | 0 | 832.9165 | -0.023613 | 828.108 | 0 | 833.1141 | -0.0041382 | 833.1141 | -0.01027
| 833.1552 | 0 |  |  | 828.5767 | 0.018768 | 821.73 | 0 | 833.3529 | 0.050333 | 833.3529 | 0.001189 | 833.3529 | 0.0085716 |  |  | 833.3529 | 0.0017254 |  |  | 833.1552 | 0.025844 | 833.3529 | 0.012889 | 833.3529 | 0.023231 | 821.7255 | 0 | 833.3529 | 0.0073744 | 833.1552 | 0.022944 | 828.3442 | 0 | 833.3529 | 0.0025023 | 833.3529 | 0.012949
| 833.394 | 0 |  |  | 828.813 | -0.057295 | 821.96 | 0 | 833.5917 | 0 | 833.5917 | -0.05362 | 833.5917 | -0.007187 |  |  | 833.5917 | 0 |  |  | 833.394 | 0.00061367 | 833.5917 | 0 | 833.5917 | 0.016932 | 821.9582 | 0 | 833.5917 | 0 | 833.394 | -0.039386 | 828.5803 | 0 | 833.5917 | -0.0044338 | 833.5917 | -0.012185
| 833.6328 | 0 |  |  | 829.0492 | 0.0035162 | 822.19 | 0 | 833.8305 | 0.021463 | 833.8305 | -0.00021346 | 833.8305 | 0.0033584 |  |  | 833.8304 | 0.0021869 |  |  | 833.6328 | 0.020145 | 833.8305 | 0.0049296 | 833.8304 | 0.022862 | 822.1909 | 0 | 833.8304 | 0.0079899 | 833.6328 | 0.02359 | 828.8164 | 0 | 833.8305 | -0.00089102 | 833.8305 | 0.011983
| 833.8716 | 0 |  |  | 829.2855 | -0.040925 | 822.42 | 0 | 834.0693 | 0 | 834.0693 | -0.051179 | 834.0693 | -0.013123 |  |  | 834.0693 | 0 |  |  | 833.8716 | 0.0055573 | 834.0693 | 0 | 834.0693 | 0.015976 | 822.4236 | 0 | 834.0693 | 0 | 833.8716 | -0.028896 | 829.0526 | 0 | 834.0693 | -0.0082374 | 834.0693 | -0.010611
| 834.1104 | 0 |  |  | 829.5218 | 0.058783 | 822.66 | 0 | 834.3081 | 0.035042 | 834.3081 | 0.0079003 | 834.3081 | 0.0023395 |  |  | 834.3081 | 0.0017072 |  |  | 834.1103 | 0.011335 | 834.3081 | 0 | 834.3081 | 0.014292 | 822.6564 | 0 | 834.3081 | 0.004578 | 834.1104 | 0.001888 | 829.2888 | 0 | 834.3081 | -0.00095637 | 834.3081 | 0.01268
| 834.3492 | 0 |  |  | 829.7581 | -0.041669 | 822.89 | 0 | 834.5469 | 0 | 834.5469 | -0.032028 | 834.5469 | -0.014811 |  |  | 834.5469 | 0 |  |  | 834.3491 | -0.0036924 | 834.5469 | 0 | 834.5469 | 0.014734 | 822.8891 | 0 | 834.5469 | 0 | 834.3492 | -0.010946 | 829.5249 | 0 | 834.5469 | -0.0097205 | 834.5469 | -0.017331
| 834.588 | 0 |  |  | 829.9943 | 0.016395 | 823.12 | 0 | 834.7857 | 0.0070099 | 834.7857 | 0.049443 | 834.7857 | 0.0037743 |  |  | 834.7857 | 0.0020016 |  |  | 834.588 | 0.01871 | 834.7857 | 0.0042669 | 834.7857 | 0.027041 | 823.1218 | 0 | 834.7857 | 0.011185 | 834.588 | 0.023178 | 829.761 | 0 | 834.7857 | 0.00071339 | 834.7857 | 0.012124
| 834.8268 | 0 |  |  | 830.2307 | 0.011942 | 823.35 | 0 | 835.0246 | 0 | 835.0246 | -0.071562 | 835.0246 | -0.0072364 |  |  | 835.0245 | 0 |  |  | 834.8268 | 0.0092768 | 835.0246 | 0 | 835.0245 | 0.015562 | 823.3546 | 0 | 835.0245 | 0 | 834.8268 | -0.012566 | 829.9973 | 0 | 835.0246 | -0.0057627 | 835.0246 | -0.0039131
| 835.0656 | 0 |  |  | 830.467 | 0.0057884 | 823.59 | 0 | 835.2634 | 0.05307 | 835.2634 | 0.047476 | 835.2634 | 2.5291e-05 |  |  | 835.2634 | 0.0050588 |  |  | 835.0656 | 0.010691 | 835.2634 | 3.4997e-05 | 835.2634 | 0.022061 | 823.5873 | 0 | 835.2634 | 0.0060002 | 835.0656 | 0.039386 | 830.2335 | 0 | 835.2634 | 0.0033542 | 835.2634 | 0.018225
| 835.3044 | 0 |  |  | 830.7033 | -0.013024 | 823.82 | 0 | 835.5023 | 0 | 835.5023 | -0.032028 | 835.5023 | -0.009155 |  |  | 835.5023 | 0 |  |  | 835.3044 | 0.0010321 | 835.5023 | 0 | 835.5023 | 0.014576 | 823.8201 | 0 | 835.5023 | 0 | 835.3044 | -0.015311 | 830.4697 | 0 | 835.5023 | -0.0024858 | 835.5023 | -0.0077896
| 835.5433 | 0 |  |  | 830.9396 | 0.0035914 | 824.05 | 0 | 835.7411 | 0.045536 | 835.7411 | 0.032252 | 835.7411 | -5.34e-05 |  |  | 835.7411 | 0.0036025 |  |  | 835.5433 | 0.013668 | 835.7411 | 0.0072919 | 835.7411 | 0.022929 | 824.0528 | 0 | 835.7411 | 0.0087762 | 835.5433 | 0.044907 | 830.7059 | 0 | 835.7411 | 0.0019273 | 835.7411 | 0.016515
| 835.7821 | 0 |  |  | 831.176 | -0.0077097 | 824.29 | 0 | 835.98 | 0 | 835.98 | 0.028535 | 835.98 | -0.0036382 |  |  | 835.98 | 0 |  |  | 835.7821 | -0.0011198 | 835.98 | 0 | 835.98 | 0.017596 | 824.2856 | 0 | 835.98 | 0 | 835.7821 | -0.01423 | 830.9421 | 0 | 835.98 | -0.0040365 | 835.98 | 0.002083
| 836.0209 | 0 |  |  | 831.4123 | -0.011933 | 824.52 | 0 | 836.2189 | 0.039506 | 836.2189 | 0.023711 | 836.2189 | 0.002466 |  |  | 836.2189 | 0.0057371 |  |  | 836.021 | 0.019398 | 836.2189 | 0.004858 | 836.2189 | 0.022518 | 824.5184 | 0 | 836.2189 | 0.012635 | 836.0209 | 0.043435 | 831.1783 | 0 | 836.2189 | 0.0025125 | 836.2189 | 0.016741
| 836.2598 | 0 |  |  | 831.6487 | -0.019742 | 824.75 | 0 | 836.4577 | 0 | 836.4577 | -0.091045 | 836.4577 | -0.0053908 |  |  | 836.4578 | 0 |  |  | 836.2598 | 0.00082082 | 836.4577 | 0 | 836.4578 | 0.0133 | 824.7512 | 0 | 836.4578 | 0 | 836.2598 | -0.024853 | 831.4146 | 0 | 836.4577 | -0.0038642 | 836.4577 | -0.0083511
| 836.4987 | 0 |  |  | 831.885 | 0.0064306 | 824.98 | 0 | 836.6966 | 0.048078 | 836.6966 | 0.050532 | 836.6966 | 0.0015434 |  |  | 836.6967 | 0.0011978 |  |  | 836.4987 | 0.01409 | 836.6966 | 0.002828 | 836.6967 | 0.020715 | 824.9839 | 0 | 836.6967 | 0.012111 | 836.4987 | 0.012522 | 831.6508 | 0 | 836.6966 | 0.001565 | 836.6966 | 0.015066
| 836.7376 | 0 |  |  | 832.1214 | -0.04911 | 825.22 | 0 | 836.9355 | 0 | 836.9355 | -0.03077 | 836.9355 | -0.0091983 |  |  | 836.9356 | 0 |  |  | 836.7375 | 0.001028 | 836.9355 | 0 | 836.9355 | 0.013851 | 825.2167 | 0 | 836.9356 | 0 | 836.7376 | -0.054846 | 831.887 | 0 | 836.9355 | -0.007273 | 836.9355 | -0.01154
| 836.9764 | 0 |  |  | 832.3578 | 0.016935 | 825.45 | 0 | 837.1745 | 0.026823 | 837.1745 | 0.034488 | 837.1745 | 0.0070391 |  |  | 837.1744 | 0.0064546 |  |  | 836.9764 | 0.010473 | 837.1745 | 0.011208 | 837.1744 | 0.02438 | 825.4495 | 0 | 837.1744 | 0.011125 | 836.9764 | 0.03149 | 832.1233 | 0 | 837.1745 | 0.0035565 | 837.1745 | 0.025879
| 837.2153 | 0 |  |  | 832.5942 | -0.020689 | 825.68 | 0 | 837.4134 | 0 | 837.4134 | 0.0017555 | 837.4134 | -0.0048053 |  |  | 837.4134 | 0 |  |  | 837.2153 | 0.0076359 | 837.4134 | 0 | 837.4134 | 0.017894 | 825.6824 | 0 | 837.4134 | 0 | 837.2153 | -0.024456 | 832.3596 | 0 | 837.4134 | -0.0040928 | 837.4134 | -0.014368
| 837.4542 | 0 |  |  | 832.8306 | 0.035964 | 825.92 | 0 | 837.6523 | 0.013578 | 837.6523 | 0.034248 | 837.6523 | 0.0020832 |  |  | 837.6523 | 0.0023929 |  |  | 837.4542 | 0.019219 | 837.6523 | 0.0082208 | 837.6523 | 0.022673 | 825.9152 | 0 | 837.6523 | 0.0063138 | 837.4542 | 0.015439 | 832.5959 | 0 | 837.6523 | 0.0022662 | 837.6523 | 0.013946
| 837.6931 | 0 |  |  | 833.067 | 0.00066797 | 826.15 | 0 | 837.8912 | 0 | 837.8912 | -0.028779 | 837.8912 | -0.012241 |  |  | 837.8912 | 0 |  |  | 837.6931 | 0.0010296 | 837.8912 | 0 | 837.8912 | 0.014719 | 826.148 | 0 | 837.8912 | 0 | 837.6931 | -0.02501 | 832.8322 | 0 | 837.8912 | -0.0071113 | 837.8912 | -0.017056
| 837.932 | 0 |  |  | 833.3034 | 0.044645 | 826.38 | 0 | 838.1302 | 0.055919 | 838.1302 | 0.017645 | 838.1302 | 0.0029704 |  |  | 838.1302 | 0.0039534 |  |  | 837.932 | 0.0078569 | 838.1302 | 0.0088177 | 838.1302 | 0.02696 | 826.3809 | 0 | 838.1302 | 0.010169 | 837.932 | 0.027053 | 833.0685 | 0 | 838.1302 | -0.0023837 | 838.1302 | 0.019377
| 838.1709 | 0 |  |  | 833.5398 | -0.045142 | 826.61 | 0 | 838.3691 | 0 | 838.3691 | -0.036305 | 838.3691 | -0.0055181 |  |  | 838.3691 | 0 |  |  | 838.1709 | 0.0091724 | 838.3691 | 0 | 838.3691 | 0.015275 | 826.6137 | 0 | 838.3691 | 0 | 838.1709 | -0.04638 | 833.3048 | 0 | 838.3691 | -0.0039798 | 838.3691 | -0.0027814
| 838.4099 | 0 |  |  | 833.7763 | -0.0079442 | 826.85 | 0 | 838.6081 | 0.049496 | 838.6081 | 0.036142 | 838.6081 | 0.0011188 |  |  | 838.6081 | 0.0045914 |  |  | 838.4099 | 0.0095887 | 838.6081 | 0.007934 | 838.6081 | 0.024263 | 826.8466 | 0 | 838.6081 | 0.0081705 | 838.4099 | 0.021209 | 833.5411 | 0 | 838.6081 | 0.001255 | 838.6081 | 0.0086696
| 838.6488 | 0 |  |  | 834.0127 | -0.036708 | 827.08 | 0 | 838.847 | 0 | 838.847 | -0.010467 | 838.847 | -0.015221 |  |  | 838.847 | 0 |  |  | 838.6488 | -0.0059514 | 838.847 | 0 | 838.847 | 0.020673 | 827.0794 | 0 | 838.847 | 0 | 838.6488 | -0.032643 | 833.7775 | 0 | 838.847 | -0.0054055 | 838.847 | -0.01774
| 838.8877 | 0 |  |  | 834.2492 | 0.016051 | 827.31 | 0 | 839.086 | 0.034311 | 839.086 | 0.028949 | 839.086 | 0.0048382 |  |  | 839.086 | 0.0059994 |  |  | 838.8877 | 0.020732 | 839.086 | 0.017846 | 839.086 | 0.024063 | 827.3123 | 0 | 839.086 | 0.015368 | 838.8877 | 0.053373 | 834.0138 | 0 | 839.086 | 0.0030132 | 839.086 | 0.012983
| 839.1267 | 0 |  |  | 834.4856 | -0.029516 | 827.55 | 0 | 839.325 | 0 | 839.325 | -0.050511 | 839.325 | -0.0086643 |  |  | 839.325 | 0 |  |  | 839.1267 | 0.0048756 | 839.325 | 0 | 839.325 | 0.01773 | 827.5452 | 0 | 839.325 | 0 | 839.1267 | -0.0113 | 834.2501 | 0 | 839.325 | -0.0078957 | 839.325 | -0.014475
| 839.3656 | 0 |  |  | 834.7221 | 0.02105 | 827.78 | 0 | 839.564 | 0.02424 | 839.564 | 0.019879 | 839.564 | 0.0045719 |  |  | 839.564 | 0.0038447 |  |  | 839.3656 | 0.017919 | 839.564 | 0.009608 | 839.564 | 0.017616 | 827.778 | 0 | 839.564 | 0.010387 | 839.3656 | 0.014132 | 834.4865 | 0 | 839.564 | 0.0048388 | 839.564 | 0.017816
| 839.6046 | 0 |  |  | 834.9586 | -0.049606 | 828.01 | 0 | 839.803 | 0 | 839.803 | 0.050768 | 839.803 | -0.011522 |  |  | 839.803 | 0 |  |  | 839.6046 | -0.0084887 | 839.803 | 0 | 839.803 | 0.012114 | 828.0109 | 0 | 839.803 | 0 | 839.6046 | -0.03438 | 834.7228 | 0 | 839.803 | -0.0078136 | 839.803 | -0.0097772
| 839.8436 | 0 |  |  | 835.1951 | -0.0049177 | 828.24 | 0 | 840.042 | 0.0009086 | 840.042 | 0.025019 | 840.042 | -0.0015997 |  |  | 840.042 | 0.0033836 |  |  | 839.8436 | 0.015556 | 840.042 | 0.0025009 | 840.042 | 0.016264 | 828.2438 | 0 | 840.042 | 0.011149 | 839.8436 | 0.02682 | 834.9592 | 0 | 840.042 | -0.00095995 | 840.042 | 0.011635
| 840.0825 | 0 |  |  | 835.4316 | -0.02902 | 828.48 | 0 | 840.281 | 0 | 840.281 | -0.057007 | 840.281 | -0.0079436 |  |  | 840.281 | 0 |  |  | 840.0825 | 0.0021953 | 840.281 | 0 | 840.281 | 0.022726 | 828.4767 | 0 | 840.281 | 0 | 840.0825 | -0.039386 | 835.1956 | 0 | 840.281 | -0.0045907 | 840.281 | -0.0021923
| 840.3215 | 0 |  |  | 835.6681 | 0.050598 | 828.71 | 0 | 840.52 | 0.030831 | 840.52 | 0.037604 | 840.52 | 0.00027626 |  |  | 840.52 | 0.0011922 |  |  | 840.3215 | 0.019655 | 840.52 | 0.0063657 | 840.52 | 0.025372 | 828.7096 | 0 | 840.52 | 0.0079231 | 840.3215 | 0.021106 | 835.432 | 0 | 840.52 | 0.0015517 | 840.52 | 0.015667
| 840.5605 | 0 |  |  | 835.9046 | -0.053327 | 828.94 | 0 | 840.7591 | 0 | 840.7591 | -0.036777 | 840.7591 | -0.011644 |  |  | 840.7591 | 0 |  |  | 840.5605 | 0.007894 | 840.7591 | 0 | 840.7591 | 0.012939 | 828.9425 | 0 | 840.7591 | 0 | 840.5605 | -0.035651 | 835.6685 | 0 | 840.7591 | -0.010556 | 840.7591 | -0.018663
| 840.7995 | 0 |  |  | 836.1411 | 0.035468 | 829.18 | 0 | 840.9981 | 0.041263 | 840.9981 | 0.0745 | 840.9981 | 0.0025698 |  |  | 840.9981 | 0.00090998 |  |  | 840.7995 | 0.0088587 | 840.9981 | 0.010205 | 840.9981 | 0.025288 | 829.1755 | 0 | 840.9981 | 0.0085511 | 840.7995 | 0.0093354 | 835.9048 | 0 | 840.9981 | 0.00083219 | 840.9981 | 0.012493
| 841.0385 | 0 |  |  | 836.3777 | -0.016393 | 829.41 | 0 | 841.2372 | 0 | 841.2372 | -0.076437 | 841.2372 | -0.0069274 |  |  | 841.2372 | 0 |  |  | 841.0385 | 0.0012542 | 841.2372 | 0 | 841.2372 | 0.015954 | 829.4084 | 0 | 841.2372 | 0 | 841.0385 | -0.043803 | 836.1413 | 0 | 841.2372 | -0.0033561 | 841.2372 | -0.0036007
| 841.2775 | 0 |  |  | 836.6142 | 0.03274 | 829.64 | 0 | 841.4762 | 0.022077 | 841.4762 | 0.052084 | 841.4762 | 0.0022602 |  |  | 841.4762 | 0.0031579 |  |  | 841.2775 | 0.01353 | 841.4762 | 0.0088224 | 841.4762 | 0.018705 | 829.6413 | 0 | 841.4762 | 0.0098816 | 841.2775 | 0.026249 | 836.3777 | 0 | 841.4762 | -6.4714e-05 | 841.4762 | 0.019386
| 841.5166 | 0 |  |  | 836.8508 | -0.026539 | 829.87 | 0 | 841.7153 | 0 | 841.7153 | -0.032024 | 841.7153 | -0.0089197 |  |  | 841.7153 | 0 |  |  | 841.5166 | 0.012427 | 841.7153 | 0 | 841.7153 | 0.015177 | 829.8743 | 0 | 841.7153 | 0 | 841.5166 | -0.027662 | 836.6141 | 0 | 841.7153 | -0.0041375 | 841.7153 | -0.0078899
| 841.7556 | 0 |  |  | 837.0873 | 0.0315 | 830.11 | 0 | 841.9544 | 0.0071636 | 841.9544 | 0.019329 | 841.9544 | 0.0027611 |  |  | 841.9543 | 0.0057259 |  |  | 841.7556 | 0.012014 | 841.9544 | 0.0077318 | 841.9543 | 0.02414 | 830.1072 | 0 | 841.9543 | 0.0080341 | 841.7556 | 0.037545 | 836.8506 | 0 | 841.9544 | 0.0043771 | 841.9544 | 0.019039
| 841.9946 | 0 |  |  | 837.3239 | -0.041173 | 830.34 | 0 | 842.1934 | 0 | 842.1934 | -0.035066 | 842.1934 | -0.010953 |  |  | 842.1934 | 0 |  |  | 841.9946 | 0.0036975 | 842.1934 | 0 | 842.1934 | 0.0099489 | 830.3402 | 0 | 842.1934 | 0 | 841.9946 | -0.037177 | 837.087 | 0 | 842.1934 | -0.0061914 | 842.1934 | -0.0074045
| 842.2337 | 0 |  |  | 837.5605 | 0.010019 | 830.57 | 0 | 842.4325 | 0.039185 | 842.4325 | 0.01319 | 842.4325 | 0.0071148 |  |  | 842.4325 | 0.005783 |  |  | 842.2337 | 0.0094358 | 842.4325 | 0.011941 | 842.4325 | 0.017232 | 830.5732 | 0 | 842.4325 | 0.0075666 | 842.2337 | 0.049693 | 837.3235 | 0 | 842.4325 | 0.0040532 | 842.4325 | 0.02045
| 842.4727 | 0 |  |  | 837.7971 | -0.0315 | 830.81 | 0 | 842.6716 | 0 | 842.6716 | -0.0071743 | 842.6716 | -0.010198 |  |  | 842.6716 | 0 |  |  | 842.4727 | -0.0069296 | 842.6716 | 0 | 842.6716 | 0.016503 | 830.8062 | 0 | 842.6716 | 0 | 842.4727 | -0.024197 | 837.56 | 0 | 842.6716 | -0.0063628 | 842.6716 | -0.015781
| 842.7118 | 0 |  |  | 838.0336 | 0.049358 | 831.04 | 0 | 842.9107 | 0.043829 | 842.9107 | -0.020074 | 842.9107 | 0.0031085 |  |  | 842.9107 | 0.0045906 |  |  | 842.7118 | 0.017 | 842.9107 | 0.010056 | 842.9107 | 0.021901 | 831.0391 | 0 | 842.9107 | 0.0079972 | 842.7118 | 0.020248 | 837.7965 | 0 | 842.9107 | 0.0004925 | 842.9107 | 0.014369
| 842.9508 | 0 |  |  | 838.2703 | -0.044397 | 831.27 | 0 | 843.1498 | 0 | 843.1498 | -0.047323 | 843.1498 | -0.0035469 |  |  | 843.1498 | 0 |  |  | 842.9508 | 0.0040829 | 843.1498 | 0 | 843.1498 | 0.0087059 | 831.2721 | 0 | 843.1498 | 0 | 842.9508 | -0.034888 | 838.033 | 0 | 843.1498 | -0.0046189 | 843.1498 | -0.010125
| 843.1899 | 0 |  |  | 838.5069 | 0.030012 | 831.51 | 0 | 843.389 | 0.013014 | 843.389 | 0.025315 | 843.389 | 0.0016497 |  |  | 843.389 | 0.00023516 |  |  | 843.1899 | 0.0058992 | 843.389 | 0.0044241 | 843.389 | 0.023612 | 831.5051 | 0 | 843.389 | 0.0055884 | 843.1899 | 0.028587 | 838.2695 | 0 | 843.389 | -0.0019882 | 843.389 | 0.0086328
| 843.429 | 0 |  |  | 838.7435 | -0.0064547 | 831.74 | 0 | 843.6281 | 0 | 843.6281 | -0.12406 | 843.6281 | -0.0043893 |  |  | 843.6281 | 0 |  |  | 843.429 | -1.9881e-05 | 843.6281 | 0 | 843.6281 | 0.01282 | 831.7381 | 0 | 843.6281 | 0 | 843.429 | -0.042331 | 838.506 | 0 | 843.6281 | -0.005815 | 843.6281 | -0.013374
| 843.6681 | 0 |  |  | 838.9801 | 0.035716 | 831.97 | 0 | 843.8672 | 0.035144 | 843.8672 | 0.04172 | 843.8672 | 0.0011353 |  |  | 843.8673 | 0.0055639 |  |  | 843.6681 | 0.014423 | 843.8672 | 0.0083426 | 843.8672 | 0.019508 | 831.9711 | 0 | 843.8673 | 0.0099991 | 843.6681 | 0.035487 | 838.7426 | 0 | 843.8672 | 0.0026859 | 843.8672 | 0.012077
| 843.9072 | 0 |  |  | 839.2168 | -0.0237 | 832.2 | 0 | 844.1064 | 0 | 844.1064 | -0.043752 | 844.1064 | -0.0041481 |  |  | 844.1064 | 0 |  |  | 843.9072 | 0.0034488 | 844.1064 | 0 | 844.1064 | 0.02073 | 832.2042 | 0 | 844.1064 | 0 | 843.9072 | 0.0063718 | 838.9791 | 0 | 844.1064 | -0.0015494 | 844.1064 | -0.0038329
| 844.1463 | 0 |  |  | 839.4534 | 0.012108 | 832.44 | 0 | 844.3455 | 0.0092445 | 844.3455 | 0.061378 | 844.3455 | 0.0020226 |  |  | 844.3455 | 0 |  |  | 844.1463 | 0.0048967 | 844.3455 | 0.00051953 | 844.3455 | 0.019512 | 832.4371 | 0 | 844.3455 | 0.0025607 | 844.1463 | 0.028419 | 839.2156 | 0 | 844.3455 | -0.00091634 | 844.3455 | 0.01099
| 844.3854 | 0 |  |  | 839.6901 | 0.022428 | 832.67 | 0 | 844.5847 | 0 | 844.5847 | -0.053067 | 844.5847 | -0.0036029 |  |  | 844.5847 | 0 |  |  | 844.3854 | 0.00303 | 844.5847 | 0 | 844.5847 | 0.017233 | 832.6702 | 0 | 844.5847 | 0 | 844.3854 | -0.013872 | 839.4522 | 0 | 844.5847 | -0.0025082 | 844.5847 | -0.0034681
| 844.6245 | 0 |  |  | 839.9267 | 0.067712 | 832.9 | 0 | 844.8239 | 0.035091 | 844.8239 | 0.046452 | 844.8239 | 0.0018316 |  |  | 844.8238 | 0.0032084 |  |  | 844.6245 | 0.011546 | 844.8239 | 0.0056421 | 844.8239 | 0.015562 | 832.9033 | 0 | 844.8238 | 0.0058649 | 844.6245 | 0.031166 | 839.6888 | 0 | 844.8239 | -0.00025704 | 844.8239 | 0.012423
| 844.8636 | 0 |  |  | 840.1634 | -0.049854 | 833.14 | 0 | 845.063 | 0 | 845.063 | -0.033147 | 845.063 | -0.0072092 |  |  | 845.063 | 0 |  |  | 844.8636 | 0.00046333 | 845.063 | 0 | 845.063 | 0.01339 | 833.1363 | 0 | 845.063 | 0 | 844.8636 | -0.033499 | 839.9254 | 0 | 845.063 | -0.0038521 | 845.063 | -0.0086126
| 845.1027 | 0 |  |  | 840.4001 | 0.060271 | 833.37 | 0 | 845.3022 | 0.055391 | 845.3022 | 0.068262 | 845.3022 | 0.0045725 |  |  | 845.3022 | 0.0039256 |  |  | 845.1027 | 0.014058 | 845.3022 | 0.01193 | 845.3022 | 0.015779 | 833.3693 | 0 | 845.3022 | 0.013324 | 845.1027 | 0.010828 | 840.1619 | 0 | 845.3022 | 0.00011546 | 845.3022 | 0.018616
| 845.3419 | 0 |  |  | 840.6368 | -0.035964 | 833.6 | 0 | 845.5414 | 0 | 845.5414 | -0.080487 | 845.5414 | -0.0049685 |  |  | 845.5414 | 0 |  |  | 845.3419 | 0.012303 | 845.5414 | 0 | 845.5414 | 0.013272 | 833.6024 | 0 | 845.5414 | 0 | 845.3419 | -0.0098523 | 840.3985 | 0 | 845.5414 | -0.0033855 | 845.5414 | -0.0033032
| 845.581 | 0 |  |  | 840.8735 | 0.043901 | 833.84 | 0 | 845.7806 | 0.014909 | 845.7806 | 0.026673 | 845.7806 | 0.0072561 |  |  | 845.7806 | 0.0046454 |  |  | 845.581 | 0.012219 | 845.7806 | 0.013407 | 845.7806 | 0.014234 | 833.8354 | 0 | 845.7806 | 0.015646 | 845.581 | 0.04822 | 840.6351 | 0 | 845.7806 | 0.0015283 | 845.7806 | 0.017176
| 845.8202 | 0 |  |  | 841.1102 | -0.019815 | 834.07 | 0 | 846.0198 | 0 | 846.0198 | -0.011231 | 846.0198 | -0.011533 |  |  | 846.0198 | 0 |  |  | 845.8202 | 0.0098646 | 846.0198 | 0 | 846.0198 | 0.017649 | 834.0685 | 0 | 846.0198 | 0 | 845.8202 | -0.024989 | 840.8717 | 0 | 846.0198 | -0.0082085 | 846.0198 | -0.0077473
| 846.0593 | 0 |  |  | 841.3469 | 0.054567 | 834.3 | 0 | 846.2591 | 0.048367 | 846.2591 | 0.047958 | 846.2591 | -0.0019147 |  |  | 846.259 | 0.0049826 |  |  | 846.0593 | 0.01918 | 846.2591 | 0.0085728 | 846.259 | 0.020104 | 834.3016 | 0 | 846.259 | 0.0067755 | 846.0593 | 0.016468 | 841.1083 | 0 | 846.2591 | 0.0022973 | 846.2591 | 0.016554
| 846.2985 | 0 |  |  | 841.5837 | -0.0015209 | 834.53 | 0 | 846.4983 | 0 | 846.4983 | 0.014093 | 846.4983 | 0.0016239 |  |  | 846.4983 | 0 |  |  | 846.2985 | 0.0097901 | 846.4983 | 0 | 846.4983 | 0.012373 | 834.5347 | 0 | 846.4983 | 0 | 846.2985 | -0.01492 | 841.345 | 0 | 846.4983 | 0.00039351 | 846.4983 | -0.0036163
| 846.5377 | 0 |  |  | 841.8204 | 0.020226 | 834.77 | 0 | 846.7375 | 0.015181 | 846.7375 | 0.060874 | 846.7375 | 0.0022211 |  |  | 846.7375 | 0.0066241 |  |  | 846.5377 | 0.017241 | 846.7375 | 0.0080658 | 846.7375 | 0.020628 | 834.7678 | 0 | 846.7375 | 0.0091626 | 846.5377 | 0.03038 | 841.5816 | 0 | 846.7375 | 0.0064778 | 846.7375 | 0.018363
| 846.7768 | 0 |  |  | 842.0571 | -0.030756 | 835 | 0 | 846.9768 | 0 | 846.9768 | 0.044966 | 846.9768 | -0.01463 |  |  | 846.9768 | 0 |  |  | 846.7769 | -0.0134 | 846.9768 | 0 | 846.9767 | 0.01631 | 835.0009 | 0 | 846.9768 | 0 | 846.7768 | -0.047116 | 841.8183 | 0 | 846.9768 | -0.0072651 | 846.9768 | -0.0073498
| 847.016 | 0 |  |  | 842.2939 | 0.031996 | 835.23 | 0 | 847.216 | 0.071741 | 847.216 | 0.086555 | 847.216 | 0.0065477 |  |  | 847.216 | 0.0075744 |  |  | 847.016 | 0.020466 | 847.216 | 0.015066 | 847.216 | 0.012354 | 835.234 | 0 | 847.216 | 0.0091416 | 847.016 | 0.029956 | 842.0549 | 0 | 847.216 | 0.0050794 | 847.216 | 0.013261
| 847.2552 | 0 |  |  | 842.5307 | -0.017459 | 835.47 | 0 | 847.4553 | 0 | 847.4553 | 0.026706 | 847.4553 | -0.0070284 |  |  | 847.4553 | 0 |  |  | 847.2552 | -0.0030803 | 847.4553 | 0 | 847.4553 | 0.016809 | 835.4672 | 0 | 847.4553 | 0 | 847.2552 | -0.019855 | 842.2916 | 0 | 847.4553 | -0.0068293 | 847.4553 | -0.012119
| 847.4944 | 0 |  |  | 842.7674 | -0.010616 | 835.7 | 0 | 847.6945 | 0.027742 | 847.6945 | -0.0095425 | 847.6945 | 0.00049373 |  |  | 847.6945 | 0.0032612 |  |  | 847.4944 | 0.010173 | 847.6945 | 0.0063935 | 847.6945 | 0.019721 | 835.7003 | 0 | 847.6945 | 0.011173 | 847.4944 | 0.022882 | 842.5283 | 0 | 847.6945 | -0.0019225 | 847.6945 | 0.0065062
| 847.7337 | 0 |  |  | 843.0042 | 0.017407 | 835.93 | 0 | 847.9338 | 0 | 847.9338 | -0.048114 | 847.9338 | -0.0049854 |  |  | 847.9338 | 0 |  |  | 847.7336 | 0.0013523 | 847.9338 | 0 | 847.9338 | 0.01036 | 835.9334 | 0 | 847.9338 | 0 | 847.7337 | -0.048588 | 842.765 | 0 | 847.9338 | -0.0017662 | 847.9338 | -0.013533
| 847.9729 | 0 |  |  | 843.241 | 0.028523 | 836.17 | 0 | 848.1731 | 0.047352 | 848.1731 | -0.0042157 | 848.1731 | 0.0014931 |  |  | 848.1731 | 0.0013988 |  |  | 847.9729 | 0.0092623 | 848.1731 | 0.0092088 | 848.1731 | 0.016674 | 836.1666 | 0 | 848.1731 | 0.010827 | 847.9729 | 0.017589 | 843.0016 | 0 | 848.1731 | -0.0017391 | 848.1731 | 0.012228
| 848.2121 | 0 |  |  | 843.4778 | 0.029764 | 836.4 | 0 | 848.4124 | 0 | 848.4124 | -0.052662 | 848.4124 | -0.0089375 |  |  | 848.4124 | 0 |  |  | 848.2121 | 0.0053777 | 848.4124 | 0 | 848.4124 | 0.010795 | 836.3997 | 0 | 848.4124 | 0 | 848.2121 | -0.018812 | 843.2383 | 0 | 848.4124 | -0.0049761 | 848.4124 | -0.0092356
| 848.4513 | 0 |  |  | 843.7146 | -0.0044797 | 836.63 | 0 | 848.6517 | 0.028588 | 848.6517 | 0.027766 | 848.6517 | -0.0031994 |  |  | 848.6517 | 0.0039916 |  |  | 848.4513 | 0.0042829 | 848.6517 | 0.0079702 | 848.6517 | 0.01888 | 836.6329 | 0 | 848.6517 | 0.0082197 | 848.4513 | 0.04049 | 843.4751 | 0 | 848.6517 | 0.00099018 | 848.6517 | 0.012931
| 848.6906 | 0 |  |  | 843.9514 | 0.013817 | 836.87 | 0 | 848.891 | 0 | 848.891 | -0.040186 | 848.891 | -0.0047097 |  |  | 848.891 | 0 |  |  | 848.6906 | 0.0018051 | 848.891 | 0 | 848.891 | 0.011194 | 836.866 | 0 | 848.891 | 0 | 848.6906 | 0.0070051 | 843.7118 | 0 | 848.891 | -8.5755e-05 | 848.891 | -0.010058
| 848.9298 | 0 |  |  | 844.1883 | 0.041669 | 837.1 | 0 | 849.1303 | 0.031407 | 849.1303 | 0.06202 | 849.1303 | 0.0001508 |  |  | 849.1303 | 0.0022322 |  |  | 848.9298 | 0.0096142 | 849.1303 | 0.0036632 | 849.1303 | 0.017734 | 837.0992 | 0 | 849.1303 | 0.0046373 | 848.9298 | 0.036186 | 843.9485 | 0 | 849.1303 | -0.0014132 | 849.1303 | 0.004889
| 849.1691 | 0 |  |  | 844.4251 | -0.0049003 | 837.33 | 0 | 849.3696 | 0 | 849.3696 | -0.0020657 | 849.3696 | -0.012603 |  |  | 849.3696 | 0 |  |  | 849.1691 | -0.0088317 | 849.3696 | 0 | 849.3696 | 0.014908 | 837.3324 | 0 | 849.3696 | 0 | 849.1691 | -0.01178 | 844.1853 | 0 | 849.3696 | -0.0073613 | 849.3696 | -0.011206
| 849.4083 | 0 |  |  | 844.6619 | 0.017916 | 837.57 | 0 | 849.609 | 0.047202 | 849.609 | 0.0867 | 849.609 | 0.0061906 |  |  | 849.609 | 0.0047717 |  |  | 849.4083 | 0.014195 | 849.609 | 0.011364 | 849.6089 | 0.01512 | 837.5656 | 0 | 849.609 | 0.013873 | 849.4083 | 0.021005 | 844.422 | 0 | 849.609 | 0.0025177 | 849.609 | 0.014267
| 849.6476 | 0 |  |  | 844.8988 | -0.014512 | 837.8 | 0 | 849.8483 | 0 | 849.8483 | -0.021769 | 849.8483 | -0.0062824 |  |  | 849.8483 | 0 |  |  | 849.6476 | -0.001411 | 849.8483 | 0 | 849.8483 | 0.013845 | 837.7988 | 0 | 849.8483 | 0 | 849.6476 | -0.016858 | 844.6588 | 0 | 849.8483 | -0.0040589 | 849.8483 | -0.0095906
| 849.8869 | 0 |  |  | 845.1357 | 0.02902 | 838.03 | 0 | 850.0877 | 0.049116 | 850.0877 | 0.038941 | 850.0877 | 0.0063686 |  |  | 850.0877 | 0.0029068 |  |  | 849.8869 | 0.010685 | 850.0877 | 0.010339 | 850.0876 | 0.022236 | 838.032 | 0 | 850.0877 | 0.011763 | 849.8869 | 0.02504 | 844.8956 | 0 | 850.0877 | 0.002993 | 850.0877 | 0.019198
| 850.1261 | 0 |  |  | 845.3725 | -0.049358 | 838.27 | 0 | 850.327 | 0 | 850.327 | 0.0032952 | 850.327 | -0.0064097 |  |  | 850.327 | 0 |  |  | 850.1261 | -0.01008 | 850.327 | 0 | 850.327 | 0.0094247 | 838.2651 | 0 | 850.327 | 0 | 850.1261 | -0.052269 | 845.1323 | 0 | 850.327 | -0.0045427 | 850.327 | -0.013205
| 850.3654 | 0 |  |  | 845.6094 | 0.016571 | 838.5 | 0 | 850.5664 | 0.031413 | 850.5664 | 0.035571 | 850.5664 | 0.0012603 |  |  | 850.5664 | 0.0032515 |  |  | 850.3654 | -0.00063545 | 850.5664 | 0.0095146 | 850.5664 | 0.0097495 | 838.4984 | 0 | 850.5664 | 0.0084297 | 850.3654 | 0.021156 | 845.3691 | 0 | 850.5664 | 0.00086509 | 850.5664 | 0.0092077
| 850.6047 | 0 |  |  | 845.8463 | -0.027283 | 838.73 | 0 | 850.8057 | 0 | 850.8057 | -0.054535 | 850.8057 | -0.0031862 |  |  | 850.8057 | 0 |  |  | 850.6047 | -0.0023225 | 850.8057 | 0 | 850.8057 | 0.016311 | 838.7316 | 0 | 850.8057 | 0 | 850.6047 | -0.022727 | 845.6059 | 0 | 850.8057 | -0.0025636 | 850.8057 | -0.0017136
| 850.844 | 0 |  |  | 846.0832 | 0.0035194 | 838.96 | 0 | 851.0451 | 0.028234 | 851.0451 | 0.053336 | 851.0451 | 0.0030735 |  |  | 851.0451 | 0.0015115 |  |  | 850.844 | 0.010727 | 851.0451 | 0.01192 | 851.0451 | 0.021187 | 838.9648 | 0 | 851.0451 | 0.006711 | 850.844 | 0.029093 | 845.8427 | 0 | 851.0451 | 0.0014163 | 851.0451 | 0.013123
| 851.0833 | 0 |  |  | 846.3201 | 0.0088864 | 839.2 | 0 | 851.2845 | 0 | 851.2845 | -0.026381 | 851.2845 | -0.0072751 |  |  | 851.2845 | 0 |  |  | 851.0833 | -0.0063327 | 851.2845 | 0 | 851.2845 | 0.0064177 | 839.1981 | 0 | 851.2845 | 0 | 851.0833 | -0.032315 | 846.0795 | 0 | 851.2845 | -0.0042238 | 851.2845 | -0.0097971
| 851.3226 | 0 |  |  | 846.557 | 0.044397 | 839.43 | 0 | 851.5239 | 0.008079 | 851.5239 | -0.010543 | 851.5239 | -0.00084224 |  |  | 851.5239 | 0.0018163 |  |  | 851.3227 | 0.0051218 | 851.5239 | 0.0013939 | 851.5239 | 0.015843 | 839.4313 | 0 | 851.5239 | 0.003215 | 851.3226 | 0.008078 | 846.3163 | 0 | 851.5239 | -0.0021383 | 851.5239 | 0.010377
| 851.562 | 0 |  |  | 846.7939 | 0.0083243 | 839.66 | 0 | 851.7633 | 0 | 851.7633 | -0.060572 | 851.7633 | -0.0034653 |  |  | 851.7633 | 0 |  |  | 851.562 | -0.011957 | 851.7633 | 0 | 851.7633 | 0.01166 | 839.6646 | 0 | 851.7633 | 0 | 851.562 | -0.029837 | 846.5532 | 0 | 851.7633 | -0.0059135 | 851.7633 | -0.01235
| 851.8013 | 0 |  |  | 847.0309 | 0.020659 | 839.9 | 0 | 852.0027 | 0.021877 | 852.0027 | 0.079638 | 852.0027 | 0.0018344 |  |  | 852.0027 | 0.0024709 |  |  | 851.8013 | 0.0090027 | 852.0027 | 0.009756 | 852.0027 | 0.014811 | 839.8978 | 0 | 852.0027 | 0.012778 | 851.8013 | 0.02053 | 846.79 | 0 | 852.0027 | 0.0014313 | 852.0027 | 0.016486
| 852.0407 | 0 |  |  | 847.2678 | -0.012855 | 840.13 | 0 | 852.2422 | 0 | 852.2422 | -0.011351 | 852.2422 | -0.011538 |  |  | 852.2421 | 0 |  |  | 852.0406 | -0.0059371 | 852.2422 | 0 | 852.2421 | 0.010088 | 840.1311 | 0 | 852.2421 | 0 | 852.0407 | -0.041595 | 847.0269 | 0 | 852.2422 | -0.0073171 | 852.2422 | -0.013923
| 852.28 | 0 |  |  | 847.5048 | -0.00096718 | 840.36 | 0 | 852.4816 | 0.058572 | 852.4816 | 0.015569 | 852.4816 | 0.0040288 |  |  | 852.4816 | 0.00092251 |  |  | 852.28 | 0.0044274 | 852.4816 | 0.0016349 | 852.4816 | 0.018373 | 840.3644 | 0 | 852.4816 | 0.0093085 | 852.28 | 0.0090006 | 847.2638 | 0 | 852.4816 | 0.0014183 | 852.4816 | 0.012618
| 852.5194 | 0 |  |  | 847.7417 | -0.021038 | 840.6 | 0 | 852.721 | 0 | 852.721 | -0.071687 | 852.721 | -0.0082106 |  |  | 852.721 | 0 |  |  | 852.5193 | -0.011916 | 852.721 | 0 | 852.721 | 0.012261 | 840.5977 | 0 | 852.721 | 0 | 852.5194 | -0.04822 | 847.5006 | 0 | 852.721 | -0.0078393 | 852.721 | -0.0081158
| 852.7587 | 0 |  |  | 847.9787 | 0.011306 | 840.83 | 0 | 852.9605 | 0.025484 | 852.9605 | -0.012445 | 852.9605 | 0.00084606 |  |  | 852.9605 | 0.0031232 |  |  | 852.7587 | 0.014384 | 852.9605 | 0.0083226 | 852.9604 | 0.020587 | 840.8309 | 0 | 852.9605 | 0.0122 | 852.7587 | 0.023074 | 847.7375 | 0 | 852.9605 | 0.0031457 | 852.9605 | 0.0088633
| 852.9981 | 0 |  |  | 848.2157 | -0.0058799 | 841.06 | 0 | 853.1999 | 0 | 853.1999 | 0.0065612 | 853.1999 | -0.0087618 |  |  | 853.1999 | 0 |  |  | 852.9981 | -0.00071014 | 853.1999 | 0 | 853.1999 | 0.010533 | 841.0642 | 0 | 853.1999 | 0 | 852.9981 | -0.02072 | 847.9744 | 0 | 853.1999 | -0.003851 | 853.1999 | -0.011509
| 853.2374 | 0 |  |  | 848.4526 | 0.016472 | 841.3 | 0 | 853.4394 | 0.061614 | 853.4394 | 0.021928 | 853.4394 | 0.0067629 |  |  | 853.4394 | 0.0049947 |  |  | 853.2374 | 0.013777 | 853.4394 | 0.013881 | 853.4394 | 0.018586 | 841.2975 | 0 | 853.4394 | 0.011843 | 853.2374 | 0.033135 | 848.2113 | 0 | 853.4394 | 0.0049786 | 853.4394 | 0.02036
| 853.4768 | 0 |  |  | 848.6896 | -0.0003775 | 841.53 | 0 | 853.6788 | 0 | 853.6788 | -0.064413 | 853.6788 | -0.010924 |  |  | 853.6788 | 0 |  |  | 853.4768 | -0.0060441 | 853.6788 | 0 | 853.6788 | 0.0087913 | 841.5308 | 0 | 853.6788 | 0 | 853.4768 | -0.047116 | 848.4482 | 0 | 853.6788 | -0.0082172 | 853.6788 | -0.010539
| 853.7162 | 0 |  |  | 848.9266 | 0.0044426 | 841.76 | 0 | 853.9183 | 0.010615 | 853.9183 | 0.0046013 | 853.9183 | 0.0064573 |  |  | 853.9183 | 0.0049519 |  |  | 853.7162 | 0.011657 | 853.9183 | 0.0046424 | 853.9183 | 0.021884 | 841.7641 | 0 | 853.9183 | 0.0093015 | 853.7162 | 0.046748 | 848.6851 | 0 | 853.9183 | 0.0010876 | 853.9183 | 0.012654
| 853.9556 | 0 |  |  | 849.1637 | -0.027779 | 842 | 0 | 854.1578 | 0 | 854.1578 | -0.042414 | 854.1578 | -0.0056148 |  |  | 854.1578 | 0 |  |  | 853.9556 | -0.010925 | 854.1578 | 0 | 854.1578 | 0.0093645 | 841.9974 | 0 | 854.1578 | 0 | 853.9556 | -0.029476 | 848.9221 | 0 | 854.1578 | -0.0088487 | 854.1578 | -0.013829
| 854.195 | 0 |  |  | 849.4007 | -0.01547 | 842.23 | 0 | 854.3973 | 0.0018858 | 854.3973 | 0.076291 | 854.3973 | 0.0085467 |  |  | 854.3973 | 0.0057086 |  |  | 854.195 | 0.030669 | 854.3973 | 0.0098759 | 854.3973 | 0.016518 | 842.2308 | 0 | 854.3973 | 0.012318 | 854.195 | 0.053742 | 849.159 | 0 | 854.3973 | 0.0036954 | 854.3973 | 0.010873
| 854.4344 | 0 |  |  | 849.6377 | 0.014582 | 842.46 | 0 | 854.6368 | 0 | 854.6368 | 0.048666 | 854.6368 | -0.0032543 |  |  | 854.6368 | 0 |  |  | 854.4344 | -0.00066593 | 854.6368 | 0 | 854.6368 | 0.0088355 | 842.4641 | 0 | 854.6368 | 0 | 854.4344 | -0.031803 | 849.3959 | 0 | 854.6368 | -0.0070675 | 854.6368 | -0.0096465
| 854.6738 | 0 |  |  | 849.8747 | 0.015986 | 842.7 | 0 | 854.8763 | 0.025538 | 854.8763 | 0.032744 | 854.8763 | 0.0036763 |  |  | 854.8763 | 0.005157 |  |  | 854.6738 | 0.013999 | 854.8763 | 0.0095296 | 854.8763 | 0.015593 | 842.6974 | 0 | 854.8763 | 0.0095805 | 854.6738 | 0.036485 | 849.6329 | 0 | 854.8763 | 0.0031836 | 854.8763 | 0.014034
| 854.9133 | 0 |  |  | 850.1118 | -0.071929 | 842.93 | 0 | 855.1158 | 0 | 855.1158 | -0.019303 | 855.1158 | -0.0075173 |  |  | 855.1158 | 0 |  |  | 854.9133 | 0.012404 | 855.1158 | 0 | 855.1158 | 0.010911 | 842.9308 | 0 | 855.1158 | 0 | 854.9133 | -0.01475 | 849.8699 | 0 | 855.1158 | -0.0021539 | 855.1158 | -0.0015898
| 855.1527 | 0 |  |  | 850.3489 | 0.015358 | 843.16 | 0 | 855.3553 | 0.025542 | 855.3553 | 0.002235 | 855.3553 | 0.0088672 |  |  | 855.3554 | 0.0051166 |  |  | 855.1527 | 0.010205 | 855.3553 | 0.011918 | 855.3553 | 0.018488 | 843.1642 | 0 | 855.3554 | 0.01078 | 855.1527 | 0.008253 | 850.1069 | 0 | 855.3553 | -0.001659 | 855.3553 | 0.018255
| 855.3921 | 0 |  |  | 850.5859 | 0.0018739 | 843.4 | 0 | 855.5949 | 0 | 855.5949 | -0.030756 | 855.5949 | -0.010995 |  |  | 855.5948 | 0 |  |  | 855.3921 | -0.0055065 | 855.5949 | 0 | 855.5948 | 0.012103 | 843.3975 | 0 | 855.5948 | 0 | 855.3921 | -0.036739 | 850.3438 | 0 | 855.5949 | -0.0059194 | 855.5949 | -0.010763
| 855.6316 | 0 |  |  | 850.823 | 0.0007073 | 843.63 | 0 | 855.8344 | 0.057825 | 855.8344 | 0.0053405 | 855.8344 | 0.0037782 |  |  | 855.8344 | 0.0046858 |  |  | 855.6316 | 0.0018344 | 855.8344 | 0.0065502 | 855.8344 | 0.0097407 | 843.6309 | 0 | 855.8344 | 0.011955 | 855.6316 | 0.032797 | 850.5808 | 0 | 855.8344 | 0.0028463 | 855.8344 | 0.014714
| 855.871 | 0 |  |  | 851.0601 | -0.024378 | 843.86 | 0 | 856.074 | 0 | 856.074 | 0.001485 | 856.074 | -0.012688 |  |  | 856.074 | 0 |  |  | 855.871 | -0.0090902 | 856.074 | 0 | 856.074 | 0.0099337 | 843.8643 | 0 | 856.074 | 0 | 855.871 | -0.037177 | 850.8178 | 0 | 856.074 | -0.0068103 | 856.074 | -0.02431
| 856.1105 | 0 |  |  | 851.2972 | 0.043901 | 844.1 | 0 | 856.3135 | 0.066896 | 856.3135 | -0.049742 | 856.3135 | -0.0010817 |  |  | 856.3135 | 0.0042831 |  |  | 856.1105 | 0.016319 | 856.3135 | 0.012337 | 856.3135 | 0.0090638 | 844.0977 | 0 | 856.3135 | 0.0034664 | 856.1105 | 0.058159 | 851.0548 | 0 | 856.3135 | 0.0014628 | 856.3135 | 0.012668
| 856.35 | 0 |  |  | 851.5343 | -0.013385 | 844.33 | 0 | 856.5531 | 0 | 856.5531 | -0.011779 | 856.5531 | -0.010299 |  |  | 856.5531 | 0 |  |  | 856.35 | 0.0073037 | 856.5531 | 0 | 856.5531 | 0.0077733 | 844.3311 | 0 | 856.5531 | 0 | 856.35 | -0.023787 | 851.2919 | 0 | 856.5531 | -0.0085548 | 856.5531 | -0.013381
| 856.5894 | 0 |  |  | 851.7714 | -0.016233 | 844.56 | 0 | 856.7927 | 0.024569 | 856.7927 | -0.031744 | 856.7927 | 0.00099572 |  |  | 856.7927 | 0.0011879 |  |  | 856.5894 | 0.01226 | 856.7927 | 0.0048102 | 856.7927 | 0.012509 | 844.5645 | 0 | 856.7927 | 0.011844 | 856.5894 | 0.021782 | 851.5289 | 0 | 856.7927 | -0.0011042 | 856.7927 | 0.012557
| 856.8289 | 0 |  |  | 852.0085 | -0.020517 | 844.8 | 0 | 857.0322 | 0 | 857.0322 | -0.043841 | 857.0322 | -0.014447 |  |  | 857.0322 | 0 |  |  | 856.8289 | -0.010765 | 857.0322 | 0 | 857.0322 | 0.014712 | 844.7979 | 0 | 857.0322 | 0 | 856.8289 | -0.035956 | 851.7659 | 0 | 857.0322 | -0.0083592 | 857.0322 | -0.01617
| 857.0684 | 0 |  |  | 852.2456 | 0.019929 | 845.03 | 0 | 857.2718 | 0.028376 | 857.2718 | -0.0056313 | 857.2718 | -5.3286e-05 |  |  | 857.2718 | 0.0044307 |  |  | 857.0684 | 0.016646 | 857.2718 | 0.0088206 | 857.2719 | 0.016779 | 845.0313 | 0 | 857.2718 | 0.0099862 | 857.0684 | 0.018972 | 852.003 | 0 | 857.2718 | 0.0016177 | 857.2718 | 0.019442
| 857.3079 | 0 |  |  | 852.4828 | -0.011424 | 845.26 | 0 | 857.5114 | 0 | 857.5114 | 0.0078694 | 857.5114 | -0.0077658 |  |  | 857.5114 | 0 |  |  | 857.3079 | 0.0037323 | 857.5114 | 0 | 857.5114 | 0.012248 | 845.2647 | 0 | 857.5114 | 0 | 857.3079 | -0.020887 | 852.2401 | 0 | 857.5114 | -0.0047106 | 857.5114 | -0.012598
| 857.5474 | 0 |  |  | 852.7199 | 0.034476 | 845.5 | 0 | 857.751 | 0.03798 | 857.751 | 0.033909 | 857.751 | 0.0030908 |  |  | 857.751 | 0.0042666 |  |  | 857.5474 | 0.019572 | 857.751 | 0.0066936 | 857.751 | 0.016565 | 845.4981 | 0 | 857.751 | 0.0094119 | 857.5474 | 0.041595 | 852.4771 | 0 | 857.751 | -8.6992e-05 | 857.751 | 0.018125
| 857.7869 | 0 |  |  | 852.9571 | 0.019686 | 845.73 | 0 | 857.9906 | 0 | 857.9906 | -0.018971 | 857.9906 | -0.0084479 |  |  | 857.9907 | 0 |  |  | 857.7869 | 0.0036399 | 857.9906 | 0 | 857.9907 | 0.0095201 | 845.7316 | 0 | 857.9907 | 0 | 857.7869 | -0.039386 | 852.7142 | 0 | 857.9906 | -0.0036669 | 857.9906 | -0.0071595
| 858.0264 | 0 |  |  | 853.1942 | 0.051838 | 845.97 | 0 | 858.2303 | 0.07117 | 858.2303 | 0.064489 | 858.2303 | -0.002178 |  |  | 858.2303 | 0.0079192 |  |  | 858.0264 | 0.0080651 | 858.2303 | 0.011393 | 858.2303 | 0.012311 | 845.965 | 0 | 858.2303 | 0.010002 | 858.0264 | 0.057791 | 852.9513 | 0 | 858.2303 | 0.005261 | 858.2303 | 0.017897
| 858.2659 | 0 |  |  | 853.4314 | 0.029516 | 846.2 | 0 | 858.4699 | 0 | 858.4699 | 0.027682 | 858.4699 | -0.013117 |  |  | 858.4699 | 0 |  |  | 858.2659 | -0.0050785 | 858.4699 | 0 | 858.4699 | 0.0063077 | 846.1985 | 0 | 858.4699 | 0 | 858.2659 | 0.0079687 | 853.1884 | 0 | 858.4699 | -0.0062246 | 858.4699 | -0.0051198
| 858.5055 | 0 |  |  | 853.6686 | 0.014652 | 846.43 | 0 | 858.7095 | 0.04096 | 858.7095 | 0.093738 | 858.7095 | 0.0029442 |  |  | 858.7095 | 0.0023525 |  |  | 858.5055 | 0.0037362 | 858.7095 | 0.0087211 | 858.7095 | 0.015572 | 846.4319 | 0 | 858.7095 | 0.011498 | 858.5055 | 0.020881 | 853.4255 | 0 | 858.7095 | 0.0010679 | 858.7095 | 0.0093571
| 858.745 | 0 |  |  | 853.9058 | -0.021015 | 846.67 | 0 | 858.9492 | 0 | 858.9492 | -0.059232 | 858.9492 | -0.0086391 |  |  | 858.9492 | 0 |  |  | 858.745 | 0.0027399 | 858.9492 | 0 | 858.9492 | 0.0057747 | 846.6654 | 0 | 858.9492 | 0 | 858.745 | -0.034955 | 853.6626 | 0 | 858.9492 | -0.003362 | 858.9492 | -0.017257
| 858.9846 | 0 |  |  | 854.1429 | 0.058535 | 846.9 | 0 | 859.1888 | 0.053348 | 859.1888 | 0.04826 | 859.1888 | 0.0078267 |  |  | 859.1888 | 0.0072324 |  |  | 858.9846 | 0.0058374 | 859.1888 | 0.013524 | 859.1888 | 0.015987 | 846.8989 | 0 | 859.1888 | 0.011105 | 858.9846 | 0.022832 | 853.8997 | 0 | 859.1888 | 0.0047586 | 859.1888 | 0.018588
| 859.2241 | 0 |  |  | 854.3802 | -0.032492 | 847.13 | 0 | 859.4285 | 0 | 859.4285 | 0.013929 | 859.4285 | -0.012209 |  |  | 859.4285 | 0 |  |  | 859.2241 | -0.0066706 | 859.4285 | 0 | 859.4285 | 0.0063993 | 847.1323 | 0 | 859.4285 | 0 | 859.2241 | -0.053005 | 854.1368 | 0 | 859.4285 | -0.010353 | 859.4285 | -0.025926
| 859.4637 | 0 |  |  | 854.6174 | -0.017161 | 847.37 | 0 | 859.6681 | 0.05242 | 859.6681 | -0.013768 | 859.6681 | 0.0013266 |  |  | 859.6681 | 0.0025523 |  |  | 859.4637 | 0.0055693 | 859.6681 | 0.0075155 | 859.6682 | 0.014752 | 847.3658 | 0 | 859.6681 | 0.0097613 | 859.4637 | 0.054846 | 854.374 | 0 | 859.6681 | -0.0044641 | 859.6681 | 0.019747
| 859.7032 | 0 |  |  | 854.8546 | -0.0048117 | 847.6 | 0 | 859.9078 | 0 | 859.9078 | -0.0079509 | 859.9078 | -0.0075824 |  |  | 859.9078 | 0 |  |  | 859.7032 | -0.0045553 | 859.9078 | 0 | 859.9078 | 0.0046887 | 847.5993 | 0 | 859.9078 | 0 | 859.7032 | -0.014933 | 854.6111 | 0 | 859.9078 | -0.0018827 | 859.9078 | -0.0062066
| 859.9428 | 0 |  |  | 855.0918 | -0.012216 | 847.83 | 0 | 860.1475 | 0.038242 | 860.1475 | 0.047977 | 860.1475 | 0.0013795 |  |  | 860.1475 | 0.0056712 |  |  | 859.9428 | 0.003184 | 860.1475 | 0.0015476 | 860.1475 | 0.015347 | 847.8328 | 0 | 860.1475 | 0.011412 | 859.9428 | 0.050797 | 854.8483 | 0 | 860.1475 | 0.00016782 | 860.1475 | 0.017078
| 860.1824 | 0 |  |  | 855.3291 | 0.001198 | 848.07 | 0 | 860.3872 | 0 | 860.3872 | -0.0066089 | 860.3872 | -0.0064746 |  |  | 860.3872 | 0 |  |  | 860.1824 | -0.0074881 | 860.3872 | 0 | 860.3872 | 0.0106 | 848.0663 | 0 | 860.3872 | 0 | 860.1824 | -0.024668 | 855.0854 | 0 | 860.3872 | -0.004632 | 860.3872 | -0.013722
| 860.422 | 0 |  |  | 855.5663 | 0.030756 | 848.3 | 0 | 860.6269 | 0.056234 | 860.6269 | -0.0048515 | 860.6269 | 0.0041223 |  |  | 860.6269 | 0.0071 |  |  | 860.422 | 0.0085107 | 860.6269 | 0.016296 | 860.6269 | 0.0058756 | 848.2999 | 0 | 860.6269 | 0.010969 | 860.422 | 0.019515 | 855.3226 | 0 | 860.6269 | 0.0014 | 860.6269 | 0.018103
| 860.6616 | 0 |  |  | 855.8036 | 0.0014286 | 848.53 | 0 | 860.8666 | 0 | 860.8666 | -0.060658 | 860.8666 | -0.0059052 |  |  | 860.8666 | 0 |  |  | 860.6616 | 0.0001707 | 860.8666 | 0 | 860.8666 | 0.0049525 | 848.5334 | 0 | 860.8666 | 0 | 860.6616 | -0.015279 | 855.5598 | 0 | 860.8666 | -0.0015868 | 860.8666 | -0.0055423
| 860.9012 | 0 |  |  | 856.0408 | 0.026787 | 848.77 | 0 | 861.1063 | 0.046531 | 861.1063 | 0.050766 | 861.1063 | 0.0099904 |  |  | 861.1063 | 0.0073833 |  |  | 860.9012 | 0.013885 | 861.1063 | 0.0077058 | 861.1063 | 0.014247 | 848.7669 | 0 | 861.1063 | 0.0041368 | 860.9012 | 0.012049 | 855.797 | 0 | 861.1063 | 0.004909 | 861.1063 | 0.022279
| 861.1408 | 0 |  |  | 856.2781 | 0.025795 | 849 | 0 | 861.346 | 0 | 861.346 | -0.065005 | 861.346 | -0.013078 |  |  | 861.3461 | 0 |  |  | 861.1408 | 0.001418 | 861.346 | 0 | 861.3461 | 0.015781 | 849.0004 | 0 | 861.3461 | 0 | 861.1408 | -0.024743 | 856.0342 | 0 | 861.346 | -0.0041899 | 861.346 | -0.0091593
| 861.3804 | 0 |  |  | 856.5154 | 0.037453 | 849.23 | 0 | 861.5858 | 0.052575 | 861.5858 | 0.048717 | 861.5858 | 0.001163 |  |  | 861.5857 | 0.0039493 |  |  | 861.3804 | 0.0020183 | 861.5858 | 0.0093271 | 861.5858 | 0.015034 | 849.2339 | 0 | 861.5857 | 0.010868 | 861.3804 | 0.042331 | 856.2714 | 0 | 861.5858 | 0.0025357 | 861.5858 | 0.015025
| 861.62 | 0 |  |  | 856.7527 | -0.061264 | 849.47 | 0 | 861.8255 | 0 | 861.8255 | -0.061409 | 861.8255 | -0.012862 |  |  | 861.8255 | 0 |  |  | 861.62 | -0.0079084 | 861.8255 | 0 | 861.8255 | 0.0091893 | 849.4675 | 0 | 861.8255 | 0 | 861.62 | -0.039386 | 856.5087 | 0 | 861.8255 | -0.0072672 | 861.8255 | -0.021119
| 861.8596 | 0 |  |  | 856.99 | 0.020362 | 849.7 | 0 | 862.0653 | 0.0596 | 862.0653 | 0.020109 | 862.0653 | 0.00013892 |  |  | 862.0652 | 0.0025049 |  |  | 861.8596 | 0.018428 | 862.0653 | 0.010755 | 862.0652 | 0.011623 | 849.701 | 0 | 862.0652 | 0.0091922 | 861.8596 | 0.017925 | 856.7459 | 0 | 862.0653 | 0.00125 | 862.0653 | 0.021812
| 862.0993 | 0 |  |  | 857.2273 | 0.028275 | 849.93 | 0 | 862.305 | 0 | 862.305 | -0.077259 | 862.305 | -0.012135 |  |  | 862.305 | 0 |  |  | 862.0993 | -0.010411 | 862.305 | 0 | 862.305 | 0.0033611 | 849.9346 | 0 | 862.305 | 0 | 862.0993 | -0.017584 | 856.9832 | 0 | 862.305 | -0.0052377 | 862.305 | -0.0044384
| 862.3389 | 0 |  |  | 857.4646 | 0.00043463 | 850.17 | 0 | 862.5448 | 0.016901 | 862.5448 | 0.05514 | 862.5448 | 0.0035127 |  |  | 862.5448 | 0.006615 |  |  | 862.3389 | 0.0121 | 862.5448 | 0.019731 | 862.5448 | 0.012184 | 850.1682 | 0 | 862.5448 | 0.0047519 | 862.3389 | 0.032741 | 857.2204 | 0 | 862.5448 | 0.005455 | 862.5448 | 0.022042
| 862.5786 | 0 |  |  | 857.702 | 0 | 850.4 | 0 | 862.7845 | 0 | 862.7845 | -0.092208 | 862.7845 | -0.019103 |  |  | 862.7845 | 0 |  |  | 862.5786 | -0.0089661 | 862.7845 | 0 | 862.7845 | 0.0063708 | 850.4018 | 0 | 862.7845 | 0 | 862.5786 | -0.036665 | 857.4576 | 0 | 862.7845 | -0.014291 | 862.7845 | -0.017117
| 862.8182 | 0 |  |  | 857.9393 | 0 | 850.64 | 0 | 863.0243 | 0.044367 | 863.0243 | -0.010647 | 863.0243 | 0.0022171 |  |  | 863.0243 | 0.0063623 |  |  | 862.8182 | 0.012566 | 863.0243 | 0.014287 | 863.0243 | 0.011409 | 850.6354 | 0 | 863.0243 | 0.010344 | 862.8182 | 0.038282 | 857.6949 | 0 | 863.0243 | 0.0024331 | 863.0243 | 0.023473
| 863.0579 | 0 |  |  | 858.1766 | 0 | 850.87 | 0 | 863.2641 | 0 | 863.2641 | -0.065348 | 863.2641 | -0.014195 |  |  | 863.2641 | 0 |  |  | 863.0579 | -0.0068592 | 863.2641 | 0 | 863.2641 | 0.0094672 | 850.869 | 0 | 863.2641 | 0 | 863.0579 | -0.051165 | 857.9322 | 0 | 863.2641 | -0.0066077 | 863.2641 | -0.011225
| 863.2976 | 0 |  |  | 858.414 | 0 | 851.1 | 0 | 863.5039 | 0.047412 | 863.5039 | 0.032483 | 863.5039 | -0.0041631 |  |  | 863.5039 | 0.0018213 |  |  | 863.2976 | 0.0010063 | 863.5039 | 0.0072606 | 863.5039 | 0.013281 | 851.1025 | 0 | 863.5039 | 0.007417 | 863.2976 | 0.015602 | 858.1695 | 0 | 863.5039 | -0.0027484 | 863.5039 | 0.016856
| 863.5372 | 0 |  |  | 858.6514 | 0 | 851.34 | 0 | 863.7437 | 0 | 863.7437 | -0.058116 | 863.7437 | -0.0058812 |  |  | 863.7437 | 0 |  |  | 863.5372 | -0.00071781 | 863.7437 | 0 | 863.7437 | 0.0071346 | 851.3362 | 0 | 863.7437 | 0 | 863.5372 | -0.022006 | 858.4068 | 0 | 863.7437 | -0.0071903 | 863.7437 | -0.01305
| 863.7769 | 0 |  |  | 858.8887 | 0 | 851.57 | 0 | 863.9835 | 0.094643 | 863.9835 | 0.0065863 | 863.9835 | 0.0047286 |  |  | 863.9835 | 0.0073424 |  |  | 863.7769 | 0.018174 | 863.9835 | 0.018593 | 863.9835 | 0.012834 | 851.5698 | 0 | 863.9835 | 0.0094382 | 863.7769 | 0.028858 | 858.6441 | 0 | 863.9835 | 0.0018353 | 863.9835 | 0.017843
| 864.0166 | 0 |  |  | 859.1261 | 0 | 851.8 | 0 | 864.2233 | 0 | 864.2233 | 0.017979 | 864.2233 | -0.015215 |  |  | 864.2233 | 0 |  |  | 864.0166 | -0.00065334 | 864.2233 | 0 | 864.2233 | 0.0016373 | 851.8034 | 0 | 864.2233 | 0 | 864.0166 | -0.052269 | 858.8814 | 0 | 864.2233 | -0.0060468 | 864.2233 | -0.011935
| 864.2563 | 0 |  |  | 859.3635 | 0 | 852.04 | 0 | 864.4632 | 0.025541 | 864.4632 | 0.067767 | 864.4632 | -0.0020276 |  |  | 864.4631 | 0.0048236 |  |  | 864.2563 | 0.0087414 | 864.4632 | 0.021405 | 864.4631 | 0.018755 | 852.037 | 0 | 864.4631 | 0.013336 | 864.2563 | 0.031685 | 859.1188 | 0 | 864.4632 | 0.00082872 | 864.4632 | 0.0084845
| 864.496 | 0 |  |  | 859.6009 | 0 | 852.27 | 0 | 864.703 | 0 | 864.703 | -0.034245 | 864.703 | -0.011336 |  |  | 864.703 | 0 |  |  | 864.496 | 0.00039801 | 864.703 | 0 | 864.703 | 0.0058258 | 852.2707 | 0 | 864.703 | 0 | 864.496 | -0.069201 | 859.3561 | 0 | 864.703 | -0.0087979 | 864.703 | -0.011236
| 864.7357 | 0 |  |  | 859.8383 | 0 | 852.5 | 0 | 864.9428 | 0.080223 | 864.9428 | 0.061234 | 864.9428 | 0.0051879 |  |  | 864.9428 | 0.0024801 |  |  | 864.7357 | 0.0065506 | 864.9428 | 0.0051941 | 864.9428 | 0.012956 | 852.5043 | 0 | 864.9428 | 0.0092719 | 864.7357 | 0.042699 | 859.5934 | 0 | 864.9428 | 0.0026271 | 864.9428 | 0.013494
| 864.9754 | 0 |  |  | 860.0757 | 0 | 852.74 | 0 | 865.1827 | 0 | 865.1827 | 0.0018079 | 865.1827 | -0.0073899 |  |  | 865.1827 | 0 |  |  | 864.9754 | -0.003146 | 865.1827 | 0 | 865.1827 | 0.008013 | 852.738 | 0 | 865.1827 | 0 | 864.9754 | -0.033951 | 859.8308 | 0 | 865.1827 | -0.0026366 | 865.1827 | -0.018675
| 865.2152 | 0 |  |  | 860.3132 | 0 | 852.97 | 0 | 865.4225 | 0.033429 | 865.4225 | 0.0078354 | 865.4225 | -0.00052441 |  |  | 865.4226 | 0.00040008 |  |  | 865.2152 | -0.0040873 | 865.4225 | 0.0041284 | 865.4225 | 0.012487 | 852.9716 | 0 | 865.4226 | 0.0041011 | 865.2152 | 0.0090282 | 860.0682 | 0 | 865.4225 | 0.00079862 | 865.4225 | 0.003384
| 865.4549 | 0 |  |  | 860.5506 | 0 | 853.21 | 0 | 865.6624 | 0 | 865.6624 | -0.038217 | 865.6624 | -0.0096471 |  |  | 865.6624 | 0 |  |  | 865.4549 | -0.0070443 | 865.6624 | 0 | 865.6624 | 0.0085408 | 853.2053 | 0 | 865.6624 | 0 | 865.4549 | -0.057423 | 860.3055 | 0 | 865.6624 | -0.0083696 | 865.6624 | -0.010339
| 865.6946 | 0 |  |  | 860.788 | 0 | 853.44 | 0 | 865.9023 | 0.054398 | 865.9023 | 0.14299 | 865.9023 | 0.012753 |  |  | 865.9023 | 0.010119 |  |  | 865.6946 | 0.011844 | 865.9023 | 0.014678 | 865.9023 | 0.013403 | 853.439 | 0 | 865.9023 | 0.0092227 | 865.6946 | 0.041963 | 860.5429 | 0 | 865.9023 | 0.0063863 | 865.9023 | 0.02375
| 865.9344 | 0 |  |  | 861.0255 | 0 | 853.67 | 0 | 866.1422 | 0 | 866.1422 | -0.049648 | 866.1422 | -0.015222 |  |  | 866.1422 | 0 |  |  | 865.9344 | -0.0094272 | 866.1422 | 0 | 866.1422 | 0.0040761 | 853.6726 | 0 | 866.1422 | 0 | 865.9344 | -0.0086056 | 860.7803 | 0 | 866.1422 | -0.0079419 | 866.1422 | -0.017622
| 866.1741 | 0 |  |  | 861.263 | 0 | 853.91 | 0 | 866.382 | 0.048572 | 866.382 | 0.030536 | 866.382 | 0.0029986 |  |  | 866.382 | 0.00022546 |  |  | 866.1741 | 0.012458 | 866.382 | 0.0085508 | 866.382 | 0.013598 | 853.9063 | 0 | 866.382 | 0.007425 | 866.1741 | 0.028464 | 861.0177 | 0 | 866.382 | -0.00060892 | 866.382 | 0.014749
| 866.4139 | 0 |  |  | 861.5004 | 0 | 854.14 | 0 | 866.6219 | 0 | 866.6219 | 0.027691 | 866.6219 | -0.01027 |  |  | 866.6219 | 0 |  |  | 866.4139 | -0.0081982 | 866.6219 | 0 | 866.6219 | 0.0032004 | 854.14 | 0 | 866.6219 | 0 | 866.4139 | -0.01912 | 861.2551 | 0 | 866.6219 | -0.0037975 | 866.6219 | -0.017503
| 866.6537 | 0 |  |  | 861.7379 | 0 | 854.37 | 0 | 866.8618 | 0.041675 | 866.8618 | 0.016683 | 866.8618 | 0.0029151 |  |  | 866.8618 | 0.003823 |  |  | 866.6537 | 0.018161 | 866.8618 | 0.016101 | 866.8618 | 0.011669 | 854.3737 | 0 | 866.8618 | 0.010364 | 866.6537 | 0.010061 | 861.4926 | 0 | 866.8618 | 0.00023787 | 866.8618 | 0.012904
| 866.8934 | 0 |  |  | 861.9754 | 0 | 854.61 | 0 | 867.1018 | 0 | 867.1018 | -0.036306 | 867.1018 | -0.0076454 |  |  | 867.1018 | 0 |  |  | 866.8934 | -0.006878 | 867.1018 | 0 | 867.1017 | 0.010951 | 854.6074 | 0 | 867.1018 | 0 | 866.8934 | -0.041226 | 861.73 | 0 | 867.1018 | -0.0071536 | 867.1018 | -0.013788
| 867.1332 | 0 |  |  | 862.2129 | 0 | 854.84 | 0 | 867.3417 | 0.032884 | 867.3417 | 0.062264 | 867.3417 | 0.0029682 |  |  | 867.3417 | 0.0028886 |  |  | 867.1332 | 0.01306 | 867.3417 | 0.0072245 | 867.3417 | 0.0097457 | 854.8411 | 0 | 867.3417 | 0.012608 | 867.1332 | 0.025828 | 861.9674 | 0 | 867.3417 | 0.0011114 | 867.3417 | 0.020297
| 867.373 | 0 |  |  | 862.4504 | 0 | 855.07 | 0 | 867.5816 | 0 | 867.5816 | 0.039793 | 867.5816 | -0.018639 |  |  | 867.5816 | 0 |  |  | 867.373 | -0.015684 | 867.5816 | 0 | 867.5816 | 0.0058281 | 855.0748 | 0 | 867.5816 | 0 | 867.373 | -0.059999 | 862.2048 | 0 | 867.5816 | -0.0072033 | 867.5816 | -0.015948
| 867.6128 | 0 |  |  | 862.6879 | 0 | 855.31 | 0 | 867.8215 | 0.023386 | 867.8215 | 0.016777 | 867.8215 | 0.01307 |  |  | 867.8215 | 0.004321 |  |  | 867.6128 | 0.016977 | 867.8215 | 0.0022716 | 867.8215 | 0.0089455 | 855.3085 | 0 | 867.8215 | 0.0058616 | 867.6128 | 0.021434 | 862.4423 | 0 | 867.8215 | -0.0001655 | 867.8215 | 0.0078867
| 867.8526 | 0 |  |  | 862.9254 | 0 | 855.54 | 0 | 868.0615 | 0 | 868.0615 | -0.029 | 868.0615 | -0.010601 |  |  | 868.0615 | 0 |  |  | 867.8526 | -9.9975e-05 | 868.0615 | 0 | 868.0615 | 0.00777 | 855.5423 | 0 | 868.0615 | 0 | 867.8526 | -0.037177 | 862.6798 | 0 | 868.0615 | -0.0026431 | 868.0615 | -0.012005
| 868.0924 | 0 |  |  | 863.163 | 0 | 855.78 | 0 | 868.3014 | 0.0032543 | 868.3014 | 0.0052828 | 868.3014 | 0.007508 |  |  | 868.3015 | 0.0062101 |  |  | 868.0924 | -0.0022835 | 868.3014 | 0.017436 | 868.3015 | 0.0094233 | 855.776 | 0 | 868.3015 | 0.0088069 | 868.0924 | 0.0091559 | 862.9172 | 0 | 868.3014 | -0.0031612 | 868.3014 | 0.019376
| 868.3322 | 0 |  |  | 863.4005 | 0 | 856.01 | 0 | 868.5414 | 0 | 868.5414 | -0.098101 | 868.5414 | -0.01815 |  |  | 868.5414 | 0 |  |  | 868.3322 | -0.012489 | 868.5414 | 0 | 868.5414 | 0.0029496 | 856.0098 | 0 | 868.5414 | 0 | 868.3322 | -0.047116 | 863.1547 | 0 | 868.5414 | -0.0064566 | 868.5414 | -0.017738
| 868.572 | 0 |  |  | 863.6381 | 0 | 856.24 | 0 | 868.7814 | 0.051748 | 868.7814 | 0.0096937 | 868.7814 | 0.0062811 |  |  | 868.7814 | 0.0073031 |  |  | 868.572 | 0.01855 | 868.7814 | 0.015885 | 868.7814 | 0.0078624 | 856.2435 | 0 | 868.7814 | 0.0090512 | 868.572 | 0.075091 | 863.3922 | 0 | 868.7814 | 0.002038 | 868.7814 | 0.012454
| 868.8119 | 0 |  |  | 863.8756 | 0 | 856.48 | 0 | 869.0213 | 0 | 869.0213 | -0.070367 | 869.0213 | -0.0085686 |  |  | 869.0213 | 0 |  |  | 868.8119 | -0.0088653 | 869.0213 | 0 | 869.0213 | 0.0034506 | 856.4773 | 0 | 869.0213 | 0 | 868.8119 | -0.02874 | 863.6298 | 0 | 869.0213 | -0.0085774 | 869.0213 | -0.011693
| 869.0517 | 0 |  |  | 864.1132 | 0 | 856.71 | 0 | 869.2613 | 0.019178 | 869.2613 | 0.018495 | 869.2613 | 0.0095068 |  |  | 869.2613 | 0.010387 |  |  | 869.0517 | 0.017183 | 869.2613 | 0.0032167 | 869.2613 | 0.012681 | 856.7111 | 0 | 869.2613 | 0.010972 | 869.0517 | 0.041595 | 863.8672 | 0 | 869.2613 | 0.0012895 | 869.2613 | 0.019399
| 869.2916 | 0 |  |  | 864.3508 | 0 | 856.94 | 0 | 869.5013 | 0 | 869.5013 | -0.060349 | 869.5013 | -0.016781 |  |  | 869.5013 | 0 |  |  | 869.2916 | -0.010012 | 869.5013 | 0 | 869.5013 | 0.0040029 | 856.9448 | 0 | 869.5013 | 0 | 869.2916 | -0.066257 | 864.1048 | 0 | 869.5013 | -0.0090553 | 869.5013 | -0.017766
| 869.5314 | 0 |  |  | 864.5883 | 0 | 857.18 | 0 | 869.7413 | 0.030501 | 869.7413 | 0.019322 | 869.7413 | 0.0081888 |  |  | 869.7413 | 0.0067789 |  |  | 869.5314 | 0.02402 | 869.7413 | 0.014228 | 869.7413 | 0.0044935 | 857.1786 | 0 | 869.7413 | 0.0074972 | 869.5314 | 0.033825 | 864.3423 | 0 | 869.7413 | -0.00053486 | 869.7413 | 0.015913
| 869.7713 | 0 |  |  | 864.8259 | 0 | 857.41 | 0 | 869.9813 | 0 | 869.9813 | 0.0034223 | 869.9813 | -0.012944 |  |  | 869.9813 | 0 |  |  | 869.7713 | -0.0017324 | 869.9813 | 0 | 869.9813 | 0.0040785 | 857.4124 | 0 | 869.9813 | 0 | 869.7713 | -0.034334 | 864.5798 | 0 | 869.9813 | -0.0071304 | 869.9813 | -0.012947
| 870.0111 | 0 |  |  | 865.0635 | 0 | 857.65 | 0 | 870.2213 | 0.046171 | 870.2213 | 0.039858 | 870.2213 | -0.0022701 |  |  | 870.2213 | 0.0062355 |  |  | 870.0111 | 0.006814 | 870.2213 | 0.010266 | 870.2213 | 0.014088 | 857.6462 | 0 | 870.2213 | 0.011862 | 870.0111 | 0.051901 | 864.8174 | 0 | 870.2213 | -0.00088312 | 870.2213 | 0.018603
| 870.251 | 0 |  |  | 865.3011 | 0 | 857.88 | 0 | 870.4613 | 0 | 870.4613 | -0.0055387 | 870.4613 | -0.015869 |  |  | 870.4613 | 0 |  |  | 870.251 | -0.0011225 | 870.4613 | 0 | 870.4613 | -0.0016863 | 857.88 | 0 | 870.4613 | 0 | 870.251 | -0.039754 | 865.055 | 0 | 870.4613 | -0.0090806 | 870.4613 | -0.023203
| 870.4909 | 0 |  |  | 865.5388 | 0 | 858.11 | 0 | 870.7014 | 0 | 870.7014 | 0.095995 | 870.7014 | -0.0071833 |  |  | 870.7014 | 0 |  |  | 870.4909 | 0.009292 | 870.7014 | 0.0099761 | 870.7014 | 0.014641 | 858.1138 | 0 | 870.7014 | 0.0063587 | 870.4909 | 0.015544 | 865.2925 | 0 | 870.7014 | -0.0052698 | 870.7014 | 0.0129
| 870.7307 | 0 |  |  | 865.7764 | 0 | 858.35 | 0 | 870.9414 | 0 | 870.9414 | -0.096544 | 870.9414 | -0.013896 |  |  | 870.9414 | 0 |  |  | 870.7308 | 0.0035104 | 870.9414 | 0 | 870.9414 | 0.001151 | 858.3477 | 0 | 870.9414 | 0 | 870.7307 | -0.046012 | 865.5301 | 0 | 870.9414 | -0.003171 | 870.9414 | -0.01186
| 870.9706 | 0 |  |  | 866.014 | 0 | 858.58 | 0 | 871.1814 | 0.074625 | 871.1814 | -0.023613 | 871.1814 | -9.3997e-05 |  |  | 871.1815 | 0.0039606 |  |  | 870.9706 | 0.022194 | 871.1814 | 0.017592 | 871.1815 | 0.0094106 | 858.5814 | 0 | 871.1815 | 0.0058598 | 870.9706 | 0.034469 | 865.7677 | 0 | 871.1814 | 0.0020677 | 871.1814 | 0.021326
| 871.2105 | 0 |  |  | 866.2517 | 0 | 858.82 | 0 | 871.4215 | 0 | 871.4215 | -0.01793 | 871.4215 | -0.016289 |  |  | 871.4215 | 0 |  |  | 871.2105 | 0.0038618 | 871.4215 | 0 | 871.4215 | 0.00088985 | 858.8153 | 0 | 871.4215 | 0 | 871.2105 | -0.055214 | 866.0053 | 0 | 871.4215 | -0.0069483 | 871.4215 | -0.0098541
| 871.4504 | 0 |  |  | 866.4893 | 0 | 859.05 | 0 | 871.6616 | 0.044302 | 871.6616 | -0.0080067 | 871.6616 | -0.0041266 |  |  | 871.6616 | 0.0082329 |  |  | 871.4504 | 0.0084265 | 871.6616 | 0.0090296 | 871.6616 | 0.0088218 | 859.0491 | 0 | 871.6616 | 0.010767 | 871.4504 | 0.02901 | 866.2429 | 0 | 871.6616 | 0.00022114 | 871.6616 | 0.012034
| 871.6903 | 0 |  |  | 866.727 | 0 | 859.28 | 0 | 871.9016 | 0 | 871.9016 | 0.039637 | 871.9016 | -0.019519 |  |  | 871.9016 | 0 |  |  | 871.6904 | -0.017736 | 871.9016 | 0 | 871.9016 | 0.0098076 | 859.283 | 0 | 871.9016 | 0 | 871.6903 | -0.069201 | 866.4805 | 0 | 871.9016 | -0.01074 | 871.9016 | -0.017173
| 871.9303 | 0 |  |  | 866.9647 | 0 | 859.52 | 0 | 872.1417 | 0.012862 | 872.1417 | 0.078421 | 872.1417 | 0.0013667 |  |  | 872.1417 | 0.0053613 |  |  | 871.9303 | -0.0096894 | 872.1417 | 0.0062828 | 872.1417 | 0.010161 | 859.5168 | 0 | 872.1417 | 0.0059797 | 871.9303 | 0.066257 | 866.7181 | 0 | 872.1417 | 0.0022 | 872.1417 | 0.015678
| 872.1702 | 0 |  |  | 867.2023 | 0 | 859.75 | 0 | 872.3818 | 0 | 872.3818 | -0.041544 | 872.3818 | -0.018265 |  |  | 872.3818 | 0 |  |  | 872.1702 | -0.013115 | 872.3818 | 0 | 872.3818 | 0.00087579 | 859.7507 | 0 | 872.3818 | 0 | 872.1702 | -0.040122 | 866.9557 | 0 | 872.3818 | -0.0070007 | 872.3818 | -0.017123
| 872.4101 | 0 |  |  | 867.44 | 0 | 859.98 | 0 | 872.6219 | 0.047021 | 872.6219 | 0.04428 | 872.6219 | 0.0023931 |  |  | 872.6219 | 0.0022147 |  |  | 872.4101 | 0.0076745 | 872.6219 | 0.010832 | 872.6219 | 0.0077399 | 859.9846 | 0 | 872.6219 | 0.010897 | 872.4101 | -0.010359 | 867.1934 | 0 | 872.6219 | -0.0032863 | 872.6219 | 0.012647
| 872.6501 | 0 |  |  | 867.6777 | 0 | 860.22 | 0 | 872.862 | 0 | 872.862 | -0.013378 | 872.862 | -0.02024 |  |  | 872.862 | 0 |  |  | 872.6501 | -0.012648 | 872.862 | 0 | 872.862 | 0.0077316 | 860.2184 | 0 | 872.862 | 0 | 872.6501 | -0.039018 | 867.4311 | 0 | 872.862 | -0.012736 | 872.862 | -0.022987
| 872.89 | 0 |  |  | 867.9154 | 0 | 860.45 | 0 | 873.1021 | 0.030799 | 873.1021 | 0.063204 | 873.1021 | 0.0037813 |  |  | 873.102 | 0.0038664 |  |  | 872.89 | 0.0081541 | 873.1021 | 0.0059883 | 873.1021 | 0.010656 | 860.4523 | 0 | 873.102 | 0.010541 | 872.89 | 0.045275 | 867.6687 | 0 | 873.1021 | -0.0017824 | 873.1021 | 0.01974
| 873.13 | 0 |  |  | 868.1531 | 0 | 860.69 | 0 | 873.3422 | 0 | 873.3422 | -0.06354 | 873.3422 | -0.010911 |  |  | 873.3422 | 0 |  |  | 873.13 | 0.0028457 | 873.3422 | 0 | 873.3422 | 0.00617 | 860.6862 | 0 | 873.3422 | 0 | 873.13 | 0.0032866 | 867.9064 | 0 | 873.3422 | -0.0087263 | 873.3422 | -0.0021155
| 873.3699 | 0 |  |  | 868.3909 | 0 | 860.92 | 0 | 873.5823 | 0.024077 | 873.5823 | -0.022839 | 873.5823 | 0.0035349 |  |  | 873.5823 | 0.0031943 |  |  | 873.3699 | 0.0042581 | 873.5823 | 0.006854 | 873.5823 | 0.011124 | 860.92 | 0 | 873.5823 | 0.0066505 | 873.3699 | 0.00079841 | 868.1441 | 0 | 873.5823 | -0.0024768 | 873.5823 | 0.013977
| 873.6099 | 0 |  |  | 868.6286 | 0 | 861.15 | 0 | 873.8224 | 0 | 873.8224 | -0.034257 | 873.8224 | -0.018342 |  |  | 873.8225 | 0 |  |  | 873.6099 | -0.022001 | 873.8224 | 0 | 873.8224 | 0.0078534 | 861.154 | 0 | 873.8225 | 0 | 873.6099 | -0.062208 | 868.3818 | 0 | 873.8224 | -0.0088265 | 873.8224 | -0.022283
| 873.8499 | 0 |  |  | 868.8663 | 0 | 861.39 | 0 | 874.0626 | 0.086825 | 874.0626 | 0.043469 | 874.0626 | 0.015228 |  |  | 874.0626 | 0.012268 |  |  | 873.8499 | 0.02013 | 874.0626 | 0.013491 | 874.0626 | 0.0067591 | 861.3879 | 0 | 874.0626 | 0.016796 | 873.8499 | 0.045644 | 868.6194 | 0 | 874.0626 | 0.0099419 | 874.0626 | 0.033152
| 874.0898 | 0 |  |  | 869.1041 | 0 | 861.62 | 0 | 874.3027 | 0 | 874.3027 | -0.021731 | 874.3027 | -0.0088122 |  |  | 874.3027 | 0 |  |  | 874.0898 | -0.01175 | 874.3027 | 0 | 874.3027 | -0.00035912 | 861.6218 | 0 | 874.3027 | 0 | 874.0898 | -0.035538 | 868.8572 | 0 | 874.3027 | -0.0098138 | 874.3027 | -0.015316
| 874.3298 | 0 |  |  | 869.3419 | 0 | 861.86 | 0 | 874.5429 | 0.070451 | 874.5429 | 0.024044 | 874.5429 | 0.0052097 |  |  | 874.5429 | 0.0082993 |  |  | 874.3298 | 0.0095633 | 874.5429 | 0.015248 | 874.5428 | 0.0084997 | 861.8557 | 0 | 874.5429 | 0.010789 | 874.3298 | 0.050061 | 869.0949 | 0 | 874.5429 | -0.001466 | 874.5429 | 0.0098327
| 874.5698 | 0 |  |  | 869.5796 | 0 | 862.09 | 0 | 874.783 | 0 | 874.783 | 0.018606 | 874.783 | -0.010319 |  |  | 874.783 | 0 |  |  | 874.5698 | -0.010523 | 874.783 | 0 | 874.783 | 0.010404 | 862.0897 | 0 | 874.783 | 0 | 874.5698 | -0.011914 | 869.3326 | 0 | 874.783 | -0.01067 | 874.783 | -0.037412
| 874.8098 | 0 |  |  | 869.8174 | 0 | 862.32 | 0 | 875.0232 | 0.020848 | 875.0232 | 0.075648 | 875.0232 | -0.0049552 |  |  | 875.0232 | 0.0032864 |  |  | 874.8098 | 0.0047293 | 875.0232 | 0.0062614 | 875.0232 | 0.013403 | 862.3236 | 0 | 875.0232 | 0.012406 | 874.8098 | 0.023457 | 869.5704 | 0 | 875.0232 | -0.0016904 | 875.0232 | 0.0088663
| 875.0498 | 0 |  |  | 870.0552 | 0 | 862.56 | 0 | 875.2634 | 0 | 875.2634 | 0.081859 | 875.2634 | -0.00077286 |  |  | 875.2634 | 0 |  |  | 875.0498 | -0.0055725 | 875.2634 | 0 | 875.2634 | 0.0027926 | 862.5575 | 0 | 875.2634 | 0 | 875.0498 | -0.016062 | 869.8081 | 0 | 875.2634 | -0.000447 | 875.2634 | -0.018146
| 875.2898 | 0 |  |  | 870.293 | 0 | 862.79 | 0 | 875.5036 | 0.073959 | 875.5036 | 0.02092 | 875.5036 | -0.011127 |  |  | 875.5035 | 0 |  |  | 875.2898 | -0.00046011 | 875.5036 | 0.0020775 | 875.5035 | 0.011946 | 862.7914 | 0 | 875.5035 | 0.0078532 | 875.2898 | 0.030357 | 870.0458 | 0 | 875.5036 | 0.0015553 | 875.5036 | 0.011875
| 875.5299 | 0 |  |  | 870.5308 | 0 | 863.03 | 0 | 875.7438 | 0 | 875.7438 | 0.0036597 | 875.7438 | -0.015826 |  |  | 875.7438 | 0 |  |  | 875.5299 | -0.015686 | 875.7438 | 0 | 875.7438 | 0.0025566 | 863.0255 | 0 | 875.7438 | 0 | 875.5299 | -0.050429 | 870.2836 | 0 | 875.7438 | -0.0090798 | 875.7438 | -0.02041
| 875.7699 | 0 |  |  | 870.7686 | 0 | 863.26 | 0 | 875.984 | 0.10485 | 875.984 | 0.084213 | 875.984 | 0.0051096 |  |  | 875.984 | 0.0048926 |  |  | 875.7699 | 0.0087922 | 875.984 | 0.013737 | 875.9839 | 0.0086062 | 863.2594 | 0 | 875.984 | 0.0090134 | 875.7699 | 0.023653 | 870.5214 | 0 | 875.984 | 0.001203 | 875.984 | 0.006679
| 876.0099 | 0 |  |  | 871.0064 | 0 | 863.49 | 0 | 876.2242 | 0 | 876.2242 | -0.037659 | 876.2242 | -0.014436 |  |  | 876.2242 | 0 |  |  | 876.0099 | -0.0056763 | 876.2242 | 0 | 876.2242 | 0.0067616 | 863.4933 | 0 | 876.2242 | 0 | 876.0099 | -0.047484 | 870.7592 | 0 | 876.2242 | -0.014625 | 876.2242 | -0.008747
| 876.25 | 0 |  |  | 871.2442 | 0 | 863.73 | 0 | 876.4644 | 0.031476 | 876.4644 | 0.05332 | 876.4644 | -0.0021296 |  |  | 876.4644 | 0.0040776 |  |  | 876.25 | 0.007912 | 876.4644 | 0.012472 | 876.4644 | 0.01161 | 863.7274 | 0 | 876.4644 | 0.010838 | 876.25 | 0.030804 | 870.9969 | 0 | 876.4644 | -0.0017972 | 876.4644 | 0.017986
| 876.49 | 0 |  |  | 871.4821 | 0 | 863.96 | 0 | 876.7046 | 0 | 876.7046 | -0.026824 | 876.7046 | -0.022892 |  |  | 876.7046 | 0 |  |  | 876.49 | -0.006774 | 876.7046 | 0 | 876.7046 | 0.0010563 | 863.9613 | 0 | 876.7046 | 0 | 876.49 | -0.04638 | 871.2347 | 0 | 876.7046 | -0.010931 | 876.7046 | -0.02364
| 876.7301 | 0 |  |  | 871.7199 | 0 | 864.2 | 0 | 876.9448 | 0.035511 | 876.9448 | -0.012067 | 876.9448 | -0.0014997 |  |  | 876.9448 | 0.0020579 |  |  | 876.7301 | -0.00047138 | 876.9448 | 0.0058726 | 876.9448 | 0.0078049 | 864.1953 | 0 | 876.9448 | 0.0085892 | 876.7301 | 0.011744 | 871.4726 | 0 | 876.9448 | 0.00011966 | 876.9448 | 0.017295
| 876.9701 | 0 |  |  | 871.9578 | 0 | 864.43 | 0 | 877.1851 | 0 | 877.1851 | 0.024404 | 877.1851 | -0.0099007 |  |  | 877.1851 | 0 |  |  | 876.9701 | -0.02994 | 877.1851 | 0 | 877.1851 | 0.0071799 | 864.4293 | 0 | 877.1851 | 0 | 876.9701 | -0.053373 | 871.7104 | 0 | 877.1851 | -0.011565 | 877.1851 | -0.017605
| 877.2102 | 0 |  |  | 872.1957 | 0 | 864.66 | 0 | 877.4253 | 0.076109 | 877.4253 | 0.043322 | 877.4253 | 0.0089885 |  |  | 877.4253 | 0.006278 |  |  | 877.2102 | 0.019241 | 877.4253 | 0.0092545 | 877.4253 | 0.0068495 | 864.6633 | 0 | 877.4253 | 0.0068455 | 877.2102 | 0.022132 | 871.9482 | 0 | 877.4253 | 0.0017333 | 877.4253 | 0.018373
| 877.4502 | 0 |  |  | 872.4335 | 0 | 864.9 | 0 | 877.6656 | 0 | 877.6656 | -0.025599 | 877.6656 | -0.018916 |  |  | 877.6656 | 0 |  |  | 877.4503 | -0.018398 | 877.6656 | 0 | 877.6656 | 0.0098893 | 864.8973 | 0 | 877.6656 | 0 | 877.4502 | -0.018142 | 872.186 | 0 | 877.6656 | -0.0098108 | 877.6656 | -0.01804
| 877.6903 | 0 |  |  | 872.6714 | 0 | 865.13 | 0 | 877.9058 | 0.058121 | 877.9058 | -0.00052841 | 877.9058 | 0.0048235 |  |  | 877.9058 | 0.0075542 |  |  | 877.6903 | 0.013934 | 877.9058 | 0.015457 | 877.9058 | 0.01549 | 865.1313 | 0 | 877.9058 | 0.0069447 | 877.6903 | 0.0019291 | 872.4239 | 0 | 877.9058 | 0.00053482 | 877.9058 | 0.024776
| 877.9304 | 0 |  |  | 872.9093 | 0 | 865.37 | 0 | 878.1461 | 0 | 878.1461 | -0.0082773 | 878.1461 | -0.014821 |  |  | 878.1461 | 0 |  |  | 877.9304 | -0.0078378 | 878.1461 | 0 | 878.1461 | 0.0057164 | 865.3654 | 0 | 878.1461 | 0 | 877.9304 | -0.069938 | 872.6617 | 0 | 878.1461 | -0.0017141 | 878.1461 | -0.020086
| 878.1705 | 0 |  |  | 873.1472 | 0 | 865.6 | 0 | 878.3864 | 0.036755 | 878.3864 | 0.13053 | 878.3864 | 0.0082878 |  |  | 878.3863 | 0.0095813 |  |  | 878.1705 | 0.013183 | 878.3864 | 0.01507 | 878.3864 | 0.011692 | 865.5994 | 0 | 878.3863 | 0.012879 | 878.1705 | 0.066625 | 872.8996 | 0 | 878.3864 | 0.00194 | 878.3864 | 0.034475
| 878.4106 | 0 |  |  | 873.3851 | 0 | 865.83 | 0 | 878.6267 | 0 | 878.6267 | 0.0086147 | 878.6267 | -0.018323 |  |  | 878.6267 | 0 |  |  | 878.4106 | -0.0063471 | 878.6267 | 0 | 878.6266 | 0.0033363 | 865.8334 | 0 | 878.6267 | 0 | 878.4106 | -0.039018 | 873.1375 | 0 | 878.6267 | -0.0063793 | 878.6267 | -0.024594
| 878.6507 | 0 |  |  | 873.623 | 0 | 866.07 | 0 | 878.8669 | 0.021697 | 878.8669 | 0.0025138 | 878.8669 | -0.0048821 |  |  | 878.8669 | 0 |  |  | 878.6507 | 0.0070391 | 878.8669 | 0.00011928 | 878.8669 | 0.0054564 | 866.0675 | 0 | 878.8669 | 0.0082929 | 878.6507 | 0.062944 | 873.3754 | 0 | 878.8669 | -0.0012129 | 878.8669 | 0.010812
| 878.8908 | 0 |  |  | 873.8609 | 0 | 866.3 | 0 | 879.1072 | 0 | 879.1072 | 0.0024704 | 879.1072 | -0.023631 |  |  | 879.1072 | 0 |  |  | 878.8908 | -0.031865 | 879.1072 | 0 | 879.1072 | 0.00098174 | 866.3015 | 0 | 879.1072 | 0 | 878.8908 | -0.061472 | 873.6133 | 0 | 879.1072 | -0.015475 | 879.1072 | -0.028912
| 879.131 | 0 |  |  | 874.0989 | 0 | 866.54 | 0 | 879.3475 | 0.041464 | 879.3475 | -0.041424 | 879.3475 | -0.0012441 |  |  | 879.3475 | 0.0018265 |  |  | 879.131 | 0.033529 | 879.3475 | 0.0043671 | 879.3475 | 0.0090833 | 866.5356 | 0 | 879.3475 | 0.008189 | 879.131 | 0.026676 | 873.8512 | 0 | 879.3475 | 0.00018248 | 879.3475 | 0.020605
| 879.3711 | 0 |  |  | 874.3368 | 0 | 866.77 | 0 | 879.5879 | 0 | 879.5879 | 0.016694 | 879.5879 | -0.02318 |  |  | 879.5879 | 0 |  |  | 879.3711 | -0.0075265 | 879.5879 | 0 | 879.5879 | 0.0016236 | 866.7697 | 0 | 879.5879 | 0 | 879.3711 | -0.014161 | 874.0891 | 0 | 879.5879 | -0.0093357 | 879.5879 | -0.035739
| 879.6112 | 0 |  |  | 874.5748 | 0 | 867 | 0 | 879.8282 | 0.055841 | 879.8282 | -0.015927 | 879.8282 | 0.0043425 |  |  | 879.8282 | 0.0025217 |  |  | 879.6112 | 0.012528 | 879.8282 | 0.0077776 | 879.8282 | 0.0075135 | 867.0037 | 0 | 879.8282 | 0.0081573 | 879.6112 | 0.060735 | 874.327 | 0 | 879.8282 | 0.0037646 | 879.8282 | 0.017227
| 879.8514 | 0 |  |  | 874.8127 | 0 | 867.24 | 0 | 880.0685 | 0 | 880.0685 | -0.080511 | 880.0685 | -0.015116 |  |  | 880.0685 | 0 |  |  | 879.8514 | 0.011187 | 880.0685 | 0 | 880.0685 | 0.0047958 | 867.2379 | 0 | 880.0685 | 0 | 879.8514 | -0.027873 | 874.5649 | 0 | 880.0685 | -0.0073131 | 880.0685 | -0.020062
| 880.0915 | 0 |  |  | 875.0507 | 0 | 867.47 | 0 | 880.3089 | 0.061029 | 880.3089 | 0.08756 | 880.3089 | 0.0027152 |  |  | 880.3088 | 0.005257 |  |  | 880.0915 | 0.024122 | 880.3089 | 0.019316 | 880.3088 | 0.01054 | 867.4719 | 0 | 880.3088 | 0.0067686 | 880.0915 | 0.064416 | 874.8029 | 0 | 880.3089 | 0.0016819 | 880.3089 | 0.030389
| 880.3317 | 0 |  |  | 875.2887 | 0 | 867.71 | 0 | 880.5492 | 0 | 880.5492 | -0.050483 | 880.5492 | -0.0091852 |  |  | 880.5492 | 0 |  |  | 880.3317 | -0.0072453 | 880.5492 | 0 | 880.5492 | 0.002238 | 867.706 | 0 | 880.5492 | 0 | 880.3317 | -0.086134 | 875.0408 | 0 | 880.5492 | -0.011215 | 880.5492 | -0.033731
| 880.5718 | 0 |  |  | 875.5267 | 0 | 867.94 | 0 | 880.7895 | 0 | 880.7895 | -0.023215 | 880.7895 | -0.014034 |  |  | 880.7895 | 0 |  |  | 880.5718 | -0.01698 | 880.7895 | 0 | 880.7896 | 0.0016136 | 867.9401 | 0 | 880.7895 | 0 | 880.5718 | -0.023827 | 875.2787 | 0 | 880.7895 | -0.011064 | 880.7895 | -0.019187
| 880.812 | 0 |  |  | 875.7647 | 0 | 868.17 | 0 | 881.0299 | 0.026375 | 881.0299 | 0.065526 | 881.0299 | 0.014452 |  |  | 881.0299 | 0.0057584 |  |  | 880.812 | 0.010446 | 881.0299 | 0.0039624 | 881.0299 | 0.0092792 | 868.1742 | 0 | 881.0299 | 0.0099494 | 880.812 | -0.003836 | 875.5167 | 0 | 881.0299 | 0.0022003 | 881.0299 | 0.0265
| 881.0522 | 0 |  |  | 876.0027 | 0 | 868.41 | 0 | 881.2703 | 0 | 881.2703 | -0.012312 | 881.2703 | -0.012448 |  |  | 881.2703 | 0 |  |  | 881.0522 | -0.0051459 | 881.2703 | 0 | 881.2703 | 0.0068748 | 868.4083 | 0 | 881.2703 | 0 | 881.0522 | -0.041963 | 875.7547 | 0 | 881.2703 | -0.0089668 | 881.2703 | -0.025279
| 881.2923 | 0 |  |  | 876.2407 | 0 | 868.64 | 0 | 881.5107 | 0.037575 | 881.5107 | 0.01099 | 881.5107 | -0.0097639 |  |  | 881.5107 | 0.0064368 |  |  | 881.2923 | 0.0086271 | 881.5107 | 0.01351 | 881.5107 | 0.0075074 | 868.6425 | 0 | 881.5107 | 0.0070062 | 881.2923 | 0.036568 | 875.9927 | 0 | 881.5107 | 0.00089651 | 881.5107 | 0.014407
| 881.5325 | 0 |  |  | 876.4787 | 0 | 868.88 | 0 | 881.751 | 0 | 881.751 | 0.040148 | 881.751 | -0.012337 |  |  | 881.751 | 0 |  |  | 881.5325 | -0.0067554 | 881.751 | 0 | 881.751 | 0.0058177 | 868.8766 | 0 | 881.751 | 0 | 881.5325 | -0.085398 | 876.2307 | 0 | 881.751 | -0.0081045 | 881.751 | -0.027239
| 881.7727 | 0 |  |  | 876.7167 | 0 | 869.11 | 0 | 881.9914 | 0.031579 | 881.9914 | 0.050765 | 881.9914 | 0.017056 |  |  | 881.9915 | 0.012805 |  |  | 881.7727 | 0.011673 | 881.9914 | 0.0091317 | 881.9915 | 0.011939 | 869.1107 | 0 | 881.9915 | 0.014 | 881.7727 | 0.081717 | 876.4687 | 0 | 881.9914 | 0.012763 | 881.9914 | 0.026465
| 882.0129 | 0 |  |  | 876.9548 | 0 | 869.34 | 0 | 882.2318 | 0 | 882.2318 | 0.035419 | 882.2318 | -0.015078 |  |  | 882.2318 | 0 |  |  | 882.0129 | -0.0055704 | 882.2318 | 0 | 882.2318 | -0.00066339 | 869.3448 | 0 | 882.2318 | 0 | 882.0129 | -0.057054 | 876.7067 | 0 | 882.2318 | -0.0087254 | 882.2318 | -0.02633
| 882.2531 | 0 |  |  | 877.1928 | 0 | 869.58 | 0 | 882.4722 | 0.091584 | 882.4722 | 0.083388 | 882.4722 | 0.0069446 |  |  | 882.4722 | 0.0075351 |  |  | 882.2531 | 0.018202 | 882.4722 | 0.025788 | 882.4722 | 0.011564 | 869.579 | 0 | 882.4722 | 0.009532 | 882.2531 | 0.080612 | 876.9448 | 0 | 882.4722 | 0.0044034 | 882.4722 | 0.017454
| 882.4933 | 0 |  |  | 877.4309 | 0 | 869.81 | 0 | 882.7126 | 0 | 882.7126 | -0.033891 | 882.7126 | -0.015118 |  |  | 882.7127 | 0 |  |  | 882.4933 | 0.0027947 | 882.7126 | 0 | 882.7126 | 0.010045 | 869.8132 | 0 | 882.7127 | 0 | 882.4933 | -0.04049 | 877.1827 | 0 | 882.7126 | -0.0083256 | 882.7126 | -0.0099862
| 882.7336 | 0 |  |  | 877.6689 | 0 | 870.05 | 0 | 882.9531 | 0.07081 | 882.9531 | 0.034068 | 882.9531 | 0.0067465 |  |  | 882.9531 | 0 |  |  | 882.7336 | 0.01025 | 882.9531 | 0.019182 | 882.9531 | 0.0028284 | 870.0473 | 0 | 882.9531 | 0.0067228 | 882.7336 | 0.026261 | 877.4208 | 0 | 882.9531 | 0.00086816 | 882.9531 | 0.017445
| 882.9738 | 0 |  |  | 877.907 | 0 | 870.28 | 0 | 883.1935 | 0 | 883.1935 | 0.012976 | 883.1935 | -0.014099 |  |  | 883.1935 | 0 |  |  | 882.9738 | -0.016695 | 883.1935 | 0 | 883.1935 | 0.0018276 | 870.2815 | 0 | 883.1935 | 0 | 882.9738 | -0.035555 | 877.6589 | 0 | 883.1935 | -0.0063945 | 883.1935 | -0.02677
| 883.214 | 0 |  |  | 878.1451 | 0 | 870.52 | 0 | 883.4339 | 0.062869 | 883.4339 | 0.028583 | 883.4339 | -0.0050216 |  |  | 883.4339 | 0.0030244 |  |  | 883.214 | 0.014189 | 883.4339 | 0.025998 | 883.4339 | 0.0068421 | 870.5157 | 0 | 883.4339 | 0.0088429 | 883.214 | 0.0070652 | 877.8969 | 0 | 883.4339 | 0.00079235 | 883.4339 | 0.012355
| 883.4543 | 0 |  |  | 878.3832 | 0 | 870.75 | 0 | 883.6744 | 0 | 883.6744 | -0.082892 | 883.6744 | -0.025746 |  |  | 883.6744 | 0 |  |  | 883.4543 | -0.0025996 | 883.6744 | 0 | 883.6744 | 0.0059059 | 870.7499 | 0 | 883.6744 | 0 | 883.4543 | -0.056686 | 878.135 | 0 | 883.6744 | -0.01828 | 883.6744 | -0.032438
| 883.6945 | 0 |  |  | 878.6213 | 0 | 870.98 | 0 | 883.9148 | 0.094508 | 883.9148 | 0.061236 | 883.9148 | -0.003871 |  |  | 883.9148 | 0.0067688 |  |  | 883.6945 | 0.012163 | 883.9148 | 0.00076485 | 883.9148 | 0.015207 | 870.9841 | 0 | 883.9148 | 0.0081952 | 883.6945 | 0.044539 | 878.373 | 0 | 883.9148 | -0.00040057 | 883.9148 | 0.020629
| 883.9348 | 0 |  |  | 878.8594 | 0 | 871.22 | 0 | 884.1553 | 0 | 884.1553 | 0.018346 | 884.1553 | -0.016288 |  |  | 884.1553 | 0 |  |  | 883.9348 | 0.0055029 | 884.1553 | 0 | 884.1553 | 8.4699e-05 | 871.2183 | 0 | 884.1553 | 0 | 883.9348 | -0.044171 | 878.6111 | 0 | 884.1553 | -0.015556 | 884.1553 | -0.024547
| 884.175 | 0 |  |  | 879.0975 | 0 | 871.45 | 0 | 884.3958 | 0.093807 | 884.3958 | 0.056744 | 884.3958 | 0.0089284 |  |  | 884.3958 | 0.0099394 |  |  | 884.175 | 0.02349 | 884.3958 | 0.0082859 | 884.3958 | 0.01144 | 871.4525 | 0 | 884.3958 | 0.0058638 | 884.175 | 0.057054 | 878.8492 | 0 | 884.3958 | 0.0018813 | 884.3958 | 0.026098
| 884.4153 | 0 |  |  | 879.3357 | 0 | 871.69 | 0 | 884.6362 | 0 | 884.6362 | -0.050569 | 884.6362 | -0.016095 |  |  | 884.6362 | 0 |  |  | 884.4153 | -0.010301 | 884.6362 | 0 | 884.6362 | 0.0014848 | 871.6866 | 0 | 884.6362 | 0 | 884.4153 | -0.069938 | 879.0873 | 0 | 884.6362 | -0.012113 | 884.6362 | -0.028136
| 884.6556 | 0 |  |  | 879.5738 | 0 | 871.92 | 0 | 884.8767 | 0.1199 | 884.8767 | -0.021173 | 884.8767 | 0.017832 |  |  | 884.8767 | 0.006829 |  |  | 884.6556 | 0.017563 | 884.8767 | 0.011164 | 884.8767 | 0.0039205 | 871.9209 | 0 | 884.8767 | 0.0084916 | 884.6556 | 0.040122 | 879.3254 | 0 | 884.8767 | 0.0057767 | 884.8767 | 0.025125
| 884.8958 | 0 |  |  | 879.8119 | 0 | 872.16 | 0 | 885.1172 | 0 | 885.1172 | -0.047181 | 885.1172 | -0.015569 |  |  | 885.1172 | 0 |  |  | 884.8958 | -0.0062074 | 885.1172 | 0 | 885.1172 | 0.0050473 | 872.1551 | 0 | 885.1172 | 0 | 884.8958 | -0.065521 | 879.5636 | 0 | 885.1172 | -0.0078733 | 885.1172 | -0.020304
| 885.1361 | 0 |  |  | 880.0501 | 0 | 872.39 | 0 | 885.3577 | 0.060295 | 885.3577 | 0.081869 | 885.3577 | 0.017351 |  |  | 885.3577 | 0.01576 |  |  | 885.1361 | 0.023962 | 885.3577 | 0.033762 | 885.3577 | 0.011045 | 872.3893 | 0 | 885.3577 | 0.0087688 | 885.1361 | 0.02496 | 879.8017 | 0 | 885.3577 | 0.0062276 | 885.3577 | 0.027848
| 885.3764 | 0 |  |  | 880.2882 | 0 | 872.62 | 0 | 885.5982 | 0 | 885.5982 | -0.056597 | 885.5982 | -0.019804 |  |  | 885.5982 | 0 |  |  | 885.3764 | -0.012065 | 885.5982 | 0 | 885.5982 | 0.0040747 | 872.6236 | 0 | 885.5982 | 0 | 885.3764 | -0.027934 | 880.0399 | 0 | 885.5982 | -0.01552 | 885.5982 | -0.020266
| 885.6167 | 0 |  |  | 880.5264 | 0 | 872.86 | 0 | 885.8387 | 0.093622 | 885.8387 | 0.01845 | 885.8387 | 0.0091444 |  |  | 885.8387 | 0.0081572 |  |  | 885.6167 | 0.023303 | 885.8387 | 0.019941 | 885.8387 | 0.013907 | 872.8578 | 0 | 885.8387 | 0.0054838 | 885.6167 | 0.05411 | 880.278 | 0 | 885.8387 | 0.0058802 | 885.8387 | 0.012058
| 885.857 | 0 |  |  | 880.7646 | 0 | 873.09 | 0 | 886.0792 | 0 | 886.0792 | -0.018547 | 886.0792 | -0.0066647 |  |  | 886.0792 | 0 |  |  | 885.857 | 0.00055005 | 886.0792 | 0 | 886.0792 | 0.00083748 | 873.0921 | 0 | 886.0792 | 0 | 885.857 | -0.074723 | 880.5162 | 0 | 886.0792 | -0.0044468 | 886.0792 | -0.009975
| 886.0973 | 0 |  |  | 881.0028 | 0 | 873.33 | 0 | 886.3198 | 0.037754 | 886.3198 | 0.011604 | 886.3198 | -7.5216e-06 |  |  | 886.3198 | 0.0048062 |  |  | 886.0973 | 0.0095347 | 886.3198 | 0.013771 | 886.3198 | 0.0038271 | 873.3264 | 0 | 886.3198 | 0.0053573 | 886.0973 | 0.031747 | 880.7543 | 0 | 886.3198 | -0.0034685 | 886.3198 | 0.026993
| 886.3377 | 0 |  |  | 881.241 | 0 | 873.56 | 0 | 886.5603 | 0 | 886.5603 | -0.059264 | 886.5603 | -0.032788 |  |  | 886.5603 | 0 |  |  | 886.3377 | -0.020241 | 886.5603 | 0 | 886.5603 | 0.0019041 | 873.5606 | 0 | 886.5603 | 0 | 886.3377 | -0.048956 | 880.9926 | 0 | 886.5603 | -0.016662 | 886.5603 | -0.033619
| 886.578 | 0 |  |  | 881.4792 | 0 | 873.79 | 0 | 886.8008 | 0.049192 | 886.8008 | 0.012761 | 886.8008 | 0.0049317 |  |  | 886.8008 | 0.0041718 |  |  | 886.578 | 0.0076338 | 886.8008 | 0.010861 | 886.8008 | 0.010914 | 873.7949 | 0 | 886.8008 | 0.0079565 | 886.578 | -0.00057037 | 881.2307 | 0 | 886.8008 | -0.0022708 | 886.8008 | 0.014832
| 886.8183 | 0 |  |  | 881.7174 | 0 | 874.03 | 0 | 887.0414 | 0 | 887.0414 | 0.011648 | 887.0414 | -0.025586 |  |  | 887.0414 | 0 |  |  | 886.8183 | -0.019651 | 887.0414 | 0 | 887.0414 | 0.0074107 | 874.0292 | 0 | 887.0414 | 0 | 886.8183 | -0.079876 | 881.4689 | 0 | 887.0414 | -0.016204 | 887.0414 | -0.050269
| 887.0587 | 0 |  |  | 881.9556 | 0 | 874.26 | 0 | 887.2819 | 0.076028 | 887.2819 | 0.132 | 887.2819 | 0.0097922 |  |  | 887.2819 | 0.0069713 |  |  | 887.0587 | 0.021008 | 887.2819 | 0.025263 | 887.2819 | 0.0086063 | 874.2634 | 0 | 887.2819 | 0.0061707 | 887.0587 | 0.045644 | 881.7071 | 0 | 887.2819 | 0.0059449 | 887.2819 | 0.01499
| 887.299 | 0 |  |  | 882.1939 | 0 | 874.5 | 0 | 887.5225 | 0 | 887.5225 | -0.030743 | 887.5225 | -0.016747 |  |  | 887.5225 | 0 |  |  | 887.299 | -0.0062775 | 887.5225 | 0 | 887.5225 | 0.0064631 | 874.4977 | 0 | 887.5225 | 0 | 887.299 | -0.026059 | 881.9453 | 0 | 887.5225 | -0.010915 | 887.5225 | -0.034476
| 887.5394 | 0 |  |  | 882.4321 | 0 | 874.73 | 0 | 887.7631 | 0.055322 | 887.7631 | -0.046514 | 887.7631 | -0.010433 |  |  | 887.7631 | 0.0074993 |  |  | 887.5394 | 0.00016587 | 887.7631 | 0.0098404 | 887.7631 | 0.008739 | 874.7321 | 0 | 887.7631 | 0.0046427 | 887.5394 | 0.044907 | 882.1835 | 0 | 887.7631 | -0.0068122 | 887.7631 | 0.026118
| 887.7797 | 0 |  |  | 882.6703 | 0 | 874.97 | 0 | 888.0037 | 0 | 888.0037 | -0.14523 | 888.0037 | -0.020646 |  |  | 888.0037 | 0 |  |  | 887.7797 | -0.0015327 | 888.0037 | 0 | 888.0037 | -0.0020969 | 874.9663 | 0 | 888.0037 | 0 | 887.7797 | -0.045275 | 882.4218 | 0 | 888.0037 | -0.01096 | 888.0037 | -0.028536
| 888.0201 | 0 |  |  | 882.9086 | 0 | 875.2 | 0 | 888.2443 | 0.079366 | 888.2443 | -0.037207 | 888.2443 | 0.0047655 |  |  | 888.2443 | 0 |  |  | 888.0201 | -0.0011418 | 888.2443 | 0.0071101 | 888.2443 | 0.0066194 | 875.2006 | 0 | 888.2443 | 0.010551 | 888.0201 | 0.050061 | 882.66 | 0 | 888.2443 | -0.0026077 | 888.2443 | 0.0093082
| 888.2604 | 0 |  |  | 883.1469 | 0 | 875.43 | 0 | 888.4848 | 0 | 888.4848 | -0.069642 | 888.4848 | -0.0041857 |  |  | 888.4849 | 0 |  |  | 888.2605 | 0.0079101 | 888.4848 | 0 | 888.4849 | -0.00018975 | 875.435 | 0 | 888.4849 | 0 | 888.2604 | -0.055214 | 882.8983 | 0 | 888.4848 | -0.0074199 | 888.4848 | -0.017839
| 888.5008 | 0 |  |  | 883.3851 | 0 | 875.67 | 0 | 888.7255 | 0.081998 | 888.7255 | 0.13682 | 888.7255 | 0.00059858 |  |  | 888.7255 | 0.0057807 |  |  | 888.5008 | 0.026883 | 888.7255 | 0.015058 | 888.7255 | 0.006465 | 875.6693 | 0 | 888.7255 | 0.0086158 | 888.5008 | 0.009661 | 883.1365 | 0 | 888.7255 | 0.005073 | 888.7255 | 0.01921
| 888.7412 | 0 |  |  | 883.6234 | 0 | 875.9 | 0 | 888.9661 | 0 | 888.9661 | -0.087426 | 888.9661 | -0.011537 |  |  | 888.9661 | 0 |  |  | 888.7412 | -0.0011489 | 888.9661 | 0 | 888.9661 | -0.0001829 | 875.9036 | 0 | 888.9661 | 0 | 888.7412 | -0.090551 | 883.3748 | 0 | 888.9661 | -0.014103 | 888.9661 | -0.02962
| 888.9816 | 0 |  |  | 883.8617 | 0 | 876.14 | 0 | 889.2067 | 0.053372 | 889.2067 | 0.13594 | 889.2067 | 0.00076334 |  |  | 889.2067 | 0.0043247 |  |  | 888.9816 | -0.00054607 | 889.2067 | 0.0060962 | 889.2067 | 0.013581 | 876.138 | 0 | 889.2067 | 0.0059316 | 888.9816 | -0.0060001 | 883.6131 | 0 | 889.2067 | -0.0020238 | 889.2067 | 0.01451
| 889.222 | 0 |  |  | 884.1 | 0 | 876.37 | 0 | 889.4473 | 0 | 889.4473 | 0.029976 | 889.4473 | -0.016132 |  |  | 889.4473 | 0 |  |  | 889.222 | -0.012784 | 889.4473 | 0 | 889.4473 | 0.0073222 | 876.3723 | 0 | 889.4473 | 0 | 889.222 | -0.034382 | 883.8514 | 0 | 889.4473 | -0.010014 | 889.4473 | -0.020471
| 889.4624 | 0 |  |  | 884.3383 | 0 | 876.61 | 0 | 889.6879 | 0.032463 | 889.6879 | 0.15282 | 889.6879 | 0.003778 |  |  | 889.6879 | 0.0062296 |  |  | 889.4624 | -0.0089363 | 889.6879 | 0.011083 | 889.6879 | 0.012414 | 876.6067 | 0 | 889.6879 | 0.011038 | 889.4624 | 0.072146 | 884.0897 | 0 | 889.6879 | -0.0032082 | 889.6879 | 0.020363
| 889.7028 | 0 |  |  | 884.5766 | 0 | 876.84 | 0 | 889.9286 | 0 | 889.9286 | -0.041943 | 889.9286 | -0.017767 |  |  | 889.9286 | 0 |  |  | 889.7028 | -0.018013 | 889.9286 | 0 | 889.9286 | 0.005166 | 876.8411 | 0 | 889.9286 | 0 | 889.7028 | -0.076195 | 884.328 | 0 | 889.9286 | -0.010718 | 889.9286 | -0.01876
| 889.9432 | 0 |  |  | 884.815 | 0 | 877.08 | 0 | 890.1692 | 0.092043 | 890.1692 | 0.1299 | 890.1692 | -0.0041264 |  |  | 890.1693 | 0.0022911 |  |  | 889.9432 | -0.0091966 | 890.1692 | 0.016105 | 890.1693 | 0.0088954 | 877.0754 | 0 | 890.1693 | 0.0084311 | 889.9432 | 0.064784 | 884.5663 | 0 | 890.1692 | -0.0027697 | 890.1692 | 0.013868
| 890.1837 | 0 |  |  | 885.0533 | 0 | 877.31 | 0 | 890.4099 | 0 | 890.4099 | 0.018487 | 890.4099 | -0.0074316 |  |  | 890.4099 | 0 |  |  | 890.1837 | -0.0056122 | 890.4099 | 0 | 890.4099 | 0.0029096 | 877.3098 | 0 | 890.4099 | 0 | 890.1837 | -0.023498 | 884.8046 | 0 | 890.4099 | -0.0036112 | 890.4099 | -0.016829
| 890.4241 | 0 |  |  | 885.2917 | 0 | 877.54 | 0 | 890.6505 | 0.023591 | 890.6505 | 0.007797 | 890.6505 | -0.002487 |  |  | 890.6506 | 0.0061172 |  |  | 890.4241 | 0.019535 | 890.6505 | 0.0094675 | 890.6506 | 0.0071696 | 877.5442 | 0 | 890.6506 | 0.010898 | 890.4241 | 0.067729 | 885.043 | 0 | 890.6505 | -0.0014057 | 890.6505 | 0.0086787
| 890.6645 | 0 |  |  | 885.53 | 0 | 877.78 | 0 | 890.8912 | 0 | 890.8912 | 0.035128 | 890.8912 | -0.026942 |  |  | 890.8912 | 0 |  |  | 890.6645 | -0.010331 | 890.8912 | 0 | 890.8912 | -0.0014681 | 877.7786 | 0 | 890.8912 | 0 | 890.6645 | -0.064048 | 885.2813 | 0 | 890.8912 | -0.014881 | 890.8912 | -0.043575
| 890.905 | 0 |  |  | 885.7684 | 0 | 878.01 | 0 | 891.1319 | 0.037232 | 891.1319 | 0.097 | 891.1319 | 0.0050127 |  |  | 891.1319 | 0.010029 |  |  | 890.905 | 0.0059052 | 891.1319 | 0.017455 | 891.1319 | 0.0054597 | 878.0129 | 0 | 891.1319 | 0.0067906 | 890.905 | 0.065521 | 885.5197 | 0 | 891.1319 | 0.0049821 | 891.1319 | 0.02821
| 891.1454 | 0 |  |  | 886.0067 | 0 | 878.25 | 0 | 891.3726 | 0 | 891.3726 | -0.063172 | 891.3726 | -0.022041 |  |  | 891.3726 | 0 |  |  | 891.1454 | -0.0037981 | 891.3726 | 0 | 891.3726 | 0.0090803 | 878.2473 | 0 | 891.3726 | 0 | 891.1454 | -0.057791 | 885.7581 | 0 | 891.3726 | -0.010968 | 891.3726 | -0.034829
| 891.3859 | 0 |  |  | 886.2451 | 0 | 878.48 | 0 | 891.6133 | 0.077336 | 891.6133 | 0.049875 | 891.6133 | 0.0059342 |  |  | 891.6133 | 0.005693 |  |  | 891.3859 | 0.028947 | 891.6133 | 0.019102 | 891.6133 | 0.006418 | 878.4818 | 0 | 891.6133 | 0.01089 | 891.3859 | 0.029636 | 885.9964 | 0 | 891.6133 | -0.00032753 | 891.6133 | 0.0064853
| 891.6263 | 0 |  |  | 886.4835 | 0 | 878.72 | 0 | 891.854 | 0 | 891.854 | -0.0091895 | 891.854 | -0.01999 |  |  | 891.854 | 0 |  |  | 891.6263 | -0.017031 | 891.854 | 0 | 891.854 | 0.0007361 | 878.7162 | 0 | 891.854 | 0 | 891.6263 | -0.050797 | 886.2348 | 0 | 891.854 | -0.010108 | 891.854 | -0.034
| 891.8668 | 0 |  |  | 886.7219 | 0 | 878.95 | 0 | 892.0947 | 0.046431 | 892.0947 | 0.10662 | 892.0947 | 0.0093563 |  |  | 892.0947 | 0.0041924 |  |  | 891.8668 | 0.0047897 | 892.0947 | 0.0025637 | 892.0947 | 0.0036336 | 878.9506 | 0 | 892.0947 | 0.0096608 | 891.8668 | 0.058159 | 886.4732 | 0 | 892.0947 | 0.0025216 | 892.0947 | 0.030412
| 892.1073 | 0 |  |  | 886.9603 | 0 | 879.18 | 0 | 892.3354 | 0 | 892.3354 | 0.031334 | 892.3354 | -0.036564 |  |  | 892.3354 | 0 |  |  | 892.1073 | -0.028545 | 892.3354 | 0 | 892.3354 | -0.00072206 | 879.185 | 0 | 892.3354 | 0 | 892.1073 | -0.08098 | 886.7116 | 0 | 892.3354 | -0.020532 | 892.3354 | -0.020716
| 892.3478 | 0 |  |  | 887.1987 | 0 | 879.42 | 0 | 892.5761 | 0.019154 | 892.5761 | 0.10554 | 892.5761 | 0.010105 |  |  | 892.5761 | 0.0068409 |  |  | 892.3478 | 0.0074414 | 892.5761 | 0.0073689 | 892.5761 | 0.01031 | 879.4194 | 0 | 892.5761 | 0.0069377 | 892.3478 | 0.081349 | 886.95 | 0 | 892.5761 | -0.0011507 | 892.5761 | 0.035612
| 892.5883 | 0 |  |  | 887.4371 | 0 | 879.65 | 0 | 892.8169 | 0 | 892.8169 | -0.010559 | 892.8169 | -0.019761 |  |  | 892.8168 | 0 |  |  | 892.5883 | -0.021656 | 892.8169 | 0 | 892.8168 | 0.0016726 | 879.6539 | 0 | 892.8168 | 0 | 892.5883 | -0.030681 | 887.1884 | 0 | 892.8169 | -0.011822 | 892.8169 | -0.025641
| 892.8288 | 0 |  |  | 887.6756 | 0 | 879.89 | 0 | 893.0576 | 0.050897 | 893.0576 | 0.054559 | 893.0576 | 0.0026947 |  |  | 893.0576 | 0.0077128 |  |  | 892.8288 | 0.013682 | 893.0576 | 0.012279 | 893.0576 | 0.014803 | 879.8884 | 0 | 893.0576 | 0.011224 | 892.8288 | 0.026733 | 887.4269 | 0 | 893.0576 | -0.0001566 | 893.0576 | 0.016753
| 893.0693 | 0 |  |  | 887.914 | 0 | 880.12 | 0 | 893.2983 | 0 | 893.2983 | 0.0084448 | 893.2983 | -0.010012 |  |  | 893.2983 | 0 |  |  | 893.0693 | -0.0086137 | 893.2983 | 0 | 893.2983 | 0.0043482 | 880.1228 | 0 | 893.2983 | 0 | 893.0693 | -0.024678 | 887.6653 | 0 | 893.2983 | -0.0083941 | 893.2983 | -0.024694
| 893.3098 | 0 |  |  | 888.1525 | 0 | 880.36 | 0 | 893.5391 | 0.042005 | 893.5391 | 0.062988 | 893.5391 | 0.00017894 |  |  | 893.5391 | 0.0093126 |  |  | 893.3098 | 0.010774 | 893.5391 | 0.0080681 | 893.5391 | 0.0092292 | 880.3572 | 0 | 893.5391 | 0.013356 | 893.3098 | 0.050429 | 887.9037 | 0 | 893.5391 | 0.0012818 | 893.5391 | 0.031144
| 893.5503 | 0 |  |  | 888.3909 | 0 | 880.59 | 0 | 893.7799 | 0 | 893.7799 | 0.020942 | 893.7799 | -0.021515 |  |  | 893.7799 | 0 |  |  | 893.5503 | -0.024993 | 893.7799 | 0 | 893.7798 | 0.0010838 | 880.5917 | 0 | 893.7799 | 0 | 893.5503 | -0.047116 | 888.1422 | 0 | 893.7799 | -0.0067295 | 893.7799 | -0.024803
| 893.7908 | 0 |  |  | 888.6294 | 0 | 880.83 | 0 | 894.0206 | 0.081161 | 894.0206 | 0.07948 | 894.0206 | 0.016229 |  |  | 894.0206 | 0.0095813 |  |  | 893.7908 | 0.014674 | 894.0206 | 0.010647 | 894.0206 | 0.012616 | 880.8262 | 0 | 894.0206 | 0.0099506 | 893.7908 | 0.052269 | 888.3807 | 0 | 894.0206 | 0.00035482 | 894.0206 | 0.031472
| 894.0313 | 0 |  |  | 888.8679 | 0 | 881.06 | 0 | 894.2614 | 0 | 894.2614 | 0.043158 | 894.2614 | -0.0099336 |  |  | 894.2614 | 0 |  |  | 894.0313 | 0.0026335 | 894.2614 | 0 | 894.2614 | 0.0015029 | 881.0607 | 0 | 894.2614 | 0 | 894.0313 | -0.042699 | 888.6191 | 0 | 894.2614 | -0.0070695 | 894.2614 | -0.026248
| 894.2719 | 0 |  |  | 889.1063 | 0 | 881.3 | 0 | 894.5022 | 0.10788 | 894.5022 | 0.19362 | 894.5022 | 0.013177 |  |  | 894.5022 | 0.0084308 |  |  | 894.2719 | 0.0041395 | 894.5022 | 0.0166 | 894.5022 | 0.0013899 | 881.2952 | 0 | 894.5022 | 0.012686 | 894.2719 | 0.023085 | 888.8576 | 0 | 894.5022 | 0.0050501 | 894.5022 | 0.03037
| 894.5124 | 0 |  |  | 889.3448 | 0 | 881.53 | 0 | 894.743 | 0 | 894.743 | 0.047982 | 894.743 | -0.018908 |  |  | 894.743 | 0 |  |  | 894.5124 | -0.020998 | 894.743 | 0 | 894.743 | 0.0021082 | 881.5297 | 0 | 894.743 | 0 | 894.5124 | -0.048956 | 889.0961 | 0 | 894.743 | -0.014416 | 894.743 | -0.038792
| 894.753 | 0 |  |  | 889.5833 | 0 | 881.76 | 0 | 894.9838 | 0.056141 | 894.9838 | 0.12414 | 894.9838 | 0.0006067 |  |  | 894.9838 | 0.006537 |  |  | 894.753 | 0.0092344 | 894.9838 | 0.011412 | 894.9838 | 0.0026529 | 881.7642 | 0 | 894.9838 | 0.0071746 | 894.753 | 0.030293 | 889.3346 | 0 | 894.9838 | -0.0065379 | 894.9838 | 0.033509
| 894.9935 | 0 |  |  | 889.8218 | 0 | 882 | 0 | 895.2246 | 0 | 895.2246 | -0.011991 | 895.2246 | -0.011725 |  |  | 895.2246 | 0 |  |  | 894.9935 | -0.021989 | 895.2246 | 0 | 895.2246 | -0.0018421 | 881.9987 | 0 | 895.2246 | 0 | 894.9935 | -0.066625 | 889.5731 | 0 | 895.2246 | -0.0031187 | 895.2246 | -0.009413
| 895.2341 | 0 |  |  | 890.0604 | 0 | 882.23 | 0 | 895.4654 | 0.051689 | 895.4654 | 0.063944 | 895.4654 | 0.0077292 |  |  | 895.4654 | 0.011641 |  |  | 895.2341 | 0.016106 | 895.4654 | 0.018584 | 895.4654 | 0.012978 | 882.2332 | 0 | 895.4654 | 0.0082593 | 895.2341 | 0.03 | 889.8116 | 0 | 895.4654 | 0.0023798 | 895.4654 | 0.027994
| 895.4746 | 0 |  |  | 890.2989 | 0 | 882.47 | 0 | 895.7062 | 0 | 895.7062 | -0.11023 | 895.7062 | -0.024032 |  |  | 895.7062 | 0 |  |  | 895.4746 | -0.036205 | 895.7062 | 0 | 895.7062 | -0.00050874 | 882.4677 | 0 | 895.7062 | 0 | 895.4746 | -0.043435 | 890.0502 | 0 | 895.7062 | -0.0092545 | 895.7062 | -0.029541
| 895.7152 | 0 |  |  | 890.5374 | 0 | 882.7 | 0 | 895.947 | 0.055082 | 895.947 | 0.06488 | 895.947 | 0.0041482 |  |  | 895.947 | 0.0074389 |  |  | 895.7152 | 0.035343 | 895.947 | 0.024866 | 895.947 | 0.0093811 | 882.7023 | 0 | 895.947 | 0.0078222 | 895.7152 | 0.019913 | 890.2887 | 0 | 895.947 | 0.0080528 | 895.947 | 0.039872
| 895.9558 | 0 |  |  | 890.776 | 0 | 882.94 | 0 | 896.1879 | 0 | 896.1879 | -0.091361 | 896.1879 | -0.032365 |  |  | 896.1879 | 0 |  |  | 895.9558 | -0.034222 | 896.1879 | 0 | 896.1879 | -0.0013185 | 882.9368 | 0 | 896.1879 | 0 | 895.9558 | -0.08687 | 890.5273 | 0 | 896.1879 | -0.023786 | 896.1879 | -0.025895
| 896.1964 | 0 |  |  | 891.0145 | 0 | 883.17 | 0 | 896.4287 | 0.055673 | 896.4287 | 0.1076 | 896.4287 | -0.001706 |  |  | 896.4287 | 0.0026502 |  |  | 896.1964 | 0.012233 | 896.4287 | 0.0051882 | 896.4287 | 0.010551 | 883.1713 | 0 | 896.4287 | 0.0077412 | 896.1964 | 0.053005 | 890.7658 | 0 | 896.4287 | -0.0038334 | 896.4287 | 0.015692
| 896.437 | 0 |  |  | 891.2531 | 0 | 883.41 | 0 | 896.6696 | 0 | 896.6696 | 0.022725 | 896.6696 | -0.016978 |  |  | 896.6696 | 0 |  |  | 896.437 | -0.015642 | 896.6696 | 0 | 896.6696 | 0.0012381 | 883.4059 | 0 | 896.6696 | 0 | 896.437 | -0.051901 | 891.0044 | 0 | 896.6696 | -0.0057935 | 896.6696 | -0.027612
| 896.6776 | 0 |  |  | 891.4917 | 0 | 883.64 | 0 | 896.9104 | 0.085793 | 896.9104 | 0.049118 | 896.9104 | 0.01881 |  |  | 896.9104 | 0.021133 |  |  | 896.6776 | 0.015497 | 896.9104 | 0.022052 | 896.9104 | 0.0076408 | 883.6404 | 0 | 896.9104 | 0.011563 | 896.6776 | 0.054478 | 891.243 | 0 | 896.9104 | 0.0066489 | 896.9104 | 0.039749
| 896.9182 | 0 |  |  | 891.7302 | 0 | 883.88 | 0 | 897.1513 | 0 | 897.1513 | 0.0036896 | 897.1513 | -0.0092096 |  |  | 897.1513 | 0 |  |  | 896.9182 | -0.024826 | 897.1513 | 0 | 897.1513 | -0.00082665 | 883.875 | 0 | 897.1513 | 0 | 896.9182 | -0.060367 | 891.4816 | 0 | 897.1513 | -0.016095 | 897.1513 | -0.013391
| 897.1588 | 0 |  |  | 891.9688 | 0 | 884.11 | 0 | 897.3922 | 0.044664 | 897.3922 | 0.041299 | 897.3922 | 0.011351 |  |  | 897.3922 | 0.0041744 |  |  | 897.1588 | 0.0087354 | 897.3922 | 0.016858 | 897.3922 | 0.0097524 | 884.1096 | 0 | 897.3922 | 0.0042802 | 897.1588 | 0.071778 | 891.7202 | 0 | 897.3922 | 0.010389 | 897.3922 | 0.012627
| 897.3994 | 0 |  |  | 892.2074 | 0 | 884.34 | 0 | 897.633 | 0 | 897.633 | -0.11093 | 897.633 | -0.031765 |  |  | 897.6331 | 0 |  |  | 897.3994 | -0.028642 | 897.633 | 0 | 897.6331 | -0.0048294 | 884.3442 | 0 | 897.6331 | 0 | 897.3994 | -0.056318 | 891.9587 | 0 | 897.633 | -0.020643 | 897.633 | -0.016872
| 897.64 | 0 |  |  | 892.446 | 0 | 884.58 | 0 | 897.8739 | 0.072706 | 897.8739 | -0.010591 | 897.8739 | 0.0018929 |  |  | 897.874 | 0.0088356 |  |  | 897.64 | 0.022068 | 897.8739 | 0.014277 | 897.874 | 0.0072721 | 884.5787 | 0 | 897.874 | 0.012107 | 897.64 | 0.10343 | 892.1974 | 0 | 897.8739 | 0.0064658 | 897.8739 | 0.03491
| 897.8806 | 0 |  |  | 892.6846 | 0 | 884.81 | 0 | 898.1148 | 0 | 898.1148 | 0.012912 | 898.1148 | -0.025501 |  |  | 898.1148 | 0 |  |  | 897.8806 | -0.011005 | 898.1148 | 0 | 898.1148 | -0.00048802 | 884.8134 | 0 | 898.1148 | 0 | 897.8806 | -0.057054 | 892.436 | 0 | 898.1148 | -0.018278 | 898.1148 | -0.029501
| 898.1213 | 0 |  |  | 892.9233 | 0 | 885.05 | 0 | 898.3557 | 0.046 | 898.3557 | -0.051872 | 898.3557 | 0.0027923 |  |  | 898.3557 | 0.0061135 |  |  | 898.1213 | -0.00026348 | 898.3557 | 0.023516 | 898.3557 | 0.0060377 | 885.0479 | 0 | 898.3557 | 0.006648 | 898.1213 | 0.053742 | 892.6746 | 0 | 898.3557 | -0.0030299 | 898.3557 | 0.029448
| 898.3619 | 0 |  |  | 893.1619 | 0 | 885.28 | 0 | 898.5966 | 0 | 898.5966 | -0.047544 | 898.5966 | -0.011464 |  |  | 898.5966 | 0 |  |  | 898.3619 | -0.027348 | 898.5966 | 0 | 898.5966 | 0.0032947 | 885.2825 | 0 | 898.5966 | 0 | 898.3619 | -0.043067 | 892.9133 | 0 | 898.5966 | -0.011257 | 898.5966 | -0.014307
| 898.6026 | 0 |  |  | 893.4005 | 0 | 885.52 | 0 | 898.8376 | 0.044344 | 898.8376 | 0.008176 | 898.8376 | 0.0015236 |  |  | 898.8376 | 0 |  |  | 898.6026 | 0.0055967 | 898.8376 | 0.0086609 | 898.8376 | 0.0051431 | 885.5172 | 0 | 898.8376 | 0.003503 | 898.6026 | 0.046012 | 893.1519 | 0 | 898.8376 | -0.0023554 | 898.8376 | 0.01375
| 898.8432 | 0 |  |  | 893.6392 | 0 | 885.75 | 0 | 899.0785 | 0 | 899.0785 | -0.019867 | 899.0785 | -0.033439 |  |  | 899.0785 | 0 |  |  | 898.8432 | -0.038851 | 899.0785 | 0 | 899.0785 | 0.0040004 | 885.7518 | 0 | 899.0785 | 0 | 898.8432 | -0.12736 | 893.3906 | 0 | 899.0785 | -0.015764 | 899.0785 | -0.026616
| 899.0839 | 0 |  |  | 893.8778 | 0 | 885.99 | 0 | 899.3194 | 0.091831 | 899.3194 | 0.091138 | 899.3194 | -0.001508 |  |  | 899.3194 | 0.0064037 |  |  | 899.0839 | 0.011214 | 899.3194 | 0.026058 | 899.3194 | 0.010947 | 885.9864 | 0 | 899.3194 | 0.010155 | 899.0839 | 0.035572 | 893.6292 | 0 | 899.3194 | 0.00065239 | 899.3194 | 0.03252
| 899.3246 | 0 |  |  | 894.1165 | 0 | 886.22 | 0 | 899.5604 | 0 | 899.5604 | -0.082865 | 899.5604 | -0.027674 |  |  | 899.5604 | 0 |  |  | 899.3246 | -0.032066 | 899.5604 | 0 | 899.5604 | -0.0027703 | 886.221 | 0 | 899.5604 | 0 | 899.3246 | -0.053742 | 893.8679 | 0 | 899.5604 | -0.015435 | 899.5604 | -0.010228
| 899.5652 | 0 |  |  | 894.3552 | 0 | 886.46 | 0 | 899.8013 | 0.030273 | 899.8013 | 0.04151 | 899.8013 | 0.0076418 |  |  | 899.8013 | 0.0082761 |  |  | 899.5652 | 0.021203 | 899.8013 | 0.022011 | 899.8013 | 0.0075171 | 886.4556 | 0 | 899.8013 | 0.0087101 | 899.5652 | 0.036809 | 894.1066 | 0 | 899.8013 | 0.013553 | 899.8013 | 0.039263
| 899.8059 | 0 |  |  | 894.5939 | 0 | 886.69 | 0 | 900.0423 | 0 | 900.0423 | -0.12804 | 900.0423 | -0.027366 |  |  | 900.0422 | 0 |  |  | 899.8059 | -0.022951 | 900.0423 | 0 | 900.0422 | 0.0012074 | 886.6903 | 0 | 900.0422 | 0 | 899.8059 | -0.089815 | 894.3453 | 0 | 900.0423 | -0.010763 | 900.0423 | -0.011882
| 900.0466 | 0 |  |  | 894.8326 | 0 | 886.92 | 0 | 900.2832 | 0.091213 | 900.2832 | 0.06461 | 900.2832 | 0.0086664 |  |  | 900.2832 | 0.0067557 |  |  | 900.0466 | 0.02052 | 900.2832 | 0.015563 | 900.2832 | 0.0043969 | 886.9249 | 0 | 900.2832 | 0.003839 | 900.0466 | 0.032482 | 894.584 | 0 | 900.2832 | -0.0014341 | 900.2832 | 0.0086819
| 900.2873 | 0 |  |  | 895.0713 | 0 | 887.16 | 0 | 900.5242 | 0 | 900.5242 | -0.090423 | 900.5242 | -0.018577 |  |  | 900.5242 | 0 |  |  | 900.2873 | -0.015942 | 900.5242 | 0 | 900.5242 | 0.0035096 | 887.1596 | 0 | 900.5242 | 0 | 900.2873 | -0.076563 | 894.8227 | 0 | 900.5242 | -0.011108 | 900.5242 | -0.023844
| 900.528 | 0 |  |  | 895.31 | 0 | 887.39 | 0 | 900.7652 | 0.043134 | 900.7652 | 0.16692 | 900.7652 | -0.0039804 |  |  | 900.7651 | 0.0024401 |  |  | 900.528 | 0.019106 | 900.7652 | 0.018301 | 900.7651 | 0.0074764 | 887.3943 | 0 | 900.7651 | 0.012799 | 900.528 | 0.027229 | 895.0615 | 0 | 900.7652 | -1.1582e-05 | 900.7652 | 0.0057306
| 900.7687 | 0 |  |  | 895.5487 | 0 | 887.63 | 0 | 901.0061 | 0 | 901.0061 | -0.069776 | 901.0061 | -0.038806 |  |  | 901.0062 | 0 |  |  | 900.7687 | -0.036357 | 901.0061 | 0 | 901.0062 | -0.0040531 | 887.629 | 0 | 901.0062 | 0 | 900.7687 | -0.098281 | 895.3002 | 0 | 901.0061 | -0.018356 | 901.0061 | -0.024813
| 901.0094 | 0 |  |  | 895.7874 | 0 | 887.86 | 0 | 901.2471 | 0.069206 | 901.2471 | -0.017429 | 901.2471 | 0.0093271 |  |  | 901.2471 | 0.0055129 |  |  | 901.0094 | 0.024185 | 901.2471 | 0.011686 | 901.2471 | 0.0077999 | 887.8636 | 0 | 901.2471 | 0.011037 | 901.0094 | 0.078772 | 895.5389 | 0 | 901.2471 | 0.0075714 | 901.2471 | 0.021508
| 901.2501 | 0 |  |  | 896.0262 | 0 | 888.1 | 0 | 901.4881 | 0 | 901.4881 | -0.065576 | 901.4881 | -0.028765 |  |  | 901.4882 | 0 |  |  | 901.2501 | -0.023539 | 901.4881 | 0 | 901.4882 | 0.0017977 | 888.0983 | 0 | 901.4882 | 0 | 901.2501 | -0.066625 | 895.7776 | 0 | 901.4881 | -0.0076031 | 901.4881 | -0.034703
| 901.4909 | 0 |  |  | 896.2649 | 0 | 888.33 | 0 | 901.7291 | 0.074171 | 901.7291 | -0.082799 | 901.7291 | 0.0046853 |  |  | 901.7291 | 0.0048667 |  |  | 901.4909 | 0.025535 | 901.7291 | 0.013932 | 901.7291 | 0.0099154 | 888.333 | 0 | 901.7291 | 0.010507 | 901.4909 | 0.046012 | 896.0164 | 0 | 901.7291 | -0.0050615 | 901.7291 | 0.024524
| 901.7316 | 0 |  |  | 896.5036 | 0 | 888.57 | 0 | 901.9702 | 0 | 901.9702 | 0.01232 | 901.9702 | -0.023244 |  |  | 901.9701 | 0 |  |  | 901.7316 | -0.029186 | 901.9702 | 0 | 901.9702 | 0.00353 | 888.5677 | 0 | 901.9701 | 0 | 901.7316 | -0.06368 | 896.2552 | 0 | 901.9702 | -0.013164 | 901.9702 | -0.031451
| 901.9723 | 0 |  |  | 896.7424 | 0 | 888.8 | 0 | 902.2112 | 0.014827 | 902.2112 | 0.015364 | 902.2112 | -0.0037857 |  |  | 902.2112 | 0.0036995 |  |  | 901.9723 | 0.018986 | 902.2112 | 0.015472 | 902.2112 | 0.0053434 | 888.8024 | 0 | 902.2112 | 0.0098134 | 901.9723 | 0.04822 | 896.494 | 0 | 902.2112 | -0.0024312 | 902.2112 | 0.017724
| 902.2131 | 0 |  |  | 896.9812 | 0 | 889.04 | 0 | 902.4522 | 0 | 902.4522 | -0.049804 | 902.4522 | -0.018493 |  |  | 902.4522 | 0 |  |  | 902.2131 | -0.043796 | 902.4522 | 0 | 902.4522 | -0.0022538 | 889.0371 | 0 | 902.4522 | 0 | 902.2131 | -0.061103 | 896.7328 | 0 | 902.4522 | -0.0038721 | 902.4522 | -0.014574
| 902.4538 | 0 |  |  | 897.22 | 0 | 889.27 | 0 | 902.6932 | 0.070329 | 902.6932 | 0.095956 | 902.6932 | 0.014976 |  |  | 902.6932 | 0.0067718 |  |  | 902.4538 | 0.0047943 | 902.6932 | 0.0075078 | 902.6932 | 0.010477 | 889.2719 | 0 | 902.6932 | 0.0035725 | 902.4538 | 0.10417 | 896.9716 | 0 | 902.6932 | -0.0011277 | 902.6932 | 0.013634
| 902.6946 | 0 |  |  | 897.4587 | 0 | 889.51 | 0 | 902.9343 | 0 | 902.9343 | -0.080644 | 902.9343 | -0.018084 |  |  | 902.9343 | 0 |  |  | 902.6946 | -0.033968 | 902.9343 | 0 | 902.9343 | -0.0010462 | 889.5065 | 0 | 902.9343 | 0 | 902.6946 | -0.073619 | 897.2104 | 0 | 902.9343 | -0.013924 | 902.9343 | -0.015799
| 902.9353 | 0 |  |  | 897.6975 | 0 | 889.74 | 0 | 903.1753 | 0.066327 | 903.1753 | 0.05029 | 903.1753 | 0.012358 |  |  | 903.1753 | 0.0076372 |  |  | 902.9354 | 0.019404 | 903.1753 | 0.0019526 | 903.1754 | 0.0065363 | 889.7413 | 0 | 903.1753 | 0.0086585 | 902.9353 | 0.037545 | 897.4492 | 0 | 903.1753 | 0.0020796 | 903.1753 | 0.028184
| 903.1761 | 0 |  |  | 897.9363 | 0 | 889.98 | 0 | 903.4164 | 0 | 903.4164 | 0.026387 | 903.4164 | -0.024496 |  |  | 903.4164 | 0 |  |  | 903.1761 | -0.01814 | 903.4164 | 0 | 903.4164 | -0.0011517 | 889.976 | 0 | 903.4164 | 0 | 903.1761 | -0.092759 | 897.688 | 0 | 903.4164 | -0.014634 | 903.4164 | -0.042978
| 903.4169 | 0 |  |  | 898.1752 | 0 | 890.21 | 0 | 903.6575 | 0.042581 | 903.6575 | 0.08459 | 903.6575 | 0.0083086 |  |  | 903.6575 | 0.0054016 |  |  | 903.4169 | 0.023342 | 903.6575 | 0.015253 | 903.6575 | 0.0088245 | 890.2108 | 0 | 903.6575 | 0.0096597 | 903.4169 | 0.097177 | 897.9268 | 0 | 903.6575 | 0.003507 | 903.6575 | 0.035126
| 903.6577 | 0 |  |  | 898.414 | 0 | 890.45 | 0 | 903.8985 | 0 | 903.8985 | -0.10874 | 903.8985 | -0.027539 |  |  | 903.8986 | 0 |  |  | 903.6577 | -0.020248 | 903.8985 | 0 | 903.8986 | -0.0072113 | 890.4455 | 0 | 903.8986 | 0 | 903.6577 | -0.061472 | 898.1657 | 0 | 903.8985 | -0.012291 | 903.8985 | -0.03614
| 903.8985 | 0 |  |  | 898.6528 | 0 | 890.68 | 0 | 904.1396 | 0.025483 | 904.1396 | 0.040732 | 904.1396 | 0.0086441 |  |  | 904.1396 | 0.0068011 |  |  | 903.8985 | 0.0097871 | 904.1396 | 0.0047474 | 904.1396 | 0.011243 | 890.6803 | 0 | 904.1396 | 0.010757 | 903.8985 | 0.00067189 | 898.4045 | 0 | 904.1396 | 3.4898e-05 | 904.1396 | 0.010085
| 904.1393 | 0 |  |  | 898.8917 | 0 | 890.92 | 0 | 904.3807 | 0 | 904.3807 | 0.0025254 | 904.3807 | -0.013847 |  |  | 904.3807 | 0 |  |  | 904.1393 | -0.027103 | 904.3807 | 0 | 904.3807 | 0.0051045 | 890.915 | 0 | 904.3807 | 0 | 904.1393 | -0.08687 | 898.6434 | 0 | 904.3807 | -0.01353 | 904.3807 | -0.019204
| 904.3801 | 0 |  |  | 899.1305 | 0 | 891.15 | 0 | 904.6218 | 0.096851 | 904.6218 | 0.11336 | 904.6218 | 0.0030415 |  |  | 904.6218 | 0.0024379 |  |  | 904.3801 | 0.010204 | 904.6218 | 0.024708 | 904.6218 | 0.0075774 | 891.1498 | 0 | 904.6218 | 0.010445 | 904.3801 | 0.0064998 | 898.8823 | 0 | 904.6218 | 0.002461 | 904.6218 | 0.013694
| 904.6209 | 0 |  |  | 899.3694 | 0 | 891.38 | 0 | 904.8629 | 0 | 904.8629 | -0.12527 | 904.8629 | -0.0056 |  |  | 904.8629 | 0 |  |  | 904.6209 | -0.024841 | 904.8629 | 0 | 904.8629 | 0.0039243 | 891.3846 | 0 | 904.8629 | 0 | 904.6209 | -0.050429 | 899.1212 | 0 | 904.8629 | -0.012412 | 904.8629 | -0.030545
| 904.8617 | 0 |  |  | 899.6082 | 0 | 891.62 | 0 | 905.104 | 0.013181 | 905.104 | -0.048506 | 905.104 | 0.00032264 |  |  | 905.104 | 0.0078158 |  |  | 904.8617 | 0.0179 | 905.104 | 0.022515 | 905.104 | 0.010011 | 891.6194 | 0 | 905.104 | 0.0089913 | 904.8617 | 0.020921 | 899.36 | 0 | 905.104 | -0.002745 | 905.104 | 0.04031
| 905.1025 | 0 |  |  | 899.8471 | 0 | 891.85 | 0 | 905.3451 | 0 | 905.3451 | -0.022898 | 905.3451 | -0.031278 |  |  | 905.3451 | 0 |  |  | 905.1025 | -0.013772 | 905.3451 | 0 | 905.3451 | 0.0040993 | 891.8542 | 0 | 905.3451 | 0 | 905.1025 | -0.093496 | 899.5989 | 0 | 905.3451 | -0.019535 | 905.3451 | -0.024815
| 905.3433 | 0 |  |  | 900.086 | 0 | 892.09 | 0 | 905.5862 | 0.070161 | 905.5862 | 0.089221 | 905.5862 | 0.01813 |  |  | 905.5862 | 0.0078644 |  |  | 905.3433 | 0.0030074 | 905.5862 | 0.021563 | 905.5862 | 0.012904 | 892.0889 | 0 | 905.5862 | 0.012389 | 905.3433 | 0.065889 | 899.8378 | 0 | 905.5862 | -5.201e-05 | 905.5862 | 0.043962
| 905.5842 | 0 |  |  | 900.3249 | 0 | 892.32 | 0 | 905.8274 | 0 | 905.8274 | -0.045917 | 905.8274 | -0.010153 |  |  | 905.8274 | 0 |  |  | 905.5842 | -0.027405 | 905.8274 | 0 | 905.8274 | -0.0032169 | 892.3237 | 0 | 905.8274 | 0 | 905.5842 | -0.051901 | 900.0768 | 0 | 905.8274 | -0.011145 | 905.8274 | -0.022416
| 905.825 | 0 |  |  | 900.5638 | 0 | 892.56 | 0 | 906.0685 | 0.073785 | 906.0685 | 0.029932 | 906.0685 | 0.01545 |  |  | 906.0685 | 0.0071179 |  |  | 905.825 | 0.018663 | 906.0685 | 0.0010265 | 906.0685 | 0.0068265 | 892.5586 | 0 | 906.0685 | 0.0064677 | 905.825 | 0.087974 | 900.3157 | 0 | 906.0685 | 0.0037232 | 906.0685 | 0.032761
| 906.0658 | 0 |  |  | 900.8027 | 0 | 892.79 | 0 | 906.3097 | 0 | 906.3097 | -0.056898 | 906.3097 | -0.0064768 |  |  | 906.3096 | 0 |  |  | 906.0658 | -0.0083984 | 906.3097 | 0 | 906.3096 | -0.00053607 | 892.7934 | 0 | 906.3096 | 0 | 906.0658 | -0.034879 | 900.5546 | 0 | 906.3097 | -0.0083379 | 906.3097 | -0.027943
| 906.3067 | 0 |  |  | 901.0416 | 0 | 893.03 | 0 | 906.5508 | 0.0045465 | 906.5508 | 0.064651 | 906.5508 | -0.0024929 |  |  | 906.5508 | 0.0097604 |  |  | 906.3067 | 0.016192 | 906.5508 | 0.0087385 | 906.5508 | 0.0098794 | 893.0282 | 0 | 906.5508 | 0.010017 | 906.3067 | 0.0946 | 900.7936 | 0 | 906.5508 | -0.00049981 | 906.5508 | 0.013563
| 906.5476 | 0 |  |  | 901.2805 | 0 | 893.26 | 0 | 906.792 | 0 | 906.792 | -0.064501 | 906.792 | -0.026792 |  |  | 906.792 | 0 |  |  | 906.5476 | -0.010529 | 906.792 | 0 | 906.792 | 0.00068169 | 893.2631 | 0 | 906.792 | 0 | 906.5476 | -0.092023 | 901.0325 | 0 | 906.792 | -0.020264 | 906.792 | -0.044859
| 906.7884 | 0 |  |  | 901.5195 | 0 | 893.5 | 0 | 907.0331 | 0.063581 | 907.0331 | -0.023327 | 907.0331 | -0.0088598 |  |  | 907.0331 | 0.00089791 |  |  | 906.7884 | -0.0039976 | 907.0331 | 0.010745 | 907.0331 | 0.013943 | 893.4979 | 0 | 907.0331 | 0.0066625 | 906.7884 | 0.10086 | 901.2715 | 0 | 907.0331 | 0.0021782 | 907.0331 | 0.0054421
| 907.0293 | 0 |  |  | 901.7584 | 0 | 893.73 | 0 | 907.2743 | 0 | 907.2743 | -0.018139 | 907.2743 | -0.0085347 |  |  | 907.2743 | 0 |  |  | 907.0293 | -0.012904 | 907.2743 | 0 | 907.2743 | -0.0011588 | 893.7327 | 0 | 907.2743 | 0 | 907.0293 | -0.092391 | 901.5104 | 0 | 907.2743 | -0.015431 | 907.2743 | -0.042065
| 907.2702 | 0 |  |  | 901.9974 | 0 | 893.97 | 0 | 907.5155 | 0.078608 | 907.5155 | 0.062855 | 907.5155 | 0.0082836 |  |  | 907.5155 | 0.010924 |  |  | 907.2702 | -0.0046389 | 907.5155 | 0.019485 | 907.5155 | 0.0064859 | 893.9676 | 0 | 907.5155 | 0.008283 | 907.2702 | 0.045644 | 901.7495 | 0 | 907.5155 | 0.0075964 | 907.5155 | 0.031971
| 907.511 | 0 |  |  | 902.2363 | 0 | 894.2 | 0 | 907.7567 | 0 | 907.7567 | 0.13739 | 907.7567 | -0.022559 |  |  | 907.7567 | 0 |  |  | 907.511 | -0.025065 | 907.7567 | 0 | 907.7567 | -0.0031244 | 894.2025 | 0 | 907.7567 | 0 | 907.511 | -0.083925 | 901.9884 | 0 | 907.7567 | -0.013786 | 907.7567 | -0.010335
| 907.7519 | 0 |  |  | 902.4753 | 0 | 894.44 | 0 | 907.9979 | 0.10634 | 907.9979 | -0.0098845 | 907.9979 | 0.0074246 |  |  | 907.9979 | 0.0073568 |  |  | 907.7519 | 0.040028 | 907.9979 | 0.022571 | 907.9979 | 0.011159 | 894.4373 | 0 | 907.9979 | 0.0093948 | 907.7519 | 0.082821 | 902.2274 | 0 | 907.9979 | 0.0031518 | 907.9979 | 0.033529
| 907.9928 | 0 |  |  | 902.7143 | 0 | 894.67 | 0 | 908.2391 | 0 | 908.2391 | -0.017281 | 908.2391 | -0.026292 |  |  | 908.2391 | 0 |  |  | 907.9928 | -0.022663 | 908.2391 | 0 | 908.2391 | 0.0044147 | 894.6722 | 0 | 908.2391 | 0 | 907.9928 | -0.094232 | 902.4664 | 0 | 908.2391 | -0.013351 | 908.2391 | -0.023868
| 908.2337 | 0 |  |  | 902.9532 | 0 | 894.91 | 0 | 908.4803 | 0.077289 | 908.4803 | 0.024049 | 908.4803 | -0.0016784 |  |  | 908.4803 | 0.0088575 |  |  | 908.2337 | 0.01823 | 908.4803 | 0.014798 | 908.4803 | 0.0049569 | 894.907 | 0 | 908.4803 | 0.012301 | 908.2337 | 0.035608 | 902.7054 | 0 | 908.4803 | 0.0018999 | 908.4803 | 0.02959
| 908.4746 | 0 |  |  | 903.1922 | 0 | 895.14 | 0 | 908.7215 | 0 | 908.7215 | -0.038425 | 908.7215 | -0.034769 |  |  | 908.7215 | 0 |  |  | 908.4746 | -0.035668 | 908.7215 | 0 | 908.7215 | 0.00049081 | 895.1419 | 0 | 908.7215 | 0 | 908.4746 | -0.051533 | 902.9445 | 0 | 908.7215 | -0.014579 | 908.7215 | -0.032081
| 908.7156 | 0 |  |  | 903.4312 | 0 | 895.38 | 0 | 908.9627 | 0.015495 | 908.9627 | 0.11787 | 908.9627 | 0.010976 |  |  | 908.9628 | 0.01764 |  |  | 908.7156 | 0.0081135 | 908.9627 | 0.029484 | 908.9628 | 0.0065601 | 895.3768 | 0 | 908.9628 | 0.0094116 | 908.7156 | 0.048956 | 903.1835 | 0 | 908.9627 | 0.0052901 | 908.9627 | 0.033267
| 908.9565 | 0 |  |  | 903.6703 | 0 | 895.61 | 0 | 909.204 | 0 | 909.204 | -0.043987 | 909.204 | -0.029798 |  |  | 909.204 | 0 |  |  | 908.9565 | 0.0051132 | 909.204 | 0 | 909.204 | 0.00074467 | 895.6117 | 0 | 909.204 | 0 | 908.9565 | -0.12184 | 903.4225 | 0 | 909.204 | -0.021617 | 909.204 | -0.034961
| 909.1974 | 0 |  |  | 903.9093 | 0 | 895.85 | 0 | 909.4452 | 0.10181 | 909.4452 | 0.19549 | 909.4452 | 0.010303 |  |  | 909.4452 | 0.0062094 |  |  | 909.1974 | -0.010627 | 909.4452 | 0.008056 | 909.4452 | 0.0062425 | 895.8466 | 0 | 909.4452 | 0.0074931 | 909.1974 | 0.049324 | 903.6616 | 0 | 909.4452 | 0.00057678 | 909.4452 | 0.026138
| 909.4383 | 0 |  |  | 904.1483 | 0 | 896.08 | 0 | 909.6865 | 0 | 909.6865 | -0.028825 | 909.6865 | -0.036418 |  |  | 909.6865 | 0 |  |  | 909.4383 | -0.049589 | 909.6865 | 0 | 909.6865 | 0.0045671 | 896.0815 | 0 | 909.6865 | 0 | 909.4383 | -0.090183 | 903.9007 | 0 | 909.6865 | -0.01895 | 909.6865 | -0.028537
| 909.6793 | 0 |  |  | 904.3873 | 0 | 896.32 | 0 | 909.9277 | 0.052958 | 909.9277 | -0.057476 | 909.9277 | 0.0087943 |  |  | 909.9277 | 0.011104 |  |  | 909.6793 | -0.0024532 | 909.9277 | 0.030063 | 909.9277 | 0.0045904 | 896.3164 | 0 | 909.9277 | 0.011411 | 909.6793 | 0.048956 | 904.1398 | 0 | 909.9277 | 0.0062461 | 909.9277 | 0.023107
| 909.9202 | 0 |  |  | 904.6264 | 0 | 896.55 | 0 | 910.169 | 0 | 910.169 | 0.057524 | 910.169 | -0.042671 |  |  | 910.169 | 0 |  |  | 909.9202 | -0.0027135 | 910.169 | 0 | 910.169 | -0.0025752 | 896.5513 | 0 | 910.169 | 0 | 909.9202 | -0.078772 | 904.3788 | 0 | 910.169 | -0.011008 | 910.169 | -0.015819
| 910.1612 | 0 |  |  | 904.8655 | 0 | 896.79 | 0 | 910.4102 | 0.040814 | 910.4102 | 0.13848 | 910.4102 | 0.0021934 |  |  | 910.4103 | 0.0047971 |  |  | 910.1612 | -0.011617 | 910.4102 | 0.027157 | 910.4103 | 0.0089686 | 896.7863 | 0 | 910.4103 | 0.0079046 | 910.1612 | 0.022272 | 904.6179 | 0 | 910.4102 | 0.0074515 | 910.4102 | 0.022117
| 910.4021 | 0 |  |  | 905.1045 | 0 | 897.02 | 0 | 910.6515 | 0 | 910.6515 | -0.14491 | 910.6515 | -0.021991 |  |  | 910.6516 | 0 |  |  | 910.4021 | -0.020452 | 910.6515 | 0 | 910.6516 | -0.0031238 | 897.0212 | 0 | 910.6516 | 0 | 910.4021 | -0.033284 | 904.8571 | 0 | 910.6515 | -0.010129 | 910.6515 | -0.015663
| 910.6431 | 0 |  |  | 905.3436 | 0 | 897.26 | 0 | 910.8928 | 0.12711 | 910.8928 | 0.045051 | 910.8928 | 0.020124 |  |  | 910.8928 | 0.013342 |  |  | 910.6431 | 0.012515 | 910.8928 | 0.0009047 | 910.8928 | 0.0094659 | 897.2562 | 0 | 910.8928 | 0.010228 | 910.6431 | 0.076931 | 905.0961 | 0 | 910.8928 | 0.0030162 | 910.8928 | 0.035124
| 910.8841 | 0 |  |  | 905.5827 | 0 | 897.49 | 0 | 911.1341 | 0 | 911.1341 | -0.074311 | 911.1341 | -0.018538 |  |  | 911.1341 | 0 |  |  | 910.8841 | -0.012864 | 911.1341 | 0 | 911.1341 | 0.0018034 | 897.4911 | 0 | 911.1341 | 0 | 910.8841 | -0.087606 | 905.3353 | 0 | 911.1341 | -0.0080247 | 911.1341 | -0.030113
| 911.125 | 0 |  |  | 905.8218 | 0 | 897.73 | 0 | 911.3754 | 0.080772 | 911.3754 | 0.023894 | 911.3754 | -0.0027931 |  |  | 911.3754 | 0.002578 |  |  | 911.125 | 0.03389 | 911.3754 | 0.032231 | 911.3754 | 0.0016713 | 897.7261 | 0 | 911.3754 | 0.0080116 | 911.125 | 0.061103 | 905.5744 | 0 | 911.3754 | -0.0062145 | 911.3754 | 0.023787
| 911.366 | 0 |  |  | 906.0609 | 0 | 897.96 | 0 | 911.6167 | 0 | 911.6167 | 0.054533 | 911.6167 | -0.014521 |  |  | 911.6167 | 0 |  |  | 911.366 | -0.00055781 | 911.6167 | 0 | 911.6167 | 0.0023621 | 897.9611 | 0 | 911.6167 | 0 | 911.366 | -0.061472 | 905.8135 | 0 | 911.6167 | -0.0097833 | 911.6167 | -0.048041
| 911.607 | 0 |  |  | 906.3 | 0 | 898.2 | 0 | 911.858 | 0.052308 | 911.858 | 0.052869 | 911.858 | 0.011821 |  |  | 911.858 | 0.010656 |  |  | 911.607 | 0.016509 | 911.858 | 0.023321 | 911.858 | 0.0017684 | 898.196 | 0 | 911.858 | 0.011126 | 911.607 | 0.045644 | 906.0527 | 0 | 911.858 | -0.00018748 | 911.858 | 0.021057
| 911.848 | 0 |  |  | 906.5391 | 0 | 898.43 | 0 | 912.0993 | 0 | 912.0993 | 0.050156 | 912.0993 | -0.0022778 |  |  | 912.0994 | 0 |  |  | 911.848 | -0.020121 | 912.0993 | 0 | 912.0994 | -0.00028805 | 898.431 | 0 | 912.0994 | 0 | 911.848 | -0.050061 | 906.2918 | 0 | 912.0993 | -0.0027129 | 912.0993 | -0.0015332
| 912.089 | 0 |  |  | 906.7782 | 0 | 898.67 | 0 | 912.3407 | 0.094042 | 912.3407 | 0.051889 | 912.3407 | 0.0093644 |  |  | 912.3406 | 0.005469 |  |  | 912.089 | 0.01304 | 912.3407 | 0.021729 | 912.3406 | 0.0042654 | 898.666 | 0 | 912.3406 | 0.013187 | 912.089 | 0.074723 | 906.531 | 0 | 912.3407 | 0.00020046 | 912.3407 | 0.025498
| 912.33 | 0 |  |  | 907.0173 | 0 | 898.9 | 0 | 912.582 | 0 | 912.582 | -0.036402 | 912.582 | -0.037112 |  |  | 912.582 | 0 |  |  | 912.33 | -0.029381 | 912.582 | 0 | 912.582 | 0.00078196 | 898.9009 | 0 | 912.582 | 0 | 912.33 | -0.068097 | 906.7701 | 0 | 912.582 | -0.028174 | 912.582 | -0.040794
| 912.571 | 0 |  |  | 907.2565 | 0 | 899.14 | 0 | 912.8233 | 0.095187 | 912.8233 | 0.044026 | 912.8233 | 0.01452 |  |  | 912.8234 | 0.013074 |  |  | 912.571 | 0.0217 | 912.8233 | 0.042094 | 912.8234 | 0.0097871 | 899.1359 | 0 | 912.8234 | 0.0077142 | 912.571 | 0.16196 | 907.0093 | 0 | 912.8233 | 0.010737 | 912.8233 | 0.043334
| 912.812 | 0 |  |  | 907.4956 | 0 | 899.37 | 0 | 913.0647 | 0 | 913.0647 | -0.05773 | 913.0647 | -0.016426 |  |  | 913.0647 | 0 |  |  | 912.812 | -0.008782 | 913.0647 | 0 | 913.0647 | -0.0013173 | 899.3709 | 0 | 913.0647 | 0 | 912.812 | -0.078772 | 907.2485 | 0 | 913.0647 | -0.01818 | 913.0647 | -0.020569
| 913.053 | 0 |  |  | 907.7348 | 0 | 899.61 | 0 | 913.306 | 0.075056 | 913.306 | 0.12932 | 913.306 | -0.007054 |  |  | 913.306 | 0 |  |  | 913.0531 | -0.0006985 | 913.306 | 0.0028058 | 913.306 | 0.0072442 | 899.606 | 0 | 913.306 | 0.0085641 | 913.053 | 0.053373 | 907.4877 | 0 | 913.306 | -0.0006076 | 913.306 | -0.00085282
| 913.2941 | 0 |  |  | 907.974 | 0 | 899.84 | 0 | 913.5474 | 0 | 913.5474 | -0.19246 | 913.5474 | -0.042393 |  |  | 913.5474 | 0 |  |  | 913.2941 | -0.060219 | 913.5474 | 0 | 913.5474 | -0.001836 | 899.8409 | 0 | 913.5474 | 0 | 913.2941 | -0.088342 | 907.7269 | 0 | 913.5474 | -0.02309 | 913.5474 | -0.03698
| 913.5351 | 0 |  |  | 908.2131 | 0 | 900.08 | 0 | 913.7888 | 0.13122 | 913.7888 | -0.0058437 | 913.7888 | 0.0048837 |  |  | 913.7888 | 0.012626 |  |  | 913.5351 | -0.0047578 | 913.7888 | 0.0317 | 913.7888 | 0.011072 | 900.076 | 0 | 913.7888 | 0.0082158 | 913.5351 | 0.062208 | 907.9662 | 0 | 913.7888 | 0.0010792 | 913.7888 | 0.046941
| 913.7762 | 0 |  |  | 908.4523 | 0 | 900.31 | 0 | 914.0302 | 0 | 914.0302 | 0 | 914.0302 | -0.0060548 |  |  | 914.0302 | 0 |  |  | 913.7762 | -0.0084473 | 914.0302 | 0 | 914.0302 | -0.0053155 | 900.311 | 0 | 914.0302 | 0 | 913.7762 | -0.072146 | 908.2054 | 0 | 914.0302 | -0.0047527 | 914.0302 | -0.02767
| 914.0172 | 0 |  |  | 908.6915 | 0 | 900.55 | 0 | 914.2715 | 0.077207 | 914.2715 | 0 | 914.2715 | 0.019628 |  |  | 914.2716 | 0.016297 |  |  | 914.0172 | 0.0061327 | 914.2715 | 0.039108 | 914.2715 | 0.0028069 | 900.546 | 0 | 914.2716 | 0.015084 | 914.0172 | 0.099753 | 908.4446 | 0 | 914.2715 | 0.012317 | 914.2715 | 0.039874
| 914.2583 | 0 |  |  | 908.9307 | 0 | 900.78 | 0 | 914.5129 | 0 | 914.5129 | 0 | 914.5129 | -0.018913 |  |  | 914.5129 | 0 |  |  | 914.2583 | -0.032421 | 914.5129 | 0 | 914.5129 | 0.0046569 | 900.7811 | 0 | 914.5129 | 0 | 914.2583 | -0.13988 | 908.6839 | 0 | 914.5129 | -0.016938 | 914.5129 | -0.031451
| 914.4993 | 0 |  |  | 909.1699 | 0 | 901.02 | 0 | 914.7543 | 0.04251 | 914.7543 | 0 | 914.7543 | 0.0094321 |  |  | 914.7543 | 0.012626 |  |  | 914.4993 | 0.011177 | 914.7543 | 0.0098175 | 914.7543 | 0.01229 | 901.0161 | 0 | 914.7543 | 0.0078369 | 914.4993 | 0.14172 | 908.9232 | 0 | 914.7543 | 0.005076 | 914.7543 | 0.038568
| 914.7404 | 0 |  |  | 909.4092 | 0 | 901.25 | 0 | 914.9957 | 0 | 914.9957 | 0 | 914.9957 | -0.017053 |  |  | 914.9957 | 0 |  |  | 914.7404 | -0.02478 | 914.9957 | 0 | 914.9957 | 0.0017983 | 901.2512 | 0 | 914.9957 | 0 | 914.7404 | -0.0019691 | 909.1624 | 0 | 914.9957 | -0.018125 | 914.9957 | -0.032934
| 914.9815 | 0 |  |  | 909.6484 | 0 | 901.49 | 0 | 915.2372 | 0.080971 | 915.2372 | 0 | 915.2372 | -0.00084409 |  |  | 915.2372 | 0.0095813 |  |  | 914.9815 | 0.028287 | 915.2372 | 0.027502 | 915.2372 | 0.0088119 | 901.4863 | 0 | 915.2372 | 0.010529 | 914.9815 | 0.092759 | 909.4017 | 0 | 915.2372 | 0.0059375 | 915.2372 | 0.044363
| 915.2225 | 0 |  |  | 909.8876 | 0 | 901.72 | 0 | 915.4786 | 0 | 915.4786 | 0 | 915.4786 | -0.020821 |  |  | 915.4786 | 0 |  |  | 915.2225 | -0.012107 | 915.4786 | 0 | 915.4786 | -0.0022102 | 901.7213 | 0 | 915.4786 | 0 | 915.2225 | -0.078404 | 909.641 | 0 | 915.4786 | -0.0079934 | 915.4786 | -0.0295
| 915.4636 | 0 |  |  | 910.1269 | 0 | 901.96 | 0 | 915.72 | 0.13319 | 915.72 | 0 | 915.72 | 0.020161 |  |  | 915.72 | 0.013521 |  |  | 915.4636 | 0.025062 | 915.72 | 0.017624 | 915.72 | 0.0037676 | 901.9564 | 0 | 915.72 | 0.013912 | 915.4636 | 0.084293 | 909.8802 | 0 | 915.72 | 0.013687 | 915.72 | 0.043515
| 915.7047 | 0 |  |  | 910.3661 | 0 | 902.19 | 0 | 915.9614 | 0 | 915.9614 | 0 | 915.9614 | -0.030519 |  |  | 915.9614 | 0 |  |  | 915.7047 | -0.026265 | 915.9614 | 0 | 915.9614 | -0.0010686 | 902.1915 | 0 | 915.9614 | 0 | 915.7047 | -0.10123 | 910.1196 | 0 | 915.9614 | -0.016406 | 915.9614 | -0.04172
| 915.9458 | 0 |  |  | 910.6054 | 0 | 902.43 | 0 | 916.2029 | 0.041877 | 916.2029 | 0 | 916.2029 | 0.018431 |  |  | 916.2029 | 0.010566 |  |  | 915.9458 | 0.013832 | 916.2029 | 0.020084 | 916.2029 | 0.0057327 | 902.4266 | 0 | 916.2029 | 0.0087748 | 915.9458 | 0.033449 | 910.3589 | 0 | 916.2029 | 0.010051 | 916.2029 | 0.034357
| 916.1869 | 0 |  |  | 910.8447 | 0 | 902.66 | 0 | 916.4443 | 0 | 916.4443 | 0 | 916.4443 | -0.039996 |  |  | 916.4443 | 0 |  |  | 916.1869 | -0.014231 | 916.4443 | 0 | 916.4443 | 0.003007 | 902.6616 | 0 | 916.4443 | 0 | 916.1869 | -0.113 | 910.5982 | 0 | 916.4443 | -0.019685 | 916.4443 | -0.045221
| 916.428 | 0 |  |  | 911.0839 | 0 | 902.9 | 0 | 916.6858 | 0.11009 | 916.6858 | 0 | 916.6858 | 0.014209 |  |  | 916.6858 | 0.0024161 |  |  | 916.428 | 0.0062619 | 916.6858 | 0.0052905 | 916.6858 | 0.006553 | 902.8967 | 0 | 916.6858 | 0.011938 | 916.428 | 0.015134 | 910.8375 | 0 | 916.6858 | -0.0024938 | 916.6858 | 0.028273
| 916.6691 | 0 |  |  | 911.3232 | 0 | 903.13 | 0 | 916.9273 | 0 | 916.9273 | 0 | 916.9273 | -0.0091351 |  |  | 916.9272 | 0 |  |  | 916.6692 | -0.016311 | 916.9273 | 0 | 916.9272 | -0.00043946 | 903.1318 | 0 | 916.9272 | 0 | 916.6691 | -0.06957 | 911.0768 | 0 | 916.9273 | -0.011145 | 916.9273 | -0.028827
| 916.9103 | 0 |  |  | 911.5625 | 0 | 903.37 | 0 | 917.1687 | 0.12161 | 917.1687 | 0 | 917.1687 | 0.020248 |  |  | 917.1688 | 0.010119 |  |  | 916.9103 | 0.0035959 | 917.1687 | 0.027615 | 917.1688 | 0.010693 | 903.3669 | 0 | 917.1688 | 0.0070625 | 916.9103 | 0.04049 | 911.3162 | 0 | 917.1687 | 0.012524 | 917.1687 | 0.023471
| 917.1514 | 0 |  |  | 911.8018 | 0 | 903.6 | 0 | 917.4102 | 0 | 917.4102 | 0 | 917.4102 | -0.029862 |  |  | 917.4102 | 0 |  |  | 917.1514 | -0.042764 | 917.4102 | 0 | 917.4102 | 0.0020394 | 903.6021 | 0 | 917.4102 | 0 | 917.1514 | -0.14908 | 911.5556 | 0 | 917.4102 | -0.014754 | 917.4102 | -0.034039
| 917.3925 | 0 |  |  | 912.0411 | 0 | 903.84 | 0 | 917.6517 | 0.073519 | 917.6517 | 0 | 917.6517 | 0.0065934 |  |  | 917.6517 | 0.020595 |  |  | 917.3925 | 0.021237 | 917.6517 | 0.035009 | 917.6517 | 0.0055058 | 903.8372 | 0 | 917.6517 | 0.018906 | 917.3925 | 0.10491 | 911.7949 | 0 | 917.6517 | 0.011971 | 917.6517 | 0.022017
| 917.6337 | 0 |  |  | 912.2805 | 0 | 904.07 | 0 | 917.8932 | 0 | 917.8932 | 0 | 917.8932 | -0.030907 |  |  | 917.8932 | 0 |  |  | 917.6337 | -0.021218 | 917.8932 | 0 | 917.8932 | 0.0066181 | 904.0723 | 0 | 917.8932 | 0 | 917.6337 | -0.066993 | 912.0343 | 0 | 917.8932 | -0.014615 | 917.8932 | -0.046338
| 917.8748 | 0 |  |  | 912.5198 | 0 | 904.31 | 0 | 918.1347 | 0.00050031 | 918.1347 | 0 | 918.1347 | -0.0069621 |  |  | 918.1347 | 0 |  |  | 917.8748 | 0.0056501 | 918.1347 | 0.0043959 | 918.1347 | 0.0059077 | 904.3075 | 0 | 918.1347 | 0.0060295 | 917.8748 | 0.001078 | 912.2737 | 0 | 918.1347 | 0.004241 | 918.1347 | 0.0077462
| 918.116 | 0 |  |  | 912.7591 | 0 | 904.54 | 0 | 918.3762 | 0 | 918.3762 | 0 | 918.3762 | -0.021784 |  |  | 918.3762 | 0 |  |  | 918.116 | -0.023404 | 918.3762 | 0 | 918.3762 | 0.0064247 | 904.5426 | 0 | 918.3762 | 0 | 918.116 | -0.033876 | 912.5131 | 0 | 918.3762 | -0.016663 | 918.3762 | -0.033212
| 918.3571 | 0 |  |  | 912.9985 | 0 | 904.78 | 0 | 918.6177 | 0.17299 | 918.6177 | 0 | 918.6177 | 0.026154 |  |  | 918.6177 | 0.012984 |  |  | 918.3571 | 0.010704 | 918.6177 | 0.040089 | 918.6177 | 0.0015986 | 904.7778 | 0 | 918.6177 | 0.012194 | 918.3571 | 0.071778 | 912.7525 | 0 | 918.6177 | 0.0079507 | 918.6177 | 0.031829
| 918.5983 | 0 |  |  | 913.2378 | 0 | 905.01 | 0 | 918.8592 | 0 | 918.8592 | 0 | 918.8592 | -0.017595 |  |  | 918.8592 | 0 |  |  | 918.5983 | -0.045974 | 918.8592 | 0 | 918.8593 | -0.00053867 | 905.0129 | 0 | 918.8592 | 0 | 918.5983 | -0.075459 | 912.9919 | 0 | 918.8592 | -0.015552 | 918.8592 | -0.022654
| 918.8395 | 0 |  |  | 913.4772 | 0 | 905.25 | 0 | 919.1008 | 0.099596 | 919.1008 | 0 | 919.1008 | 0.00098006 |  |  | 919.1008 | 0.0074325 |  |  | 918.8395 | -0.026134 | 919.1008 | 0.017339 | 919.1008 | 0.0029491 | 905.2481 | 0 | 919.1008 | 0.013195 | 918.8395 | 0.027022 | 913.2313 | 0 | 919.1008 | -0.009044 | 919.1008 | 0.025992
| 919.0806 | 0 |  |  | 913.7166 | 0 | 905.48 | 0 | 919.3423 | 0 | 919.3423 | 0 | 919.3423 | -0.026803 |  |  | 919.3423 | 0 |  |  | 919.0806 | -0.025235 | 919.3423 | 0 | 919.3423 | 0.0035833 | 905.4833 | 0 | 919.3423 | 0 | 919.0806 | -0.11779 | 913.4708 | 0 | 919.3423 | -0.015719 | 919.3423 | -0.051418
| 919.3218 | 0 |  |  | 913.956 | 0 | 905.72 | 0 | 919.5838 | 0.043331 | 919.5838 | 0 | 919.5838 | 0.012272 |  |  | 919.5839 | 0.007763 |  |  | 919.3218 | 0.026731 | 919.5838 | 0.016413 | 919.5839 | 0.0030345 | 905.7184 | 0 | 919.5839 | 0.0066608 | 919.3218 | 0.081349 | 913.7102 | 0 | 919.5838 | -0.0026153 | 919.5838 | 0.036244
| 919.563 | 0 |  |  | 914.1954 | 0 | 905.95 | 0 | 919.8254 | 0 | 919.8254 | 0 | 919.8254 | -0.02324 |  |  | 919.8254 | 0 |  |  | 919.563 | -0.02085 | 919.8254 | 0 | 919.8254 | -0.0023278 | 905.9536 | 0 | 919.8254 | 0 | 919.563 | -0.04049 | 913.9496 | 0 | 919.8254 | -0.012934 | 919.8254 | -0.024971
| 919.8042 | 0 |  |  | 914.4348 | 0 | 906.19 | 0 | 920.067 | 0.071692 | 920.067 | 0 | 920.067 | 0.003336 |  |  | 920.067 | 0.010387 |  |  | 919.8042 | 0.01264 | 920.067 | 0.010008 | 920.067 | 0.0080282 | 906.1888 | 0 | 920.067 | 0.0070149 | 919.8042 | 0.10233 | 914.1891 | 0 | 920.067 | -0.0016962 | 920.067 | 0.018644
| 920.0454 | 0 |  |  | 914.6742 | 0 | 906.42 | 0 | 920.3085 | 0 | 920.3085 | 0 | 920.3085 | -0.0084895 |  |  | 920.3085 | 0 |  |  | 920.0454 | -0.02336 | 920.3085 | 0 | 920.3085 | 0.0041177 | 906.424 | 0 | 920.3085 | 0 | 920.0454 | -0.10527 | 914.4286 | 0 | 920.3085 | -0.010983 | 920.3085 | -0.02568
| 920.2866 | 0 |  |  | 914.9136 | 0 | 906.66 | 0 | 920.5501 | 0.012916 | 920.5501 | 0 | 920.5501 | 0.0031596 |  |  | 920.5501 | 0.0091335 |  |  | 920.2866 | 0.011987 | 920.5501 | 0.0035399 | 920.5501 | 0.010354 | 906.6592 | 0 | 920.5501 | 0.0094495 | 920.2866 | 0.070674 | 914.6681 | 0 | 920.5501 | 0.0019524 | 920.5501 | 0.035261
| 920.5278 | 0 |  |  | 915.153 | 0 | 906.89 | 0 | 920.7917 | 0 | 920.7917 | 0 | 920.7917 | -0.0041618 |  |  | 920.7917 | 0 |  |  | 920.5278 | -0.020278 | 920.7917 | 0 | 920.7917 | 0.004157 | 906.8944 | 0 | 920.7917 | 0 | 920.5278 | -0.087974 | 914.9075 | 0 | 920.7917 | -0.0079024 | 920.7917 | -0.014174
| 920.769 | 0 |  |  | 915.3924 | 0 | 907.13 | 0 | 921.0333 | 0.079066 | 921.0333 | 0 | 921.0333 | 0.010617 |  |  | 921.0333 | 0.0080589 |  |  | 920.769 | 0.0096715 | 921.0333 | 0.0090592 | 921.0333 | 0.003874 | 907.1296 | 0 | 921.0333 | 0.010873 | 920.769 | 0.041963 | 915.147 | 0 | 921.0333 | -0.0020423 | 921.0333 | 0.044197
| 921.0103 | 0 |  |  | 915.6319 | 0 | 907.36 | 0 | 921.2748 | 0 | 921.2748 | 0 | 921.2748 | -0.032006 |  |  | 921.2748 | 0 |  |  | 921.0103 | -0.015349 | 921.2748 | 0 | 921.2748 | -0.0028888 | 907.3649 | 0 | 921.2748 | 0 | 921.0103 | -0.085398 | 915.3865 | 0 | 921.2748 | -0.013789 | 921.2748 | -0.033255
| 921.2515 | 0 |  |  | 915.8713 | 0 | 907.6 | 0 | 921.5164 | 0.032121 | 921.5164 | 0 | 921.5164 | 0.0058137 |  |  | 921.5164 | 0.012536 |  |  | 921.2515 | -0.0079995 | 921.5164 | 0.017658 | 921.5164 | 0.0082202 | 907.6001 | 0 | 921.5164 | 0.010821 | 921.2515 | 0.023007 | 915.6261 | 0 | 921.5164 | 0.0044307 | 921.5164 | 0.031633
| 921.4927 | 0 |  |  | 916.1108 | 0 | 907.84 | 0 | 921.7581 | 0 | 921.7581 | 0 | 921.7581 | -0.014741 |  |  | 921.7581 | 0 |  |  | 921.4927 | -0.048231 | 921.7581 | 0 | 921.7581 | -0.00060681 | 907.8353 | 0 | 921.7581 | 0 | 921.4927 | -0.062208 | 915.8656 | 0 | 921.7581 | -0.013782 | 921.7581 | -0.0081833
| 921.734 | 0 |  |  | 916.3503 | 0 | 908.07 | 0 | 921.9997 | 0.12648 | 921.9997 | 0 | 921.9997 | 0.023435 |  |  | 921.9997 | 0.018983 |  |  | 921.734 | 0.025797 | 921.9997 | 0.029101 | 921.9997 | 0.0056238 | 908.0706 | 0 | 921.9997 | 0.016637 | 921.734 | 0.057423 | 916.1051 | 0 | 921.9997 | 0.0092624 | 921.9997 | 0.048622
| 921.9752 | 0 |  |  | 916.5898 | 0 | 908.31 | 0 | 922.2413 | 0 | 922.2413 | 0 | 922.2413 | -0.043854 |  |  | 922.2413 | 0 |  |  | 921.9752 | -0.016808 | 922.2413 | 0 | 922.2413 | 0.0015611 | 908.3058 | 0 | 922.2413 | 0 | 921.9752 | -0.069938 | 916.3447 | 0 | 922.2413 | -0.016253 | 922.2413 | -0.032201
| 922.2165 | 0 |  |  | 916.8292 | 0 | 908.54 | 0 | 922.4829 | 0.10825 | 922.4829 | 0 | 922.4829 | -0.0013334 |  |  | 922.4829 | 0.0064322 |  |  | 922.2165 | 0.006725 | 922.4829 | 0.029725 | 922.4829 | 0.0093197 | 908.5411 | 0 | 922.4829 | 0.011608 | 922.2165 | 0.087974 | 916.5842 | 0 | 922.4829 | 0.0023725 | 922.4829 | 0.046828
| 922.4577 | 0 |  |  | 917.0687 | 0 | 908.78 | 0 | 922.7246 | 0 | 922.7246 | 0 | 922.7246 | -0.015825 |  |  | 922.7246 | 0 |  |  | 922.4577 | -4.8851e-05 | 922.7246 | 0 | 922.7245 | 0.0014771 | 908.7764 | 0 | 922.7246 | 0 | 922.4577 | -0.10932 | 916.8238 | 0 | 922.7246 | -0.0093898 | 922.7246 | -0.028749
| 922.699 | 0 |  |  | 917.3082 | 0 | 909.01 | 0 | 922.9662 | 0.061325 | 922.9662 | 0 | 922.9662 | 0.00084 |  |  | 922.9662 | 0 |  |  | 922.699 | 0.0078875 | 922.9662 | 0.017571 | 922.9662 | 0.0087684 | 909.0116 | 0 | 922.9662 | 0.0077363 | 922.699 | 0.072146 | 917.0634 | 0 | 922.9662 | -0.0053035 | 922.9662 | 0.020025
| 922.9403 | 0 |  |  | 917.5478 | 0 | 909.25 | 0 | 923.2079 | 0 | 923.2079 | 0 | 923.2079 | -0.019371 |  |  | 923.2078 | 0 |  |  | 922.9403 | -0.023363 | 923.2079 | 0 | 923.2078 | 0.0040681 | 909.2469 | 0 | 923.2078 | 0 | 922.9403 | -0.15718 | 917.3029 | 0 | 923.2079 | -0.0195 | 923.2079 | -0.032889
| 923.1816 | 0 |  |  | 917.7873 | 0 | 909.48 | 0 | 923.4495 | 0.080115 | 923.4495 | 0 | 923.4495 | -9.1035e-05 |  |  | 923.4495 | 0 |  |  | 923.1816 | -0.0045992 | 923.4495 | 0.016843 | 923.4495 | 0.0054276 | 909.4822 | 0 | 923.4495 | 0.0070883 | 923.1816 | 0.11816 | 917.5425 | 0 | 923.4495 | -0.0020486 | 923.4495 | 0.02814
| 923.4229 | 0 |  |  | 918.0268 | 0 | 909.72 | 0 | 923.6912 | 0 | 923.6912 | 0 | 923.6912 | -0.040631 |  |  | 923.6912 | 0 |  |  | 923.4228 | 0.0015104 | 923.6912 | 0 | 923.6912 | 0.00097855 | 909.7175 | 0 | 923.6912 | 0 | 923.4229 | -0.071042 | 917.7821 | 0 | 923.6912 | -0.0038388 | 923.6912 | -0.037004
| 923.6641 | 0 |  |  | 918.2663 | 0 | 909.95 | 0 | 923.9328 | 0 | 923.9328 | 0 | 923.9328 | 0.010922 |  |  | 923.9329 | 0.012894 |  |  | 923.6641 | 0.00023526 | 923.9328 | 0.018622 | 923.9329 | 0.0074963 | 909.9528 | 0 | 923.9329 | 0.0058448 | 923.6641 | 0.12073 | 918.0217 | 0 | 923.9328 | 0.0014484 | 923.9328 | 0.013699
| 923.9054 | 0 |  |  | 918.5059 | 0 | 910.19 | 0 | 924.1745 | 0 | 924.1745 | 0 | 924.1745 | -0.020562 |  |  | 924.1745 | 0 |  |  | 923.9054 | -0.023069 | 924.1745 | 0 | 924.1745 | 0.00024942 | 910.188 | 0 | 924.1745 | 0 | 923.9054 | -0.03865 | 918.2614 | 0 | 924.1745 | -0.012725 | 924.1745 | -0.017322
| 924.1467 | 0 |  |  | 918.7454 | 0 | 910.42 | 0 | 924.4162 | 0.1002 | 924.4162 | 0 | 924.4162 | 0.012016 |  |  | 924.4162 | 0.0087417 |  |  | 924.1467 | 0.0028137 | 924.4162 | 0.027445 | 924.4162 | 0.0061472 | 910.4233 | 0 | 924.4162 | 0.010533 | 924.1467 | 0.07141 | 918.501 | 0 | 924.4162 | 0.0014949 | 924.4162 | 0.01882
| 924.388 | 0 |  |  | 918.985 | 0 | 910.66 | 0 | 924.6579 | 0 | 924.6579 | 0 | 924.6579 | -0.015865 |  |  | 924.6579 | 0 |  |  | 924.388 | -0.040219 | 924.6579 | 0 | 924.6579 | 0.0053412 | 910.6587 | 0 | 924.6579 | 0 | 924.388 | -0.095704 | 918.7406 | 0 | 924.6579 | -0.022179 | 924.6579 | -0.020891
| 924.6294 | 0 |  |  | 919.2246 | 0 | 910.89 | 0 | 924.8996 | 0.11644 | 924.8996 | 0 | 924.8996 | 0.0047875 |  |  | 924.8996 | 0.0066372 |  |  | 924.6294 | 9.0507e-05 | 924.8996 | 0.031671 | 924.8996 | 0.0068274 | 910.894 | 0 | 924.8996 | 0.0085208 | 924.6294 | 0.050061 | 918.9802 | 0 | 924.8996 | 0.0077925 | 924.8996 | 0.034423
| 924.8707 | 0 |  |  | 919.4642 | 0 | 911.13 | 0 | 925.1413 | 0 | 925.1413 | 0 | 925.1413 | -0.016427 |  |  | 925.1413 | 0 |  |  | 924.8707 | -0.033069 | 925.1413 | 0 | 925.1413 | -0.0021779 | 911.1293 | 0 | 925.1413 | 0 | 924.8707 | -0.074355 | 919.2198 | 0 | 925.1413 | -0.014954 | 925.1413 | -0.034705
| 925.112 | 0 |  |  | 919.7038 | 0 | 911.36 | 0 | 925.383 | 0.050944 | 925.383 | 0 | 925.383 | -0.0024697 |  |  | 925.383 | 0.0010197 |  |  | 925.112 | 0.0035628 | 925.383 | 0.020926 | 925.383 | 0.0066864 | 911.3646 | 0 | 925.383 | 0.0085383 | 925.112 | 0.030405 | 919.4595 | 0 | 925.383 | 0.0010969 | 925.383 | 0.013277
| 925.3533 | 0 |  |  | 919.9434 | 0 | 911.6 | 0 | 925.6247 | 0 | 925.6247 | 0 | 925.6247 | -0.032443 |  |  | 925.6248 | 0 |  |  | 925.3533 | -0.026505 | 925.6247 | 0 | 925.6248 | -0.0012748 | 911.6 | 0 | 925.6248 | 0 | 925.3533 | -0.072882 | 919.6992 | 0 | 925.6247 | -0.022781 | 925.6247 | -0.050965
| 925.5947 | 0 |  |  | 920.183 | 0 | 911.84 | 0 | 925.8665 | 0.040196 | 925.8665 | 0 | 925.8665 | 0.0067533 |  |  | 925.8665 | 0.0092231 |  |  | 925.5947 | 0.012845 | 925.8665 | 0.017912 | 925.8665 | 0.00044948 | 911.8353 | 0 | 925.8665 | 0.0095846 | 925.5947 | 0.052637 | 919.9389 | 0 | 925.8665 | -0.0081599 | 925.8665 | 0.045914
| 925.836 | 0 |  |  | 920.4226 | 0 | 912.07 | 0 | 926.1082 | 0 | 926.1082 | 0 | 926.1082 | -0.015396 |  |  | 926.1082 | 0 |  |  | 925.836 | -0.0092029 | 926.1082 | 0 | 926.1082 | 0.0035882 | 912.0707 | 0 | 926.1082 | 0 | 925.836 | -0.052269 | 920.1786 | 0 | 926.1082 | -0.018117 | 926.1082 | -0.031475
| 926.0774 | 0 |  |  | 920.6622 | 0 | 912.31 | 0 | 926.3499 | 0.14197 | 926.3499 | 0 | 926.3499 | 0.025026 |  |  | 926.35 | 0.01961 |  |  | 926.0774 | 0.046061 | 926.3499 | 0.040026 | 926.35 | 0.0087288 | 912.306 | 0 | 926.35 | 0.019513 | 926.0774 | 0.10675 | 920.4183 | 0 | 926.3499 | 0.013979 | 926.3499 | 0.059678
| 926.3187 | 0 |  |  | 920.9018 | 0 | 912.54 | 0 | 926.5917 | 0 | 926.5917 | 0 | 926.5917 | -0.02074 |  |  | 926.5917 | 0 |  |  | 926.3187 | -0.027185 | 926.5917 | 0 | 926.5917 | 0.0033724 | 912.5414 | 0 | 926.5917 | 0 | 926.3187 | -0.10859 | 920.658 | 0 | 926.5917 | -0.019179 | 926.5917 | -0.028298
| 926.5601 | 0 |  |  | 921.1415 | 0 | 912.78 | 0 | 926.8335 | 0.10734 | 926.8335 | 0 | 926.8335 | 0.023475 |  |  | 926.8334 | 0.0075991 |  |  | 926.5601 | 0.035528 | 926.8335 | 0.01742 | 926.8334 | 0.004605 | 912.7768 | 0 | 926.8334 | 0.010677 | 926.5601 | 0.068465 | 920.8977 | 0 | 926.8335 | 0.007306 | 926.8335 | 0.017863
| 926.8015 | 0 |  |  | 921.3811 | 0 | 913.01 | 0 | 927.0752 | 0 | 927.0752 | 0 | 927.0752 | -0.024091 |  |  | 927.0752 | 0 |  |  | 926.8014 | -0.027249 | 927.0752 | 0 | 927.0752 | 0.00286 | 913.0121 | 0 | 927.0752 | 0 | 926.8015 | -0.11411 | 921.1374 | 0 | 927.0752 | -0.01368 | 927.0752 | -0.011293
| 927.0428 | 0 |  |  | 921.6208 | 0 | 913.25 | 0 | 927.317 | 0.051705 | 927.317 | 0 | 927.317 | 0.019506 |  |  | 927.317 | 0.012268 |  |  | 927.0428 | 0.038103 | 927.317 | 0.035285 | 927.317 | 0.0068069 | 913.2476 | 0 | 927.317 | 0.011786 | 927.0428 | 0.045275 | 921.3771 | 0 | 927.317 | 0.017279 | 927.317 | 0.05191
| 927.2842 | 0 |  |  | 921.8605 | 0 | 913.48 | 0 | 927.5588 | 0 | 927.5588 | 0 | 927.5588 | -0.0058752 |  |  | 927.5588 | 0 |  |  | 927.2842 | -0.03388 | 927.5588 | 0 | 927.5588 | -0.005969 | 913.4829 | 0 | 927.5588 | 0 | 927.2842 | -0.077668 | 921.6169 | 0 | 927.5588 | -0.0093662 | 927.5588 | -0.01139
| 927.5256 | 0 |  |  | 922.1001 | 0 | 913.72 | 0 | 927.8005 | 0.065287 | 927.8005 | 0 | 927.8005 | 0.021757 |  |  | 927.8005 | 0.020416 |  |  | 927.5256 | 0.021451 | 927.8005 | 0.031864 | 927.8005 | 0.0059946 | 913.7183 | 0 | 927.8005 | 0.010342 | 927.5256 | 0.085766 | 921.8566 | 0 | 927.8005 | 0.0071877 | 927.8005 | 0.045446
| 927.767 | 0 |  |  | 922.3398 | 0 | 913.95 | 0 | 928.0423 | 0 | 928.0423 | 0 | 928.0423 | -0.021238 |  |  | 928.0424 | 0 |  |  | 927.767 | -0.040865 | 928.0423 | 0 | 928.0424 | 0.0029956 | 913.9537 | 0 | 928.0424 | 0 | 927.767 | -0.01568 | 922.0964 | 0 | 928.0423 | -0.0069751 | 928.0423 | -0.038437
| 928.0084 | 0 |  |  | 922.5795 | 0 | 914.19 | 0 | 928.2841 | 0.17232 | 928.2841 | 0 | 928.2841 | -0.00021942 |  |  | 928.2841 | 0.013879 |  |  | 928.0084 | -0.020971 | 928.2841 | 0.017034 | 928.2841 | 0.0057532 | 914.1891 | 0 | 928.2841 | 0.0064348 | 928.0084 | 0.061103 | 922.3362 | 0 | 928.2841 | -0.00066338 | 928.2841 | 0.03454
| 928.2498 | 0 |  |  | 922.8192 | 0 | 914.42 | 0 | 928.5259 | 0 | 928.5259 | 0 | 928.5259 | -0.016082 |  |  | 928.5259 | 0 |  |  | 928.2498 | -0.0079274 | 928.5259 | 0 | 928.5259 | 0.00021292 | 914.4246 | 0 | 928.5259 | 0 | 928.2498 | -0.04822 | 922.576 | 0 | 928.5259 | -0.0072465 | 928.5259 | 0.0020319
| 928.4912 | 0 |  |  | 923.0589 | 0 | 914.66 | 0 | 928.7678 | 0.18386 | 928.7678 | 0 | 928.7678 | 0.014758 |  |  | 928.7678 | 0.012268 |  |  | 928.4912 | 0.020508 | 928.7678 | 0.0345 | 928.7678 | 0.0025515 | 914.66 | 0 | 928.7678 | 0.0080034 | 928.4912 | 0.082821 | 922.8157 | 0 | 928.7678 | -0.0051772 | 928.7678 | 0.031679
| 928.7326 | 0 |  |  | 923.2986 | 0 | 914.9 | 0 | 929.0096 | 0 | 929.0096 | 0 | 929.0096 | -0.037199 |  |  | 929.0096 | 0 |  |  | 928.7326 | -0.027707 | 929.0096 | 0 | 929.0096 | 0.0051724 | 914.8954 | 0 | 929.0096 | 0 | 928.7326 | -0.10527 | 923.0555 | 0 | 929.0096 | -0.017584 | 929.0096 | -0.043611
| 928.974 | 0 |  |  | 923.5384 | 0 | 915.13 | 0 | 929.2514 | 0.057884 | 929.2514 | 0 | 929.2514 | -0.0063707 |  |  | 929.2514 | 0.0037783 |  |  | 928.974 | -0.0034992 | 929.2514 | 0.023411 | 929.2514 | 0.0031464 | 915.1308 | 0 | 929.2514 | 0.007921 | 928.974 | 0.093496 | 923.2953 | 0 | 929.2514 | 0.0029757 | 929.2514 | 0.015358
| 929.2155 | 0 |  |  | 923.7781 | 0 | 915.37 | 0 | 929.4932 | 0 | 929.4932 | 0 | 929.4932 | -0.02819 |  |  | 929.4932 | 0 |  |  | 929.2154 | -0.0032017 | 929.4932 | 0 | 929.4932 | -0.0012052 | 915.3663 | 0 | 929.4932 | 0 | 929.2155 | -0.099017 | 923.5352 | 0 | 929.4932 | -0.01911 | 929.4932 | -0.02946
| 929.4569 | 0 |  |  | 924.0178 | 0 | 915.6 | 0 | 929.7351 | 0.13202 | 929.7351 | 0 | 929.7351 | 0.011078 |  |  | 929.7351 | 0.0042481 |  |  | 929.4569 | 0.028422 | 929.7351 | 0.014753 | 929.7351 | 0.0092777 | 915.6017 | 0 | 929.7351 | 0.0091751 | 929.4569 | 0.099385 | 923.775 | 0 | 929.7351 | -0.0030098 | 929.7351 | 0.02714
| 929.6983 | 0 |  |  | 924.2576 | 0 | 915.84 | 0 | 929.9769 | 0 | 929.9769 | 0 | 929.9769 | -0.02858 |  |  | 929.9769 | 0 |  |  | 929.6983 | -0.012583 | 929.9769 | 0 | 929.9769 | -0.00012244 | 915.8372 | 0 | 929.9769 | 0 | 929.6983 | -0.060735 | 924.0148 | 0 | 929.9769 | -0.013042 | 929.9769 | -0.020556
| 929.9398 | 0 |  |  | 924.4974 | 0 | 916.07 | 0 | 930.2188 | 0.051068 | 930.2188 | 0 | 930.2188 | 0.014144 |  |  | 930.2188 | 0.0093126 |  |  | 929.9398 | 0.0050886 | 930.2188 | 0.014685 | 930.2188 | 0.0092454 | 916.0726 | 0 | 930.2188 | 0.0066315 | 929.9398 | 0.053005 | 924.2547 | 0 | 930.2188 | -2.0554e-05 | 930.2188 | 0.055577
| 930.1812 | 0 |  |  | 924.7371 | 0 | 916.31 | 0 | 930.4606 | 0 | 930.4606 | 0 | 930.4606 | -0.032769 |  |  | 930.4606 | 0 |  |  | 930.1812 | -0.023719 | 930.4606 | 0 | 930.4606 | -0.00475 | 916.3081 | 0 | 930.4606 | 0 | 930.1812 | -0.13509 | 924.4945 | 0 | 930.4606 | -0.022326 | 930.4606 | -0.066473
| 930.4227 | 0 |  |  | 924.9769 | 0 | 916.54 | 0 | 930.7025 | 0.067316 | 930.7025 | 0 | 930.7025 | -0.0010585 |  |  | 930.7025 | 0.0013979 |  |  | 930.4227 | -0.0011147 | 930.7025 | 0.0052314 | 930.7025 | 0.0066381 | 916.5436 | 0 | 930.7025 | 0.011273 | 930.4227 | 0.031513 | 924.7344 | 0 | 930.7025 | -0.0087507 | 930.7025 | 0.050519
| 930.6641 | 0 |  |  | 925.2167 | 0 | 916.78 | 0 | 930.9444 | 0 | 930.9444 | 0 | 930.9444 | -0.0090003 |  |  | 930.9444 | 0 |  |  | 930.6641 | -0.011629 | 930.9444 | 0 | 930.9444 | -0.00021488 | 916.7791 | 0 | 930.9444 | 0 | 930.6641 | -0.084293 | 924.9742 | 0 | 930.9444 | -0.0070517 | 930.9444 | -0.0066723
| 930.9056 | 0 |  |  | 925.4565 | 0 | 917.01 | 0 | 931.1863 | 0.10727 | 931.1863 | 0 | 931.1863 | 0.015077 |  |  | 931.1863 | 0.009044 |  |  | 930.9056 | 0.012469 | 931.1863 | 0.013936 | 931.1863 | 0.0075333 | 917.0145 | 0 | 931.1863 | 0.0089431 | 930.9056 | 0.073251 | 925.2142 | 0 | 931.1863 | 0.005561 | 931.1863 | 0.023878
| 931.1471 | 0 |  |  | 925.6963 | 0 | 917.25 | 0 | 931.4282 | 0 | 931.4282 | 0 | 931.4282 | -0.03036 |  |  | 931.4282 | 0 |  |  | 931.1471 | -0.031448 | 931.4282 | 0 | 931.4282 | 0.0026545 | 917.25 | 0 | 931.4282 | 0 | 931.1471 | -0.090919 | 925.454 | 0 | 931.4282 | -0.030402 | 931.4282 | -0.046054
| 931.3886 | 0 |  |  | 925.9361 | 0 | 917.49 | 0 | 931.6701 | 0.067996 | 931.6701 | 0 | 931.6701 | 0.0041058 |  |  | 931.67 | 0.0085606 |  |  | 931.3885 | 0.0043963 | 931.6701 | 0.024787 | 931.67 | 0.0012928 | 917.4855 | 0 | 931.67 | 0.011822 | 931.3886 | 0.083189 | 925.6939 | 0 | 931.6701 | 0.0074095 | 931.6701 | 0.04682
| 931.63 | 0 |  |  | 926.1759 | 0 | 917.72 | 0 | 931.912 | 0 | 931.912 | 0 | 931.912 | -0.021165 |  |  | 931.912 | 0 |  |  | 931.63 | -0.011891 | 931.912 | 0 | 931.912 | -0.00083071 | 917.721 | 0 | 931.912 | 0 | 931.63 | -0.08098 | 925.9338 | 0 | 931.912 | -0.012467 | 931.912 | -0.03821
| 931.8715 | 0 |  |  | 926.4158 | 0 | 917.96 | 0 | 932.1539 | 0.06795 | 932.1539 | 0 | 932.1539 | 0.011682 |  |  | 932.1539 | 0.01773 |  |  | 931.8715 | 0.00056349 | 932.1539 | 0.01687 | 932.1539 | 0.0057426 | 917.9565 | 0 | 932.1539 | 0.0074497 | 931.8715 | 0.058895 | 926.1738 | 0 | 932.1539 | 0.0061251 | 932.1539 | 0.042754
| 932.113 | 0 |  |  | 926.6556 | 0 | 918.19 | 0 | 932.3958 | 0 | 932.3958 | 0 | 932.3958 | -0.014946 |  |  | 932.3958 | 0 |  |  | 932.113 | -0.022015 | 932.3958 | 0 | 932.3958 | 0.0057265 | 918.1921 | 0 | 932.3958 | 0 | 932.113 | -0.0347 | 926.4137 | 0 | 932.3958 | -0.0038476 | 932.3958 | -0.035108
| 932.3545 | 0 |  |  | 926.8954 | 0 | 918.43 | 0 | 932.6377 | 0.14613 | 932.6377 | 0 | 932.6377 | 0.014519 |  |  | 932.6377 | 0.0075626 |  |  | 932.3545 | -0.0040891 | 932.6377 | 0.02014 | 932.6377 | 0.0067962 | 918.4276 | 0 | 932.6377 | 0.0053994 | 932.3545 | 0.064784 | 926.6536 | 0 | 932.6377 | 0.0034314 | 932.6377 | 0.025305
| 932.596 | 0 |  |  | 927.1353 | 0 | 918.66 | 0 | 932.8796 | 0 | 932.8796 | 0 | 932.8796 | -0.032904 |  |  | 932.8796 | 0 |  |  | 932.596 | -0.0086279 | 932.8796 | 0 | 932.8796 | 0.0023324 | 918.6631 | 0 | 932.8796 | 0 | 932.596 | -0.1119 | 926.8936 | 0 | 932.8796 | -0.015878 | 932.8796 | -0.036102
| 932.8375 | 0 |  |  | 927.3752 | 0 | 918.9 | 0 | 933.1216 | 0.10754 | 933.1216 | 0 | 933.1216 | 0.002043 |  |  | 933.1216 | 0.017461 |  |  | 932.8375 | -0.0003662 | 933.1216 | 0.020379 | 933.1216 | 0.0040049 | 918.8986 | 0 | 933.1216 | 0.012143 | 932.8375 | 0.1119 | 927.1335 | 0 | 933.1216 | 0.0085295 | 933.1216 | 0.026338
| 933.0791 | 0 |  |  | 927.615 | 0 | 919.13 | 0 | 933.3635 | 0 | 933.3635 | 0 | 933.3635 | -0.034715 |  |  | 933.3635 | 0 |  |  | 933.0791 | -0.023731 | 933.3635 | 0 | 933.3635 | -0.0058078 | 919.1342 | 0 | 933.3635 | 0 | 933.0791 | -0.085398 | 927.3735 | 0 | 933.3635 | -0.020318 | 933.3635 | 0.0079623
| 933.3206 | 0 |  |  | 927.8549 | 0 | 919.37 | 0 | 933.6055 | 0.090703 | 933.6055 | 0 | 933.6055 | 0.0095049 |  |  | 933.6055 | 0.0076729 |  |  | 933.3206 | -0.010441 | 933.6055 | 0.00060142 | 933.6055 | 0.010144 | 919.3698 | 0 | 933.6055 | 0.0073025 | 933.3206 | 0.05595 | 927.6135 | 0 | 933.6055 | -0.0041803 | 933.6055 | 0.016636
| 933.5621 | 0 |  |  | 928.0948 | 0 | 919.61 | 0 | 933.8474 | 0 | 933.8474 | 0 | 933.8474 | -0.034445 |  |  | 933.8474 | 0 |  |  | 933.5621 | -0.066804 | 933.8474 | 0 | 933.8474 | 0.0041679 | 919.6053 | 0 | 933.8474 | 0 | 933.5621 | -0.090551 | 927.8535 | 0 | 933.8474 | -0.025777 | 933.8474 | -0.061913
| 933.8036 | 0 |  |  | 928.3347 | 0 | 919.84 | 0 | 934.0894 | 0.1026 | 934.0894 | 0 | 934.0894 | -0.010911 |  |  | 934.0894 | 0.010298 |  |  | 933.8037 | 0.024229 | 934.0894 | 0.015445 | 934.0894 | 0.0041402 | 919.8409 | 0 | 934.0894 | 0.010375 | 933.8036 | 0.096072 | 928.0934 | 0 | 934.0894 | -0.0018955 | 934.0894 | 0.032291
| 934.0452 | 0 |  |  | 928.5746 | 0 | 920.08 | 0 | 934.3314 | 0 | 934.3314 | 0 | 934.3314 | -0.020945 |  |  | 934.3314 | 0 |  |  | 934.0452 | -0.0078825 | 934.3314 | 0 | 934.3314 | 0.002298 | 920.0764 | 0 | 934.3314 | 0 | 934.0452 | -0.10564 | 928.3334 | 0 | 934.3314 | -0.02031 | 934.3314 | -0.042672
| 934.2867 | 0 |  |  | 928.8145 | 0 | 920.31 | 0 | 934.5734 | 0.11615 | 934.5734 | 0 | 934.5734 | -0.0074945 |  |  | 934.5734 | 0.002868 |  |  | 934.2867 | 0.0421 | 934.5734 | 0.019547 | 934.5734 | -8.565e-05 | 920.312 | 0 | 934.5734 | 0.009 | 934.2867 | 0.10049 | 928.5734 | 0 | 934.5734 | 0.0032187 | 934.5734 | 0.034878
| 934.5283 | 0 |  |  | 929.0545 | 0 | 920.55 | 0 | 934.8153 | 0 | 934.8153 | 0 | 934.8153 | -0.014038 |  |  | 934.8154 | 0 |  |  | 934.5283 | -0.0077888 | 934.8153 | 0 | 934.8154 | -0.0021442 | 920.5476 | 0 | 934.8154 | 0 | 934.5283 | -0.058527 | 928.8135 | 0 | 934.8153 | -0.013533 | 934.8153 | -0.019473
| 934.7699 | 0 |  |  | 929.2944 | 0 | 920.78 | 0 | 935.0573 | 0.087796 | 935.0573 | 0 | 935.0573 | 0.010485 |  |  | 935.0573 | 0.0070157 |  |  | 934.7699 | 0.012735 | 935.0573 | 0.015222 | 935.0573 | 0.0024777 | 920.7831 | 0 | 935.0573 | 0.010878 | 934.7699 | 0.047852 | 929.0535 | 0 | 935.0573 | -0.0010723 | 935.0573 | 0.033124
| 935.0114 | 0 |  |  | 929.5343 | 0 | 921.02 | 0 | 935.2993 | 0 | 935.2993 | 0 | 935.2993 | -0.037752 |  |  | 935.2993 | 0 |  |  | 935.0114 | -0.057098 | 935.2993 | 0 | 935.2993 | 0.00028007 | 921.0187 | 0 | 935.2993 | 0 | 935.0114 | -0.12257 | 929.2935 | 0 | 935.2993 | -0.032635 | 935.2993 | -0.067441
| 935.253 | 0 |  |  | 929.7743 | 0 | 921.25 | 0 | 935.5414 | 0.052171 | 935.5414 | 0 | 935.5414 | 0.007321 |  |  | 935.5413 | 0.016566 |  |  | 935.253 | 0.017263 | 935.5414 | 0.019563 | 935.5413 | 0.0015341 | 921.2543 | 0 | 935.5413 | 0.0060207 | 935.253 | 0.13951 | 929.5336 | 0 | 935.5414 | -0.0003887 | 935.5414 | 0.056596
| 935.4946 | 0 |  |  | 930.0142 | 0 | 921.49 | 0 | 935.7834 | 0 | 935.7834 | 0 | 935.7834 | -0.026432 |  |  | 935.7834 | 0 |  |  | 935.4946 | -0.045811 | 935.7834 | 0 | 935.7834 | -0.00068879 | 921.49 | 0 | 935.7834 | 0 | 935.4946 | -0.13988 | 929.7736 | 0 | 935.7834 | -0.022534 | 935.7834 | -0.041857
| 935.7362 | 0 |  |  | 930.2542 | 0 | 921.73 | 0 | 936.0254 | 0.094989 | 936.0254 | 0 | 936.0254 | 0.019039 |  |  | 936.0254 | 0.0089113 |  |  | 935.7362 | 0.0093528 | 936.0254 | 0.023614 | 936.0254 | 0.0062207 | 921.7256 | 0 | 936.0254 | 0.011427 | 935.7362 | 0.051533 | 930.0137 | 0 | 936.0254 | 0.0040411 | 936.0254 | 0.033481
| 935.9777 | 0 |  |  | 930.4942 | 0 | 921.96 | 0 | 936.2674 | 0 | 936.2674 | 0 | 936.2674 | -0.027296 |  |  | 936.2674 | 0 |  |  | 935.9777 | -0.044845 | 936.2674 | 0 | 936.2674 | 0.007447 | 921.9612 | 0 | 936.2674 | 0 | 935.9777 | -0.020817 | 930.2537 | 0 | 936.2674 | -0.011724 | 936.2674 | -0.04455
| 936.2193 | 0 |  |  | 930.7342 | 0 | 922.2 | 0 | 936.5095 | 0.13713 | 936.5095 | 0 | 936.5095 | 0.014661 |  |  | 936.5095 | 0.021222 |  |  | 936.2193 | 0.010283 | 936.5095 | 0.056579 | 936.5095 | 0.00049875 | 922.1968 | 0 | 936.5095 | 0.0089854 | 936.2193 | 0.090551 | 930.4938 | 0 | 936.5095 | 0.0035238 | 936.5095 | 0.063716
| 936.4609 | 0 |  |  | 930.9742 | 0 | 922.43 | 0 | 936.7515 | 0 | 936.7515 | 0 | 936.7515 | -0.016988 |  |  | 936.7515 | 0 |  |  | 936.4609 | -0.01852 | 936.7515 | 0 | 936.7515 | -0.0022287 | 922.4324 | 0 | 936.7515 | 0 | 936.4609 | -0.065152 | 930.7339 | 0 | 936.7515 | -0.020312 | 936.7515 | -0.02964
| 936.7025 | 0 |  |  | 931.2142 | 0 | 922.67 | 0 | 936.9935 | 0.15641 | 936.9935 | 0 | 936.9935 | -0.0038339 |  |  | 936.9935 | 0.0074197 |  |  | 936.7025 | 0.053618 | 936.9935 | 0.021022 | 936.9935 | 0.011469 | 922.6681 | 0 | 936.9935 | 0.0098359 | 936.7025 | 0.0088186 | 930.974 | 0 | 936.9935 | 0.0046387 | 936.9935 | 0.020092
| 936.9442 | 0 |  |  | 931.4542 | 0 | 922.9 | 0 | 937.2356 | 0 | 937.2356 | 0 | 937.2356 | -0.023727 |  |  | 937.2356 | 0 |  |  | 936.9442 | -0.042027 | 937.2356 | 0 | 937.2356 | 0.0013821 | 922.9037 | 0 | 937.2356 | 0 | 936.9442 | -0.11742 | 931.2141 | 0 | 937.2356 | -0.025855 | 937.2356 | -0.046334
| 937.1858 | 0 |  |  | 931.6942 | 0 | 923.14 | 0 | 937.4777 | 0.11575 | 937.4777 | 0 | 937.4777 | -0.0011948 |  |  | 937.4777 | 0.005088 |  |  | 937.1858 | 0.014828 | 937.4777 | 0.013694 | 937.4777 | 0.0059146 | 923.1394 | 0 | 937.4777 | 0.0072265 | 937.1858 | 0.13362 | 931.4542 | 0 | 937.4777 | 0.0028745 | 937.4777 | 0.03495
| 937.4274 | 0 |  |  | 931.9342 | 0 | 923.38 | 0 | 937.7197 | 0 | 937.7197 | 0 | 937.7197 | -0.033973 |  |  | 937.7197 | 0 |  |  | 937.4274 | -0.045759 | 937.7197 | 0 | 937.7197 | 0.00056205 | 923.3751 | 0 | 937.7197 | 0 | 937.4274 | -0.20908 | 931.6944 | 0 | 937.7197 | -0.028594 | 937.7197 | -0.059936
| 937.669 | 0 |  |  | 932.1743 | 0 | 923.61 | 0 | 937.9618 | 0.090393 | 937.9618 | 0 | 937.9618 | -0.014343 |  |  | 937.9618 | 0.0050744 |  |  | 937.669 | -0.0052718 | 937.9618 | 0.01613 | 937.9618 | 0.012415 | 923.6107 | 0 | 937.9618 | 0.007455 | 937.669 | 0.03865 | 931.9345 | 0 | 937.9618 | -0.0060973 | 937.9618 | 0.016791
| 937.9107 | 0 |  |  | 932.4143 | 0 | 923.85 | 0 | 938.2039 | 0 | 938.2039 | 0 | 938.2039 | -0.041586 |  |  | 938.2039 | 0 |  |  | 937.9107 | -0.00059 | 938.2039 | 0 | 938.2039 | 0.001446 | 923.8464 | 0 | 938.2039 | 0 | 937.9107 | -0.10307 | 932.1747 | 0 | 938.2039 | -0.025 | 938.2039 | -0.051813
| 938.1523 | 0 |  |  | 932.6544 | 0 | 924.08 | 0 | 938.446 | 0.087272 | 938.446 | 0 | 938.446 | 0.021496 |  |  | 938.446 | 0.0082063 |  |  | 938.1523 | 0.025757 | 938.446 | 0.034927 | 938.446 | 0.0016615 | 924.082 | 0 | 938.446 | 0.0063683 | 938.1523 | 0.15718 | 932.4148 | 0 | 938.446 | 0.0036115 | 938.446 | 0.050171
| 938.394 | 0 |  |  | 932.8944 | 0 | 924.32 | 0 | 938.6881 | 0 | 938.6881 | 0 | 938.6881 | -0.032501 |  |  | 938.6881 | 0 |  |  | 938.3939 | -0.042315 | 938.6881 | 0 | 938.6881 | -0.0012576 | 924.3177 | 0 | 938.6881 | 0 | 938.394 | -0.057423 | 932.655 | 0 | 938.6881 | -0.021961 | 938.6881 | -0.026595
| 938.6356 | 0 |  |  | 933.1345 | 0 | 924.55 | 0 | 938.9302 | 0.13196 | 938.9302 | 0 | 938.9302 | 0.0044107 |  |  | 938.9302 | 0.015402 |  |  | 938.6356 | 0.041049 | 938.9302 | 0.0088999 | 938.9302 | 0.006147 | 924.5534 | 0 | 938.9302 | 0.013386 | 938.6356 | 0.059999 | 932.8951 | 0 | 938.9302 | 0.0086675 | 938.9302 | 0.038101
| 938.8773 | 0 |  |  | 933.3746 | 0 | 924.79 | 0 | 939.1723 | 0 | 939.1723 | 0 | 939.1723 | -0.020962 |  |  | 939.1723 | 0 |  |  | 938.8773 | -0.016695 | 939.1723 | 0 | 939.1723 | -0.0001342 | 924.7891 | 0 | 939.1723 | 0 | 938.8773 | -0.096072 | 933.1353 | 0 | 939.1723 | -0.013293 | 939.1723 | -0.030179
| 939.1189 | 0 |  |  | 933.6147 | 0 | 925.02 | 0 | 939.4144 | 0.087428 | 939.4144 | 0 | 939.4144 | -0.014914 |  |  | 939.4144 | 0.0073985 |  |  | 939.1189 | 0.026798 | 939.4144 | 0.0033847 | 939.4144 | 0.0032829 | 925.0248 | 0 | 939.4144 | 0.0031332 | 939.1189 | 0.077668 | 933.3755 | 0 | 939.4144 | 0.0005147 | 939.4144 | 0.025675
| 939.3606 | 0 |  |  | 933.8547 | 0 | 925.26 | 0 | 939.6565 | 0 | 939.6565 | 0 | 939.6565 | -0.019755 |  |  | 939.6566 | 0 |  |  | 939.3606 | -0.019213 | 939.6565 | 0 | 939.6566 | 0.0028652 | 925.2605 | 0 | 939.6566 | 0 | 939.3606 | -0.045275 | 933.6157 | 0 | 939.6565 | -0.015169 | 939.6565 | -0.0092189
| 939.6023 | 0 |  |  | 934.0949 | 0 | 925.5 | 0 | 939.8987 | 0.096949 | 939.8987 | 0 | 939.8987 | 0.0066927 |  |  | 939.8987 | 0.0013537 |  |  | 939.6023 | 0.04208 | 939.8987 | 0.018316 | 939.8987 | 0.0095012 | 925.4962 | 0 | 939.8987 | 0.0051422 | 939.6023 | 0.083925 | 933.856 | 0 | 939.8987 | -0.007556 | 939.8987 | 0.034765
| 939.8439 | 0 |  |  | 934.335 | 0 | 925.73 | 0 | 940.1408 | 0 | 940.1408 | 0 | 940.1408 | -0.050049 |  |  | 940.1408 | 0 |  |  | 939.8439 | -0.035457 | 940.1408 | 0 | 940.1408 | 0.0048007 | 925.7319 | 0 | 940.1408 | 0 | 939.8439 | -0.19509 | 934.0961 | 0 | 940.1408 | -0.038565 | 940.1408 | -0.067684
| 940.0856 | 0 |  |  | 934.5751 | 0 | 925.97 | 0 | 940.383 | 0.19906 | 940.383 | 0 | 940.383 | -0.00035863 |  |  | 940.383 | 0.010119 |  |  | 940.0856 | -0.0068766 | 940.383 | 0.034903 | 940.383 | 0.0078208 | 925.9677 | 0 | 940.383 | 0.0080576 | 940.0856 | 0.11889 | 934.3364 | 0 | 940.383 | 0.0057887 | 940.383 | 0.0029899
| 940.3273 | 0 |  |  | 934.8152 | 0 | 926.2 | 0 | 940.6251 | 0 | 940.6251 | 0 | 940.6251 | -0.037536 |  |  | 940.6251 | 0 |  |  | 940.3273 | -0.011519 | 940.6251 | 0 | 940.6251 | 0.0037697 | 926.2034 | 0 | 940.6251 | 0 | 940.3273 | -0.087238 | 934.5766 | 0 | 940.6251 | -0.020406 | 940.6251 | -0.019251
| 940.569 | 0 |  |  | 935.0554 | 0 | 926.44 | 0 | 940.8673 | 0.034788 | 940.8673 | 0 | 940.8673 | 0.052952 |  |  | 940.8673 | 0.030714 |  |  | 940.569 | 0.020139 | 940.8673 | 0.055258 | 940.8673 | 0.0071328 | 926.4391 | 0 | 940.8673 | 0.0098441 | 940.569 | 0.064416 | 934.8168 | 0 | 940.8673 | 0.01288 | 940.8673 | 0.071926
| 940.8107 | 0 |  |  | 935.2955 | 0 | 926.67 | 0 | 941.1094 | 0 | 941.1094 | 0 | 941.1094 | -0.048347 |  |  | 941.1094 | 0 |  |  | 940.8107 | -0.04258 | 941.1094 | 0 | 941.1094 | 0.00094136 | 926.6749 | 0 | 941.1094 | 0 | 940.8107 | -0.13141 | 935.0571 | 0 | 941.1094 | -0.025765 | 941.1094 | -0.073275
| 941.0524 | 0 |  |  | 935.5357 | 0 | 926.91 | 0 | 941.3516 | 0.11879 | 941.3516 | 0 | 941.3516 | 0.00028352 |  |  | 941.3516 | 0.016387 |  |  | 941.0524 | 0.0079273 | 941.3516 | 0.033499 | 941.3516 | 0.0089846 | 926.9106 | 0 | 941.3516 | 0.011049 | 941.0524 | 0.08687 | 935.2974 | 0 | 941.3516 | -0.0043943 | 941.3516 | 0.04895
| 941.2941 | 0 |  |  | 935.7758 | 0 | 927.15 | 0 | 941.5938 | 0 | 941.5938 | 0 | 941.5938 | -0.049491 |  |  | 941.5938 | 0 |  |  | 941.2941 | -0.060642 | 941.5938 | 0 | 941.5938 | 0.0041501 | 927.1464 | 0 | 941.5938 | 0 | 941.2941 | -0.12368 | 935.5377 | 0 | 941.5938 | -0.028937 | 941.5938 | -0.036118
| 941.5359 | 0 |  |  | 936.016 | 0 | 927.38 | 0 | 941.836 | 0.14739 | 941.836 | 0 | 941.836 | 0.010032 |  |  | 941.836 | 0.022744 |  |  | 941.5359 | -0.012102 | 941.836 | 0.023019 | 941.836 | 0.0075259 | 927.3821 | 0 | 941.836 | 0.01269 | 941.5359 | 0.061472 | 935.778 | 0 | 941.836 | 0.0026792 | 941.836 | 0.036327
| 941.7776 | 0 |  |  | 936.2562 | 0 | 927.62 | 0 | 942.0782 | 0 | 942.0782 | 0 | 942.0782 | -0.037297 |  |  | 942.0782 | 0 |  |  | 941.7776 | -0.029414 | 942.0782 | 0 | 942.0782 | -0.0014609 | 927.6179 | 0 | 942.0782 | 0 | 941.7776 | -0.10307 | 936.0182 | 0 | 942.0782 | -0.037008 | 942.0782 | -0.084789
| 942.0193 | 0 |  |  | 936.4964 | 0 | 927.85 | 0 | 942.3204 | 0.11535 | 942.3204 | 0 | 942.3204 | -0.0073187 |  |  | 942.3204 | 0.0045019 |  |  | 942.0193 | -0.0080423 | 942.3204 | 0.011867 | 942.3204 | 0.00090468 | 927.8537 | 0 | 942.3204 | 0.011938 | 942.0193 | -0.008675 | 936.2585 | 0 | 942.3204 | -0.009092 | 942.3204 | 0.035631
| 942.2611 | 0 |  |  | 936.7366 | 0 | 928.09 | 0 | 942.5626 | 0.25662 | 942.5626 | 0 | 942.5626 | 0.014784 |  |  | 942.5626 | 0.0026311 |  |  | 942.2611 | 0.018405 | 942.5626 | 0.027916 | 942.5626 | 0.0036214 | 928.0895 | 0 | 942.5626 | 0.0070703 | 942.2611 | 0.043803 | 936.4988 | 0 | 942.5626 | -0.007995 | 942.5626 | 0.033376
| 942.5028 | 0 |  |  | 936.9768 | 0 | 928.33 | 0 | 942.8048 | 0 | 942.8048 | 0 | 942.8048 | -0.063955 |  |  | 942.8048 | 0 |  |  | 942.5028 | -0.03688 | 942.8048 | 0 | 942.8048 | -0.0011614 | 928.3253 | 0 | 942.8048 | 0 | 942.5028 | -0.15975 | 936.7391 | 0 | 942.8048 | -0.013695 | 942.8048 | -0.044629
| 942.7446 | 0 |  |  | 937.217 | 0 | 928.56 | 0 | 943.047 | 0.17434 | 943.047 | 0 | 943.047 | 0.033473 |  |  | 943.0471 | 0.021133 |  |  | 942.7445 | 0.021992 | 943.047 | 0.031233 | 943.0471 | 0.0087086 | 928.5611 | 0 | 943.0471 | 0.011614 | 942.7446 | 0.089447 | 936.9795 | 0 | 943.047 | 0.0039411 | 943.047 | 0.03972
| 942.9863 | 0 |  |  | 937.4572 | 0 | 928.8 | 0 | 943.2893 | 0 | 943.2893 | 0 | 943.2893 | -0.034349 |  |  | 943.2893 | 0 |  |  | 942.9863 | -0.012063 | 943.2893 | 0 | 943.2892 | -0.003963 | 928.7969 | 0 | 943.2893 | 0 | 942.9863 | -0.10859 | 937.2198 | 0 | 943.2893 | -0.0057846 | 943.2893 | -0.047862
| 943.2281 | 0 |  |  | 937.6974 | 0 | 929.03 | 0 | 943.5315 | 0.1627 | 943.5315 | 0 | 943.5315 | 0.0074835 |  |  | 943.5315 | 0.0070264 |  |  | 943.2281 | 0.005234 | 943.5315 | 0.0079057 | 943.5315 | 0.0040938 | 929.0327 | 0 | 943.5315 | 0.013512 | 943.2281 | 0.057423 | 937.4601 | 0 | 943.5315 | 0.007532 | 943.5315 | 0.033151
| 943.4698 | 0 |  |  | 937.9377 | 0 | 929.27 | 0 | 943.7737 | 0 | 943.7737 | 0 | 943.7737 | -0.027458 |  |  | 943.7737 | 0 |  |  | 943.4698 | -0.039786 | 943.7737 | 0 | 943.7737 | -0.00053533 | 929.2685 | 0 | 943.7737 | 0 | 943.4698 | -0.054846 | 937.7005 | 0 | 943.7737 | -0.020827 | 943.7737 | -0.051777
| 943.7116 | 0 |  |  | 938.1779 | 0 | 929.5 | 0 | 944.016 | 0.082034 | 944.016 | 0 | 944.016 | 0.0065541 |  |  | 944.016 | 0.0078857 |  |  | 943.7116 | -0.03309 | 944.016 | 0.010382 | 944.016 | 0.0014616 | 929.5043 | 0 | 944.016 | 0.011158 | 943.7116 | 0.11374 | 937.9409 | 0 | 944.016 | -0.0031612 | 944.016 | 0.02068
| 943.9534 | 0 |  |  | 938.4182 | 0 | 929.74 | 0 | 944.2582 | 0 | 944.2582 | 0 | 944.2582 | -0.037419 |  |  | 944.2582 | 0 |  |  | 943.9534 | -0.028657 | 944.2582 | 0 | 944.2582 | 0.0025103 | 929.7401 | 0 | 944.2582 | 0 | 943.9534 | -0.12626 | 938.1813 | 0 | 944.2582 | -0.02202 | 944.2582 | -0.092446
| 944.1952 | 0 |  |  | 938.6585 | 0 | 929.98 | 0 | 944.5005 | 0.21747 | 944.5005 | 0 | 944.5005 | 0.0077022 |  |  | 944.5005 | 0.023013 |  |  | 944.1952 | -0.016796 | 944.5005 | 0.020776 | 944.5005 | 0.0045927 | 929.976 | 0 | 944.5005 | 0.010988 | 944.1952 | 0.13141 | 938.4216 | 0 | 944.5005 | 0.0019936 | 944.5005 | 0.057512
| 944.4369 | 0 |  |  | 938.8987 | 0 | 930.21 | 0 | 944.7428 | 0 | 944.7428 | 0 | 944.7428 | -0.00051383 |  |  | 944.7428 | 0.010924 |  |  | 944.4369 | 0.010677 | 944.7428 | 0 | 944.7428 | -0.0070247 | 930.2118 | 0 | 944.7428 | 0 | 944.4369 | -0.0086369 | 938.662 | 0 | 944.7428 | 0.01484 | 944.7428 | 0.028047
| 944.6787 | 0 |  |  | 939.139 | 0 | 930.45 | 0 | 944.985 | 0.22315 | 944.985 | 0 | 944.985 | 0.014015 |  |  | 944.9851 | 0.014954 |  |  | 944.6787 | 0.043032 | 944.985 | 0.030889 | 944.985 | 0.009831 | 930.4476 | 0 | 944.9851 | 0.0089329 | 944.6787 | 0.070674 | 938.9025 | 0 | 944.985 | -0.00092433 | 944.985 | 0.05084
| 944.9205 | 0 |  |  | 939.3793 | 0 | 930.68 | 0 | 945.2273 | 0 | 945.2273 | 0 | 945.2273 | -0.048409 |  |  | 945.2274 | 0 |  |  | 944.9205 | -0.074956 | 945.2273 | 0 | 945.2274 | -0.00011326 | 930.6835 | 0 | 945.2274 | 0 | 944.9205 | -0.10932 | 939.1429 | 0 | 945.2273 | -0.020749 | 945.2273 | -0.05067
| 945.1623 | 0 |  |  | 939.6196 | 0 | 930.92 | 0 | 945.4696 | 0.1543 | 945.4696 | 0 | 945.4696 | 0.027847 |  |  | 945.4696 | 0.029997 |  |  | 945.1623 | 0.041159 | 945.4696 | 0.033473 | 945.4696 | 0.0018201 | 930.9194 | 0 | 945.4696 | 0.015837 | 945.1623 | 0.08687 | 939.3833 | 0 | 945.4696 | 0.01953 | 945.4696 | 0.081783
| 945.4041 | 0 |  |  | 939.8599 | 0 | 931.16 | 0 | 945.7119 | 0 | 945.7119 | 0 | 945.7119 | -0.021689 |  |  | 945.7119 | 0 |  |  | 945.4041 | -0.0019525 | 945.7119 | 0 | 945.7119 | -0.0020085 | 931.1552 | 0 | 945.7119 | 0 | 945.4041 | -0.1465 | 939.6237 | 0 | 945.7119 | -0.026564 | 945.7119 | -0.048676
| 945.646 | 0 |  |  | 940.1002 | 0 | 931.39 | 0 | 945.9542 | 0.096229 | 945.9542 | 0 | 945.9542 | 0.019316 |  |  | 945.9542 | 0.0056091 |  |  | 945.646 | 0.019125 | 945.9542 | 0.025083 | 945.9542 | 0.0096175 | 931.3911 | 0 | 945.9542 | 0.0047383 | 945.646 | 0.11816 | 939.8641 | 0 | 945.9542 | -0.010793 | 945.9542 | 0.048927
| 945.8878 | 0 |  |  | 940.3406 | 0 | 931.63 | 0 | 946.1965 | 0 | 946.1965 | 0 | 946.1965 | -0.047618 |  |  | 946.1965 | 0 |  |  | 945.8878 | -0.041492 | 946.1965 | 0 | 946.1965 | 0.0051839 | 931.627 | 0 | 946.1965 | 0 | 945.8878 | -0.10859 | 940.1046 | 0 | 946.1965 | -0.037955 | 946.1965 | -0.032465
| 946.1296 | 0 |  |  | 940.5809 | 0 | 931.86 | 0 | 946.4388 | 0.28441 | 946.4388 | 0 | 946.4388 | 0.014558 |  |  | 946.4388 | 0.023461 |  |  | 946.1296 | 0.00034205 | 946.4388 | 0.029107 | 946.4388 | 0.0090989 | 931.8629 | 0 | 946.4388 | 0.0037361 | 946.1296 | 0.058895 | 940.345 | 0 | 946.4388 | 0.0058519 | 946.4388 | 0.048779
| 946.3714 | 0 |  |  | 940.8212 | 0 | 932.1 | 0 | 946.6812 | 0 | 946.6812 | 0 | 946.6812 | -0.03785 |  |  | 946.6812 | 0 |  |  | 946.3714 | -0.061586 | 946.6812 | 0 | 946.6812 | -0.0034773 | 932.0988 | 0 | 946.6812 | 0 | 946.3714 | -0.15129 | 940.5855 | 0 | 946.6812 | -0.016301 | 946.6812 | -0.052631
| 946.6133 | 0 |  |  | 941.0616 | 0 | 932.33 | 0 | 946.9235 | 0.10901 | 946.9235 | 0 | 946.9235 | 0.010712 |  |  | 946.9235 | 0.025072 |  |  | 946.6133 | 0.036839 | 946.9235 | 0.011201 | 946.9235 | 0.0089933 | 932.3347 | 0 | 946.9235 | 0.0069164 | 946.6133 | 0.10822 | 940.826 | 0 | 946.9235 | 0.023026 | 946.9235 | 0.067009
| 946.8551 | 0 |  |  | 941.3019 | 0 | 932.57 | 0 | 947.1658 | 0 | 947.1658 | 0 | 947.1658 | -0.027485 |  |  | 947.1658 | 0 |  |  | 946.8551 | -0.055179 | 947.1658 | 0 | 947.1658 | 0.00056258 | 932.5706 | 0 | 947.1658 | 0 | 946.8551 | -0.11043 | 941.0665 | 0 | 947.1658 | -0.02344 | 947.1658 | -0.033717
| 947.097 | 0 |  |  | 941.5423 | 0 | 932.81 | 0 | 947.4082 | 0.14491 | 947.4082 | 0 | 947.4082 | 0.023445 |  |  | 947.4082 | 0.026326 |  |  | 947.097 | 0.026112 | 947.4082 | 0.050088 | 947.4082 | 0.009284 | 932.8065 | 0 | 947.4082 | 0.010667 | 947.097 | 0.23263 | 941.3069 | 0 | 947.4082 | 0.0093477 | 947.4082 | 0.059838
| 947.3388 | 0 |  |  | 941.7827 | 0 | 933.04 | 0 | 947.6505 | 0 | 947.6505 | 0 | 947.6505 | -0.035668 |  |  | 947.6505 | 0 |  |  | 947.3388 | -0.055876 | 947.6505 | 0 | 947.6505 | -0.007037 | 933.0424 | 0 | 947.6505 | 0 | 947.3388 | -0.1708 | 941.5475 | 0 | 947.6505 | -0.014693 | 947.6505 | -0.016013
| 947.5807 | 0 |  |  | 942.0231 | 0 | 933.28 | 0 | 947.8929 | 0 | 947.8929 | 0 | 947.8929 | 0.0086369 |  |  | 947.8929 | 0.016208 |  |  | 947.5807 | -0.0083096 | 947.8929 | 0.018182 | 947.8929 | 0.0059852 | 933.2783 | 0 | 947.8929 | 0.0045145 | 947.5807 | 0.14908 | 941.788 | 0 | 947.8929 | 0.0029562 | 947.8929 | 0.027782
| 947.8226 | 0 |  |  | 942.2635 | 0 | 933.51 | 0 | 948.1353 | 0 | 948.1353 | 0 | 948.1353 | -0.045473 |  |  | 948.1353 | 0 |  |  | 947.8226 | -0.065309 | 948.1353 | 0 | 948.1353 | 0.0042183 | 933.5142 | 0 | 948.1353 | 0 | 947.8226 | -0.040122 | 942.0285 | 0 | 948.1353 | -0.01876 | 948.1353 | -0.04878
| 948.0644 | 0 |  |  | 942.5039 | 0 | 933.75 | 0 | 948.3776 | 0.028886 | 948.3776 | 0 | 948.3776 | 0.0050847 |  |  | 948.3776 | 0.0094917 |  |  | 948.0644 | 0.011354 | 948.3776 | 0.035509 | 948.3776 | 0.0042937 | 933.7501 | 0 | 948.3776 | 0.0085409 | 948.0644 | 0.18037 | 942.269 | 0 | 948.3776 | -0.0012715 | 948.3776 | 0.032112
| 948.3063 | 0 |  |  | 942.7443 | 0 | 933.99 | 0 | 948.62 | 0 | 948.62 | 0 | 948.62 | -0.026748 |  |  | 948.62 | 0 |  |  | 948.3063 | -0.0072642 | 948.62 | 0 | 948.62 | -0.0036517 | 933.9861 | 0 | 948.62 | 0 | 948.3063 | -0.21386 | 942.5096 | 0 | 948.62 | -0.019048 | 948.62 | -0.0073713
| 948.5482 | 0 |  |  | 942.9847 | 0 | 934.22 | 0 | 948.8624 | 0.13163 | 948.8624 | 0 | 948.8624 | 0.013179 |  |  | 948.8624 | 0.031341 |  |  | 948.5482 | 0.012611 | 948.8624 | 0.027474 | 948.8624 | 0.006758 | 934.222 | 0 | 948.8624 | 0.013428 | 948.5482 | 0.14024 | 942.7501 | 0 | 948.8624 | 0.017319 | 948.8624 | 0.058741
| 948.7901 | 0 |  |  | 943.2251 | 0 | 934.46 | 0 | 949.1048 | 0.0253 | 949.1048 | 0 | 949.1048 | -0.020818 |  |  | 949.1048 | 0 |  |  | 948.7901 | -0.0047252 | 949.1048 | 0 | 949.1048 | -0.0023413 | 934.4579 | 0 | 949.1048 | 0 | 948.7901 | -0.11595 | 942.9907 | 0 | 949.1048 | -0.0059383 | 949.1048 | -0.02159
| 949.032 | 0 |  |  | 943.4656 | 0 | 934.69 | 0 | 949.3472 | 0.22115 | 949.3472 | 0 | 949.3472 | 0.018939 |  |  | 949.3472 | 0.022923 |  |  | 949.032 | 0.041811 | 949.3472 | 0.048312 | 949.3472 | 0.0079427 | 934.6939 | 0 | 949.3472 | 0.0020265 | 949.032 | 0.12368 | 943.2313 | 0 | 949.3472 | 0.020939 | 949.3472 | 0.049057
| 949.2739 | 0 |  |  | 943.706 | 0 | 934.93 | 0 | 949.5896 | 0 | 949.5896 | 0 | 949.5896 | -0.056491 |  |  | 949.5896 | 0 |  |  | 949.2739 | -0.024813 | 949.5896 | 0 | 949.5896 | -0.0024039 | 934.9299 | 0 | 949.5896 | 0 | 949.2739 | -0.1119 | 943.4718 | 0 | 949.5896 | -0.013201 | 949.5896 | -0.049612
| 949.5158 | 0 |  |  | 943.9465 | 0 | 935.17 | 0 | 949.832 | 0.13687 | 949.832 | 0 | 949.832 | 0.016021 |  |  | 949.832 | 0.018625 |  |  | 949.5158 | 0.013872 | 949.832 | 0.023019 | 949.832 | 0.0060907 | 935.1658 | 0 | 949.832 | 0.011774 | 949.5158 | 0.14208 | 943.7124 | 0 | 949.832 | 0.010644 | 949.832 | 0.057622
| 949.7577 | 0 |  |  | 944.1869 | 0 | 935.4 | 0 | 950.0744 | 0 | 950.0744 | 0 | 950.0744 | -0.070549 |  |  | 950.0744 | 0 |  |  | 949.7577 | -0.074661 | 950.0744 | 0 | 950.0744 | -0.00067403 | 935.4018 | 0 | 950.0744 | 0 | 949.7577 | -0.17484 | 943.953 | 0 | 950.0744 | -0.051372 | 950.0744 | -0.065134
| 949.9996 | 0 |  |  | 944.4274 | 0 | 935.64 | 0 | 950.3168 | 0.16347 | 950.3168 | 0 | 950.3168 | 0.020308 |  |  | 950.3168 | 0.00075083 |  |  | 949.9996 | 0.0074896 | 950.3168 | 0.017811 | 950.3168 | 0.0081712 | 935.6378 | 0 | 950.3168 | 0.0039755 | 949.9996 | 0.087238 | 944.1936 | 0 | 950.3168 | -0.0028511 | 950.3168 | 0.03096
| 950.2415 | 0 |  |  | 944.6679 | 0 | 935.87 | 0 | 950.5593 | 0 | 950.5593 | 0 | 950.5593 | -0.048383 |  |  | 950.5593 | 0 |  |  | 950.2415 | -0.049702 | 950.5593 | 0 | 950.5593 | 0.0050192 | 935.8738 | 0 | 950.5593 | 0 | 950.2415 | -0.070306 | 944.4342 | 0 | 950.5593 | -0.021898 | 950.5593 | -0.05534
| 950.4834 | 0 |  |  | 944.9084 | 0 | 936.11 | 0 | 950.8017 | 0.14041 | 950.8017 | 0 | 950.8017 | 0.024707 |  |  | 950.8017 | 0.01764 |  |  | 950.4834 | 0.026103 | 950.8017 | 0.041326 | 950.8017 | 0.0059474 | 936.1097 | 0 | 950.8017 | 0.0080581 | 950.4834 | 0.06184 | 944.6748 | 0 | 950.8017 | 0.0053913 | 950.8017 | 0.030632
| 950.7254 | 0 |  |  | 945.1489 | 0 | 936.35 | 0 | 951.0442 | 0 | 951.0442 | 0 | 951.0442 | -0.033509 |  |  | 951.0442 | 0 |  |  | 950.7254 | -0.027504 | 951.0442 | 0 | 951.0442 | 0.0020733 | 936.3458 | 0 | 951.0442 | 0 | 950.7254 | -0.050797 | 944.9155 | 0 | 951.0442 | -0.018547 | 951.0442 | -0.040287
| 950.9673 | 0 |  |  | 945.3894 | 0 | 936.58 | 0 | 951.2866 | 0.13227 | 951.2866 | 0 | 951.2866 | 0.027456 |  |  | 951.2866 | 0.02364 |  |  | 950.9673 | 0.036721 | 951.2866 | 0.054508 | 951.2866 | 0.0084942 | 936.5818 | 0 | 951.2866 | 0.01036 | 950.9673 | 0.092023 | 945.1561 | 0 | 951.2866 | 0.020699 | 951.2866 | 0.057415
| 951.2093 | 0 |  |  | 945.6299 | 0 | 936.82 | 0 | 951.5291 | 0 | 951.5291 | 0 | 951.5291 | -0.054133 |  |  | 951.529 | 0 |  |  | 951.2093 | -0.047573 | 951.5291 | 0 | 951.5291 | -0.0043536 | 936.8178 | 0 | 951.529 | 0 | 951.2093 | -0.098281 | 945.3967 | 0 | 951.5291 | -0.025675 | 951.5291 | -0.074236
| 951.4512 | 0 |  |  | 945.8704 | 0 | 937.05 | 0 | 951.7715 | 0.21605 | 951.7715 | 0 | 951.7715 | 0.0083661 |  |  | 951.7716 | 0.014954 |  |  | 951.4512 | 0.019329 | 951.7715 | 0.058671 | 951.7715 | 0.0034013 | 937.0538 | 0 | 951.7716 | 0.006641 | 951.4512 | 0.13435 | 945.6374 | 0 | 951.7715 | 0.0044324 | 951.7715 | 0.063861
| 951.6932 | 0 |  |  | 946.1109 | 0 | 937.29 | 0 | 952.014 | 0 | 952.014 | 0 | 952.014 | -0.04009 |  |  | 952.014 | 0 |  |  | 951.6932 | -0.046274 | 952.014 | 0 | 952.014 | -0.0027936 | 937.2899 | 0 | 952.014 | 0 | 951.6932 | -0.070674 | 945.8781 | 0 | 952.014 | -0.016373 | 952.014 | -0.009517
| 951.9351 | 0 |  |  | 946.3515 | 0 | 937.53 | 0 | 952.2565 | 0.13224 | 952.2565 | 0 | 952.2565 | 0.014127 |  |  | 952.2565 | 0.016566 |  |  | 951.9351 | 0.029078 | 952.2565 | 0.055254 | 952.2565 | 0.011076 | 937.5259 | 0 | 952.2565 | 0.0070931 | 951.9351 | 0.10491 | 946.1187 | 0 | 952.2565 | -0.0065473 | 952.2565 | 0.072814
| 952.1771 | 0 |  |  | 946.592 | 0 | 937.76 | 0 | 952.499 | 0 | 952.499 | 0 | 952.499 | -0.075703 |  |  | 952.499 | 0 |  |  | 952.1771 | -7.6685e-05 | 952.499 | 0 | 952.499 | 0.0043461 | 937.7619 | 0 | 952.499 | 0 | 952.1771 | -0.17558 | 946.3594 | 0 | 952.499 | -0.040078 | 952.499 | -0.085983
| 952.4191 | 0 |  |  | 946.8326 | 0 | 938 | 0 | 952.7415 | 0.13038 | 952.7415 | 0 | 952.7415 | 0.014492 |  |  | 952.7415 | 0.014238 |  |  | 952.4191 | -0.0077798 | 952.7415 | 0.058498 | 952.7415 | 0.0095845 | 937.9979 | 0 | 952.7415 | 0.0065585 | 952.4191 | 0.037177 | 946.6001 | 0 | 952.7415 | 0.0089125 | 952.7415 | 0.065567
| 952.661 | 0 |  |  | 947.0731 | 0 | 938.23 | 0 | 952.984 | 0 | 952.984 | 0 | 952.984 | -0.048095 |  |  | 952.984 | 0 |  |  | 952.661 | -0.042103 | 952.984 | 0 | 952.9839 | 0.0011893 | 938.234 | 0 | 952.984 | 0 | 952.661 | -0.15828 | 946.8408 | 0 | 952.984 | -0.029524 | 952.984 | -0.079348
| 952.903 | 0 |  |  | 947.3137 | 0 | 938.47 | 0 | 953.2265 | 0.16757 | 953.2265 | 0 | 953.2265 | 0.00014584 |  |  | 953.2265 | 0.019521 |  |  | 952.903 | 0.015084 | 953.2265 | 0.019516 | 953.2265 | 0.0021945 | 938.47 | 0 | 953.2265 | 0.0072382 | 952.903 | 0.10491 | 947.0815 | 0 | 953.2265 | 0.0021305 | 953.2265 | 0.049703
| 953.145 | 0 |  |  | 947.5543 | 0 | 938.71 | 0 | 953.469 | 0 | 953.469 | 0 | 953.469 | -0.023786 |  |  | 953.469 | 0 |  |  | 953.145 | -0.016874 | 953.469 | 0 | 953.469 | -0.0017016 | 938.7061 | 0 | 953.469 | 0 | 953.145 | -0.022602 | 947.3223 | 0 | 953.469 | -0.010205 | 953.469 | -0.01956
| 953.387 | 0 |  |  | 947.7949 | 0 | 938.94 | 0 | 953.7115 | 0.11445 | 953.7115 | 0 | 953.7115 | 0.015042 |  |  | 953.7115 | 0.013342 |  |  | 953.387 | 0.040591 | 953.7115 | 0.041449 | 953.7115 | 0.0082031 | 938.9421 | 0 | 953.7115 | 0.0077485 | 953.387 | 0.12331 | 947.563 | 0 | 953.7115 | 0.013885 | 953.7115 | 0.036846
| 953.629 | 0 |  |  | 948.0355 | 0 | 939.18 | 0 | 953.954 | 0 | 953.954 | 0 | 953.954 | -0.057427 |  |  | 953.954 | 0 |  |  | 953.629 | -0.067664 | 953.954 | 0 | 953.954 | 0.0026224 | 939.1782 | 0 | 953.954 | 0 | 953.629 | -0.19803 | 947.8037 | 0 | 953.954 | -0.017246 | 953.954 | -0.052585
| 953.871 | 0 |  |  | 948.2761 | 0 | 939.41 | 0 | 954.1966 | 0.014606 | 954.1966 | 0 | 954.1966 | -0.016824 |  |  | 954.1966 | 0.0091335 |  |  | 953.871 | 0.0061893 | 954.1966 | 0.0217 | 954.1966 | 0.0049138 | 939.4143 | 0 | 954.1966 | 0.0047554 | 953.871 | 0.05411 | 948.0444 | 0 | 954.1966 | -0.0033092 | 954.1966 | 0.040424
| 954.113 | 0 |  |  | 948.5167 | 0 | 939.65 | 0 | 954.4391 | 0 | 954.4391 | 0 | 954.4391 | -0.05241 |  |  | 954.4391 | 0 |  |  | 954.113 | -0.060637 | 954.4391 | 0 | 954.4391 | 0.0046788 | 939.6504 | 0 | 954.4391 | 0 | 954.113 | -0.18662 | 948.2852 | 0 | 954.4391 | -0.028442 | 954.4391 | -0.052492
| 954.355 | 0 |  |  | 948.7573 | 0 | 939.89 | 0 | 954.6817 | 0.15222 | 954.6817 | 0 | 954.6817 | 0.01381 |  |  | 954.6816 | 0.018715 |  |  | 954.355 | 0.01219 | 954.6817 | 0.02681 | 954.6816 | 0.0067949 | 939.8865 | 0 | 954.6816 | 0.010183 | 954.355 | 0.024635 | 948.526 | 0 | 954.6817 | 0.014102 | 954.6817 | 0.053987
| 954.597 | 0 |  |  | 948.998 | 0 | 940.12 | 0 | 954.9242 | 0 | 954.9242 | 0 | 954.9242 | -0.038593 |  |  | 954.9242 | 0 |  |  | 954.597 | -0.080827 | 954.9242 | 0 | 954.9242 | 0.0022259 | 940.1226 | 0 | 954.9242 | 0 | 954.597 | -0.097913 | 948.7668 | 0 | 954.9242 | -0.023187 | 954.9242 | -0.062536
| 954.8391 | 0 |  |  | 949.2386 | 0 | 940.36 | 0 | 955.1668 | 0.14606 | 955.1668 | 0 | 955.1668 | 0.0032455 |  |  | 955.1667 | 0.019252 |  |  | 954.8391 | -0.011299 | 955.1668 | 0.026938 | 955.1667 | 0.010123 | 940.3587 | 0 | 955.1667 | 0.0090064 | 954.8391 | 0.10896 | 949.0076 | 0 | 955.1668 | -0.002051 | 955.1668 | 0.037621
| 955.0811 | 0 |  |  | 949.4793 | 0 | 940.59 | 0 | 955.4093 | 0 | 955.4093 | 0 | 955.4093 | -0.050764 |  |  | 955.4094 | 0 |  |  | 955.0811 | -0.074879 | 955.4093 | 0 | 955.4094 | 0.0043335 | 940.5948 | 0 | 955.4094 | 0 | 955.0811 | -0.14319 | 949.2484 | 0 | 955.4093 | -0.031248 | 955.4093 | -0.053109
| 955.3231 | 0 |  |  | 949.7199 | 0 | 940.83 | 0 | 955.6519 | 0.029339 | 955.6519 | 0 | 955.6519 | -0.011758 |  |  | 955.6519 | 0 |  |  | 955.3231 | -0.013776 | 955.6519 | 0.01519 | 955.6519 | 0.0043842 | 940.8309 | 0 | 955.6519 | 0.010783 | 955.3231 | 0.15754 | 949.4891 | 0 | 955.6519 | -0.00094809 | 955.6519 | 0.030836
| 955.5652 | 0 |  |  | 949.9606 | 0 | 941.07 | 0 | 955.8945 | 0 | 955.8945 | 0 | 955.8945 | -0.034858 |  |  | 955.8945 | 0 |  |  | 955.5652 | -0.016054 | 955.8945 | 0 | 955.8945 | 0.004966 | 941.067 | 0 | 955.8945 | 0 | 955.5652 | -0.14503 | 949.73 | 0 | 955.8945 | -0.01316 | 955.8945 | -0.05503
| 955.8072 | 0 |  |  | 950.2013 | 0 | 941.3 | 0 | 956.1371 | 0.095535 | 956.1371 | 0 | 956.1371 | 0.018389 |  |  | 956.1371 | 0.0137 |  |  | 955.8072 | 0.014476 | 956.1371 | 0.045743 | 956.1371 | 0.00036203 | 941.3032 | 0 | 956.1371 | 0.0087388 | 955.8072 | 0.082453 | 949.9708 | 0 | 956.1371 | 0.013125 | 956.1371 | 0.0227
| 956.0493 | 0 |  |  | 950.4419 | 0 | 941.54 | 0 | 956.3797 | 0 | 956.3797 | 0 | 956.3797 | -0.027382 |  |  | 956.3797 | 0 |  |  | 956.0493 | -0.043315 | 956.3797 | 0 | 956.3797 | 0.00025929 | 941.5393 | 0 | 956.3797 | 0 | 956.0493 | -0.14613 | 950.2116 | 0 | 956.3797 | -0.015141 | 956.3797 | -0.054704
| 956.2913 | 0 |  |  | 950.6826 | 0 | 941.78 | 0 | 956.6223 | 0.11177 | 956.6223 | 0 | 956.6223 | 0.019395 |  |  | 956.6223 | 0.015849 |  |  | 956.2913 | 0.029268 | 956.6223 | 0.020793 | 956.6223 | 0.0074573 | 941.7755 | 0 | 956.6223 | 0.0090845 | 956.2913 | 0.17448 | 950.4525 | 0 | 956.6223 | 0.010235 | 956.6223 | 0.068416
| 956.5334 | 0 |  |  | 950.9233 | 0 | 942.01 | 0 | 956.8649 | 0 | 956.8649 | 0 | 956.8649 | -0.049663 |  |  | 956.8649 | 0 |  |  | 956.5334 | -0.035717 | 956.8649 | 0 | 956.8649 | -0.0015086 | 942.0116 | 0 | 956.8649 | 0 | 956.5334 | -0.1119 | 950.6933 | 0 | 956.8649 | -0.025872 | 956.8649 | -0.058919
| 956.7755 | 0 |  |  | 951.164 | 0 | 942.25 | 0 | 957.1075 | 0.1936 | 957.1075 | 0 | 957.1075 | 0.035793 |  |  | 957.1075 | 0.044504 |  |  | 956.7755 | 0.014707 | 957.1075 | 0.07608 | 957.1075 | 0.006329 | 942.2477 | 0 | 957.1075 | 0.014952 | 956.7755 | 0.21239 | 950.9341 | 0 | 957.1075 | 0.038164 | 957.1075 | 0.077303
| 957.0175 | 0 |  |  | 951.4048 | 0 | 942.48 | 0 | 957.3501 | 0 | 957.3501 | 0 | 957.3501 | -0.030052 |  |  | 957.3501 | 0 |  |  | 957.0175 | -0.06665 | 957.3501 | 0 | 957.3501 | -0.0013471 | 942.4839 | 0 | 957.3501 | 0 | 957.0175 | -0.11632 | 951.175 | 0 | 957.3501 | -0.010491 | 957.3501 | -0.04594
| 957.2596 | 0 |  |  | 951.6455 | 0 | 942.72 | 0 | 957.5927 | 0.054776 | 957.5927 | 0 | 957.5927 | 0.0053553 |  |  | 957.5927 | 0.010208 |  |  | 957.2596 | -0.015868 | 957.5927 | 0.0017176 | 957.5927 | 0.0098438 | 942.72 | 0 | 957.5927 | 0.013269 | 957.2596 | 0.070674 | 951.4159 | 0 | 957.5927 | -0.0042997 | 957.5927 | 0.03134
| 957.5017 | 0 |  |  | 951.8862 | 0 | 942.96 | 0 | 957.8354 | 0 | 957.8354 | 0 | 957.8354 | -0.061571 |  |  | 957.8354 | 0 |  |  | 957.5017 | -0.018105 | 957.8354 | 0 | 957.8354 | -0.0023675 | 942.9562 | 0 | 957.8354 | 0 | 957.5017 | -0.19325 | 951.6568 | 0 | 957.8354 | -0.02924 | 957.8354 | -0.041428
| 957.7438 | 0 |  |  | 952.127 | 0 | 943.19 | 0 | 958.078 | 0.18463 | 958.078 | 0 | 958.078 | 0.0045384 |  |  | 958.078 | 0.00055724 |  |  | 957.7438 | 0.0084359 | 958.078 | 0.049703 | 958.078 | 0.0031938 | 943.1924 | 0 | 958.078 | 0.0087812 | 957.7438 | 0.080244 | 951.8976 | 0 | 958.078 | -0.0053809 | 958.078 | 0.028245
| 957.9859 | 0 |  |  | 952.3677 | 0 | 943.43 | 0 | 958.3207 | 0 | 958.3207 | 0 | 958.3207 | -0.032451 |  |  | 958.3207 | 0 |  |  | 957.9859 | -0.045008 | 958.3207 | 0 | 958.3207 | 0.0076803 | 943.4286 | 0 | 958.3207 | 0 | 957.9859 | -0.1984 | 952.1385 | 0 | 958.3207 | -0.017992 | 958.3207 | -0.039804
| 958.228 | 0 |  |  | 952.6085 | 0 | 943.66 | 0 | 958.5633 | 0.13819 | 958.5633 | 0 | 958.5633 | 0.023959 |  |  | 958.5633 | 0.013611 |  |  | 958.228 | 0.060089 | 958.5633 | 0.049155 | 958.5633 | 0.0090391 | 943.6648 | 0 | 958.5633 | 0.0073598 | 958.228 | 0.01444 | 952.3795 | 0 | 958.5633 | 0.0030807 | 958.5633 | 0.039077
| 958.4701 | 0 |  |  | 952.8492 | 0 | 943.9 | 0 | 958.806 | 0 | 958.806 | 0 | 958.806 | -0.0202 |  |  | 958.806 | 0 |  |  | 958.4701 | -0.028209 | 958.806 | 0 | 958.806 | -0.00025054 | 943.901 | 0 | 958.806 | 0 | 958.4701 | -0.1108 | 952.6204 | 0 | 958.806 | -0.0096915 | 958.806 | -0.054354
| 958.7122 | 0 |  |  | 953.09 | 0 | 944.14 | 0 | 959.0486 | 0.12128 | 959.0486 | 0 | 959.0486 | 0.028893 |  |  | 959.0486 | 0.029639 |  |  | 958.7122 | 0.073789 | 959.0486 | 0.040544 | 959.0486 | 0.0052624 | 944.1371 | 0 | 959.0486 | 0.013317 | 958.7122 | 0.15497 | 952.8613 | 0 | 959.0486 | 0.015749 | 959.0486 | 0.072239
| 958.9543 | 0 |  |  | 953.3308 | 0 | 944.37 | 0 | 959.2913 | 0 | 959.2913 | 0 | 959.2913 | -0.055075 |  |  | 959.2913 | 0 |  |  | 958.9543 | -0.0029881 | 959.2913 | 0 | 959.2913 | 0.0046424 | 944.3734 | 0 | 959.2913 | 0 | 958.9543 | -0.10748 | 953.1023 | 0 | 959.2913 | -0.028642 | 959.2913 | -0.08389
| 959.1964 | 0 |  |  | 953.5716 | 0 | 944.61 | 0 | 959.534 | 0.24119 | 959.534 | 0 | 959.534 | 0.016405 |  |  | 959.534 | 0.022834 |  |  | 959.1964 | 0.049265 | 959.534 | 0.042869 | 959.534 | 0.0046535 | 944.6096 | 0 | 959.534 | 0.011699 | 959.1964 | 0.11485 | 953.3432 | 0 | 959.534 | 0.0098437 | 959.534 | 0.06037
| 959.4386 | 0 |  |  | 953.8124 | 0 | 944.85 | 0 | 959.7767 | 0 | 959.7767 | 0 | 959.7767 | -0.014009 |  |  | 959.7767 | 0 |  |  | 959.4386 | -0.010881 | 959.7767 | 0 | 959.7767 | -0.0007952 | 944.8458 | 0 | 959.7767 | 0 | 959.4386 | -0.10417 | 953.5842 | 0 | 959.7767 | -0.02088 | 959.7767 | -0.031404
| 959.6807 | 0 |  |  | 954.0532 | 0 | 945.08 | 0 | 960.0194 | 0.1072 | 960.0194 | 0 | 960.0194 | 0.025859 |  |  | 960.0194 | 0.03152 |  |  | 959.6807 | 0.0082082 | 960.0194 | 0.035154 | 960.0193 | 0.0045711 | 945.082 | 0 | 960.0194 | 0.01283 | 959.6807 | 0.16969 | 953.8251 | 0 | 960.0194 | 0.011672 | 960.0194 | 0.068103
| 959.9228 | 0 |  |  | 954.294 | 0 | 945.32 | 0 | 960.2621 | 0 | 960.2621 | 0 | 960.2621 | -0.026572 |  |  | 960.2621 | 0 |  |  | 959.9228 | 0.0019971 | 960.2621 | 0 | 960.2621 | -0.0011341 | 945.3182 | 0 | 960.2621 | 0 | 959.9228 | -0.096072 | 954.0661 | 0 | 960.2621 | -0.0066091 | 960.2621 | -0.028495
| 960.165 | 0 |  |  | 954.5349 | 0 | 945.55 | 0 | 960.5048 | 0.20981 | 960.5048 | 0 | 960.5048 | -0.013488 |  |  | 960.5048 | 0.0056051 |  |  | 960.165 | 0.034501 | 960.5048 | 0.056054 | 960.5048 | 0.0096133 | 945.5545 | 0 | 960.5048 | 0.0011312 | 960.165 | 0.0018786 | 954.3071 | 0 | 960.5048 | -0.0092258 | 960.5048 | 0.045143
| 960.4071 | 0 |  |  | 954.7757 | 0 | 945.79 | 0 | 960.7475 | 0 | 960.7475 | 0 | 960.7475 | -0.061842 |  |  | 960.7475 | 0 |  |  | 960.4071 | -0.051221 | 960.7475 | 0 | 960.7475 | -0.0026162 | 945.7908 | 0 | 960.7475 | 0 | 960.4071 | -0.17521 | 954.5481 | 0 | 960.7475 | -0.043916 | 960.7475 | -0.085756
| 960.6493 | 0 |  |  | 955.0165 | 0 | 946.03 | 0 | 960.9902 | 0.20153 | 960.9902 | 0 | 960.9902 | 0.014969 |  |  | 960.9902 | 0.018804 |  |  | 960.6493 | 0.012356 | 960.9902 | 0.013777 | 960.9902 | 0.003767 | 946.027 | 0 | 960.9902 | 0.0090073 | 960.6493 | 0.092759 | 954.7891 | 0 | 960.9902 | 0.0018702 | 960.9902 | 0.053009
| 960.8914 | 0 |  |  | 955.2574 | 0 | 946.26 | 0 | 961.2329 | 0 | 961.2329 | 0 | 961.2329 | -0.056178 |  |  | 961.2329 | 0 |  |  | 960.8914 | -0.037052 | 961.2329 | 0 | 961.2329 | -0.00043448 | 946.2632 | 0 | 961.2329 | 0 | 960.8914 | -0.10012 | 955.0301 | 0 | 961.2329 | -0.019363 | 961.2329 | -0.084837
| 961.1336 | 0 |  |  | 955.4983 | 0 | 946.5 | 0 | 961.4757 | 0.065272 | 961.4757 | 0 | 961.4757 | 0.043741 |  |  | 961.4756 | 0.023103 |  |  | 961.1336 | 0.011926 | 961.4757 | 0.059998 | 961.4756 | 0.0028741 | 946.4995 | 0 | 961.4756 | 0.0039606 | 961.1336 | 0.1373 | 955.2711 | 0 | 961.4757 | 0.017479 | 961.4757 | 0.068678
| 961.3758 | 0 |  |  | 955.7391 | 0 | 946.74 | 0 | 961.7184 | 0 | 961.7184 | 0 | 961.7184 | -0.036035 |  |  | 961.7184 | 0 |  |  | 961.3758 | -0.02557 | 961.7184 | 0 | 961.7184 | 0.0010067 | 946.7358 | 0 | 961.7184 | 0 | 961.3758 | -0.062208 | 955.5121 | 0 | 961.7184 | -0.019301 | 961.7184 | -0.014049
| 961.618 | 0 |  |  | 955.98 | 0 | 946.97 | 0 | 961.9612 | 0.21924 | 961.9612 | 0 | 961.9612 | 0.0065185 |  |  | 961.9612 | 0.012984 |  |  | 961.618 | 0.040273 | 961.9612 | 0.0062838 | 961.9612 | 0.0069521 | 946.972 | 0 | 961.9612 | 0.0086242 | 961.618 | 0.065521 | 955.7532 | 0 | 961.9612 | 0.018065 | 961.9612 | 0.057732
| 961.8601 | 0 |  |  | 956.2209 | 0 | 947.21 | 0 | 962.2039 | 0 | 962.2039 | 0 | 962.2039 | -0.031973 |  |  | 962.2039 | 0 |  |  | 961.8601 | -0.05564 | 962.2039 | 0 | 962.2039 | 0.0017232 | 947.2083 | 0 | 962.2039 | 0 | 961.8601 | -0.070306 | 955.9943 | 0 | 962.2039 | -0.024637 | 962.2039 | -0.031569
| 962.1023 | 0 |  |  | 956.4618 | 0 | 947.44 | 0 | 962.4467 | 0.26766 | 962.4467 | 0 | 962.4467 | 0.030006 |  |  | 962.4467 | 0.020058 |  |  | 962.1023 | 0.059658 | 962.4467 | 0.035999 | 962.4467 | 0.0028927 | 947.4446 | 0 | 962.4467 | 0.0071825 | 962.1023 | 0.15386 | 956.2353 | 0 | 962.4467 | 0.01414 | 962.4467 | 0.07769
| 962.3445 | 0 |  |  | 956.7027 | 0 | 947.68 | 0 | 962.6894 | 0 | 962.6894 | 0 | 962.6894 | -0.042556 |  |  | 962.6894 | 0 |  |  | 962.3445 | -0.034199 | 962.6894 | 0 | 962.6895 | -0.0037653 | 947.6809 | 0 | 962.6894 | 0 | 962.3445 | -0.19104 | 956.4764 | 0 | 962.6894 | -0.021981 | 962.6894 | -0.075687
| 962.5867 | 0 |  |  | 956.9436 | 0 | 947.92 | 0 | 962.9322 | 0.34522 | 962.9322 | 0 | 962.9322 | 0.045992 |  |  | 962.9322 | 0.030714 |  |  | 962.5867 | 0.040759 | 962.9322 | 0.051373 | 962.9322 | 0.0068819 | 947.9172 | 0 | 962.9322 | 0.014059 | 962.5867 | 0.20797 | 956.7175 | 0 | 962.9322 | 0.013736 | 962.9322 | 0.090033
| 962.8289 | 0 |  |  | 957.1845 | 0 | 948.15 | 0 | 963.175 | 0 | 963.175 | 0 | 963.175 | -0.01764 |  |  | 963.175 | 0 |  |  | 962.8289 | -0.043821 | 963.175 | 0 | 963.175 | -0.0036941 | 948.1535 | 0 | 963.175 | 0 | 962.8289 | -0.027407 | 956.9586 | 0 | 963.175 | -0.012668 | 963.175 | -0.030851
| 963.0711 | 0 |  |  | 957.4255 | 0 | 948.39 | 0 | 963.4178 | 0.20073 | 963.4178 | 0 | 963.4178 | 0.0056962 |  |  | 963.4178 | 0.024804 |  |  | 963.0711 | 0.039401 | 963.4178 | 0.011433 | 963.4178 | 0.0044267 | 948.3898 | 0 | 963.4178 | 0.010613 | 963.0711 | 0.16343 | 957.1996 | 0 | 963.4178 | 0.0042073 | 963.4178 | 0.035552
| 963.3133 | 0 |  |  | 957.6664 | 0 | 948.63 | 0 | 963.6606 | 0 | 963.6606 | 0 | 963.6606 | -0.044095 |  |  | 963.6606 | 0 |  |  | 963.3133 | -0.057385 | 963.6606 | 0 | 963.6606 | -0.0037139 | 948.6262 | 0 | 963.6606 | 0 | 963.3133 | -0.14834 | 957.4407 | 0 | 963.6606 | -0.022566 | 963.6606 | -0.019814
| 963.5556 | 0 |  |  | 957.9073 | 0 | 948.86 | 0 | 963.9034 | 0.16043 | 963.9034 | 0 | 963.9034 | 0.023504 |  |  | 963.9034 | 0.027759 |  |  | 963.5556 | 0.052272 | 963.9034 | 0.026111 | 963.9034 | 0.007457 | 948.8625 | 0 | 963.9034 | 0.0087148 | 963.5556 | 0.041226 | 957.6818 | 0 | 963.9034 | 0.0072143 | 963.9034 | 0.048833
| 963.7978 | 0 |  |  | 958.1483 | 0 | 949.1 | 0 | 964.1462 | 0 | 964.1462 | 0 | 964.1462 | -0.013377 |  |  | 964.1462 | 0 |  |  | 963.7978 | -0.038231 | 964.1462 | 0 | 964.1462 | -0.0034192 | 949.0988 | 0 | 964.1462 | 0 | 963.7978 | -0.064784 | 957.923 | 0 | 964.1462 | -0.015961 | 964.1462 | -0.045722
| 964.04 | 0 |  |  | 958.3893 | 0 | 949.34 | 0 | 964.389 | 0.10813 | 964.389 | 0 | 964.389 | 0.0063348 |  |  | 964.389 | 0.0137 |  |  | 964.04 | 0.0096655 | 964.389 | 0.02036 | 964.389 | 0.0063 | 949.3351 | 0 | 964.389 | 0.0099056 | 964.04 | 0.06368 | 958.1641 | 0 | 964.389 | -0.0030845 | 964.389 | -0.0050345
| 964.2822 | 0 |  |  | 958.6302 | 0 | 949.57 | 0 | 964.6318 | 0 | 964.6318 | 0 | 964.6318 | -0.038154 |  |  | 964.6318 | 0 |  |  | 964.2822 | -0.047653 | 964.6318 | 0 | 964.6318 | -0.0042296 | 949.5715 | 0 | 964.6318 | 0 | 964.2822 | -0.16196 | 958.4052 | 0 | 964.6318 | -0.014218 | 964.6318 | -0.049569
| 964.5245 | 0 |  |  | 958.8712 | 0 | 949.81 | 0 | 964.8746 | 0.12897 | 964.8746 | 0 | 964.8746 | 0.0092461 |  |  | 964.8746 | 0.012805 |  |  | 964.5245 | 0.008479 | 964.8746 | 0.021791 | 964.8746 | 0.0097493 | 949.8078 | 0 | 964.8746 | 0.0085225 | 964.5245 | 0.1454 | 958.6464 | 0 | 964.8746 | 0.0010968 | 964.8746 | 0.057183
| 964.7667 | 0 |  |  | 959.1122 | 0 | 950.04 | 0 | 965.1175 | 0 | 965.1175 | 0 | 965.1175 | -0.010946 |  |  | 965.1174 | 0 |  |  | 964.7667 | -0.02193 | 965.1175 | 0 | 965.1174 | -0.0011154 | 950.0441 | 0 | 965.1174 | 0 | 964.7667 | -0.11632 | 958.8876 | 0 | 965.1175 | -0.012189 | 965.1175 | -0.069917
| 965.009 | 0 |  |  | 959.3532 | 0 | 950.28 | 0 | 965.3603 | 0.092947 | 965.3603 | 0 | 965.3603 | 0.0030184 |  |  | 965.3603 | 0.010477 |  |  | 965.009 | 0.011729 | 965.3603 | 0.024367 | 965.3603 | 0.0048427 | 950.2805 | 0 | 965.3603 | 0.009311 | 965.009 | 0.024413 | 959.1287 | 0 | 965.3603 | 0.0035054 | 965.3603 | 0.03313
| 965.2512 | 0 |  |  | 959.5942 | 0 | 950.52 | 0 | 965.6031 | 0 | 965.6031 | 0 | 965.6031 | -0.049865 |  |  | 965.6032 | 0 |  |  | 965.2512 | -0.035484 | 965.6031 | 0 | 965.6031 | -0.0035234 | 950.5169 | 0 | 965.6032 | 0 | 965.2512 | -0.10859 | 959.3699 | 0 | 965.6031 | -0.010198 | 965.6031 | -0.06254
| 965.4935 | 0 |  |  | 959.8352 | 0 | 950.75 | 0 | 965.846 | 0.13188 | 965.846 | 0 | 965.846 | 0.0036208 |  |  | 965.846 | 0.015849 |  |  | 965.4935 | 0.015645 | 965.846 | 0.0036103 | 965.846 | 0.013081 | 950.7532 | 0 | 965.846 | 0.014497 | 965.4935 | 0.016768 | 959.6111 | 0 | 965.846 | 0.0018627 | 965.846 | 0.060847
| 965.7358 | 0 |  |  | 960.0762 | 0 | 950.99 | 0 | 966.0888 | 0 | 966.0888 | 0 | 966.0888 | -0.079065 |  |  | 966.0889 | 0 |  |  | 965.7358 | -0.070764 | 966.0888 | 0 | 966.0889 | 0.0010837 | 950.9896 | 0 | 966.0889 | 0 | 965.7358 | -0.15423 | 959.8523 | 0 | 966.0888 | -0.044698 | 966.0888 | -0.076955
| 965.978 | 0 |  |  | 960.3173 | 0 | 951.23 | 0 | 966.3317 | 0.22977 | 966.3317 | 0 | 966.3317 | 0.032537 |  |  | 966.3317 | 0.016028 |  |  | 965.978 | -0.030256 | 966.3317 | 0.014566 | 966.3317 | 0.0036132 | 951.226 | 0 | 966.3317 | 0.0063565 | 965.978 | 0.12147 | 960.0934 | 0 | 966.3317 | 0.010266 | 966.3317 | 0.10896
| 966.2203 | 0 |  |  | 960.5583 | 0 | 951.46 | 0 | 966.5746 | 0 | 966.5746 | 0 | 966.5746 | -0.048737 |  |  | 966.5746 | 0 |  |  | 966.2203 | -0.063157 | 966.5746 | 0 | 966.5746 | 0.0048344 | 951.4624 | 0 | 966.5746 | 0 | 966.2203 | -0.13251 | 960.3347 | 0 | 966.5746 | -0.034147 | 966.5746 | -0.087695
| 966.4626 | 0 |  |  | 960.7994 | 0 | 951.7 | 0 | 966.8175 | 0.07975 | 966.8175 | 0 | 966.8175 | 0.0093227 |  |  | 966.8174 | 0.0074286 |  |  | 966.4626 | -0.0035392 | 966.8175 | 0.045563 | 966.8174 | 0.0081236 | 951.6988 | 0 | 966.8174 | 0.012622 | 966.4626 | 0.07141 | 960.5759 | 0 | 966.8175 | 0.0072603 | 966.8175 | 0.071445
| 966.7049 | 0 |  |  | 961.0404 | 0 | 951.94 | 0 | 967.0603 | 0 | 967.0603 | 0 | 967.0603 | -0.056747 |  |  | 967.0604 | 0 |  |  | 966.7049 | -0.072167 | 967.0603 | 0 | 967.0604 | -0.00072223 | 951.9352 | 0 | 967.0604 | 0 | 966.7049 | -0.11043 | 960.8171 | 0 | 967.0603 | -0.025064 | 967.0603 | -0.04004
| 966.9472 | 0 |  |  | 961.2815 | 0 | 952.17 | 0 | 967.3032 | 0.18623 | 967.3032 | 0 | 967.3032 | 0.01748 |  |  | 967.3032 | 0.018088 |  |  | 966.9472 | -0.0070244 | 967.3032 | 0.039627 | 967.3032 | 0.0025737 | 952.1716 | 0 | 967.3032 | 0.010957 | 966.9472 | 0.10601 | 961.0583 | 0 | 967.3032 | 0.00020435 | 967.3032 | 0.062435
| 967.1895 | 0 |  |  | 961.5226 | 0 | 952.41 | 0 | 967.5461 | 0 | 967.5461 | 0 | 967.5461 | -0.034856 |  |  | 967.5461 | 0 |  |  | 967.1895 | -0.033385 | 967.5461 | 0 | 967.5461 | -0.00028188 | 952.408 | 0 | 967.5461 | 0 | 967.1895 | -0.091655 | 961.2996 | 0 | 967.5461 | -0.010612 | 967.5461 | -0.047945
| 967.4318 | 0 |  |  | 961.7636 | 0 | 952.64 | 0 | 967.789 | 0.16849 | 967.789 | 0 | 967.789 | 0.036684 |  |  | 967.7891 | 0.020506 |  |  | 967.4318 | 0.036325 | 967.789 | 0.066956 | 967.7891 | 0.0082872 | 952.6444 | 0 | 967.7891 | 0.011926 | 967.4318 | 0.2654 | 961.5409 | 0 | 967.789 | 0.016155 | 967.789 | 0.052206
| 967.6741 | 0 |  |  | 962.0047 | 0 | 952.88 | 0 | 968.0319 | 0 | 968.0319 | 0 | 968.0319 | -0.058374 |  |  | 968.0319 | 0 |  |  | 967.6741 | -0.035201 | 968.0319 | 0 | 968.0319 | 0.002946 | 952.8809 | 0 | 968.0319 | 0 | 967.6741 | -0.11374 | 961.7822 | 0 | 968.0319 | -0.036304 | 968.0319 | -0.053876
| 967.9164 | 0 |  |  | 962.2458 | 0 | 953.12 | 0 | 968.2749 | 0.099397 | 968.2749 | 0 | 968.2749 | 0.0014329 |  |  | 968.2748 | 0.008097 |  |  | 967.9164 | 0.0021034 | 968.2749 | 0.037762 | 968.2748 | 0.0031608 | 953.1172 | 0 | 968.2748 | 0.0077054 | 967.9164 | 0.021736 | 962.0234 | 0 | 968.2749 | 0.00043303 | 968.2749 | 0.059731
| 968.1587 | 0 |  |  | 962.4869 | 0 | 953.35 | 0 | 968.5178 | 0 | 968.5178 | 0 | 968.5178 | -0.017674 |  |  | 968.5178 | 0 |  |  | 968.1587 | -0.019317 | 968.5178 | 0 | 968.5178 | -0.0033297 | 953.3537 | 0 | 968.5178 | 0 | 968.1587 | -0.095336 | 962.2647 | 0 | 968.5178 | -0.0081388 | 968.5178 | -0.033851
| 968.401 | 0 |  |  | 962.728 | 0 | 953.59 | 0 | 968.7607 | 0.10044 | 968.7607 | 0 | 968.7607 | 0.016496 |  |  | 968.7607 | 0.0069357 |  |  | 968.401 | -0.012997 | 968.7607 | 0 | 968.7607 | 0.00011888 | 953.5901 | 0 | 968.7607 | 0.012051 | 968.401 | 0.13914 | 962.506 | 0 | 968.7607 | 0.0090163 | 968.7607 | 0.014462
| 968.6434 | 0 |  |  | 962.9692 | 0 | 953.83 | 0 | 969.0036 | 0 | 969.0036 | 0 | 969.0036 | -0.036046 |  |  | 969.0037 | 0 |  |  | 968.6434 | -0.028802 | 969.0036 | 0 | 969.0037 | -0.0015354 | 953.8266 | 0 | 969.0037 | 0 | 968.6434 | -0.088342 | 962.7473 | 0 | 969.0036 | -0.021321 | 969.0036 | -0.062342
| 968.8857 | 0 |  |  | 963.2103 | 0 | 954.06 | 0 | 969.2466 | 0.16106 | 969.2466 | 0 | 969.2466 | 0.027293 |  |  | 969.2466 | 0.029192 |  |  | 968.8857 | -0.0064489 | 969.2466 | 0.046409 | 969.2466 | 0.0052261 | 954.063 | 0 | 969.2466 | 0.02005 | 968.8857 | 0.097913 | 962.9886 | 0 | 969.2466 | 0.004842 | 969.2466 | 0.029748
| 969.128 | 0 |  |  | 963.4514 | 0 | 954.3 | 0 | 969.4895 | 0 | 969.4895 | 0 | 969.4895 | -0.032196 |  |  | 969.4896 | 0 |  |  | 969.128 | -0.01901 | 969.4895 | 0 | 969.4896 | 0.0029076 | 954.2995 | 0 | 969.4896 | 0 | 969.128 | -0.1638 | 963.2299 | 0 | 969.4895 | -0.033196 | 969.4895 | -0.080482
| 969.3704 | 0 |  |  | 963.6926 | 0 | 954.54 | 0 | 969.7325 | 0.15809 | 969.7325 | 0 | 969.7325 | 0.014916 |  |  | 969.7325 | 0.011104 |  |  | 969.3704 | 0.014521 | 969.7325 | 0.042458 | 969.7325 | 0.0093727 | 954.536 | 0 | 969.7325 | 0.0081404 | 969.3704 | 0.12221 | 963.4713 | 0 | 969.7325 | -0.0042546 | 969.7325 | 0.022988
| 969.6127 | 0 |  |  | 963.9337 | 0 | 954.77 | 0 | 969.9755 | 0 | 969.9755 | 0 | 969.9755 | -0.016641 |  |  | 969.9755 | 0 |  |  | 969.6127 | -0.030916 | 969.9755 | 0 | 969.9755 | 0.0011483 | 954.7725 | 0 | 969.9755 | 0 | 969.6127 | -0.13399 | 963.7126 | 0 | 969.9755 | -0.017964 | 969.9755 | -0.046366
| 969.8551 | 0 |  |  | 964.1749 | 0 | 955.01 | 0 | 970.2184 | 0.088926 | 970.2184 | 0 | 970.2184 | -0.0044967 |  |  | 970.2184 | 0.0088234 |  |  | 969.8551 | -0.00096851 | 970.2184 | 0.035774 | 970.2184 | 0.0084726 | 955.0089 | 0 | 970.2184 | 0.0089538 | 969.8551 | 0.13435 | 963.954 | 0 | 970.2184 | -0.0030561 | 970.2184 | 0.048344
| 970.0974 | 0 |  |  | 964.4161 | 0 | 955.25 | 0 | 970.4614 | 0 | 970.4614 | 0 | 970.4614 | -0.035495 |  |  | 970.4614 | 0 |  |  | 970.0974 | -0.036406 | 970.4614 | 0 | 970.4614 | -0.0033228 | 955.2454 | 0 | 970.4614 | 0 | 970.0974 | -0.073251 | 964.1953 | 0 | 970.4614 | -0.024776 | 970.4614 | -0.042532
| 970.3398 | 0 |  |  | 964.6573 | 0 | 955.48 | 0 | 970.7044 | 0.16352 | 970.7044 | 0 | 970.7044 | 0.012484 |  |  | 970.7044 | 0.016655 |  |  | 970.3398 | -0.00074233 | 970.7044 | 0.040378 | 970.7044 | 0.0081232 | 955.4819 | 0 | 970.7044 | 0.0071014 | 970.3398 | 0.025849 | 964.4367 | 0 | 970.7044 | 3.3341e-05 | 970.7044 | 0.061915
| 970.5822 | 0 |  |  | 964.8985 | 0 | 955.72 | 0 | 970.9474 | 0 | 970.9474 | 0 | 970.9474 | -0.042684 |  |  | 970.9474 | 0 |  |  | 970.5822 | -0.0027642 | 970.9474 | 0 | 970.9474 | 0.0027632 | 955.7184 | 0 | 970.9474 | 0 | 970.5822 | -0.1984 | 964.678 | 0 | 970.9474 | -0.018554 | 970.9474 | -0.053927
| 970.8246 | 0 |  |  | 965.1397 | 0 | 955.95 | 0 | 971.1904 | 0.20897 | 971.1904 | 0 | 971.1904 | 0.011262 |  |  | 971.1904 | 0.016297 |  |  | 970.8246 | 0.02775 | 971.1904 | 0.013014 | 971.1904 | 0.0044085 | 955.9549 | 0 | 971.1904 | 0.0109 | 970.8246 | 0.06184 | 964.9194 | 0 | 971.1904 | 0.0040156 | 971.1904 | 0.058117
| 971.0669 | 0 |  |  | 965.3809 | 0 | 956.19 | 0 | 971.4334 | 0 | 971.4334 | 0 | 971.4334 | -0.048974 |  |  | 971.4334 | 0 |  |  | 971.0669 | -0.032731 | 971.4334 | 0 | 971.4333 | -0.0029323 | 956.1914 | 0 | 971.4334 | 0 | 971.0669 | -0.21754 | 965.1608 | 0 | 971.4334 | -0.014482 | 971.4334 | -0.07013
| 971.3093 | 0 |  |  | 965.6221 | 0 | 956.43 | 0 | 971.6764 | 0.13742 | 971.6764 | 0 | 971.6764 | 0.012005 |  |  | 971.6764 | 0.0040137 |  |  | 971.3093 | 0.015299 | 971.6764 | 0.0058903 | 971.6764 | 0.0023324 | 956.4279 | 0 | 971.6764 | 0.012686 | 971.3093 | 0.16527 | 965.4022 | 0 | 971.6764 | -0.0085483 | 971.6764 | 0.038946
| 971.5517 | 0 |  |  | 965.8633 | 0 | 956.66 | 0 | 971.9194 | 0 | 971.9194 | 0 | 971.9194 | -0.036627 |  |  | 971.9194 | 0 |  |  | 971.5517 | -0.034404 | 971.9194 | 0 | 971.9194 | 0.00078209 | 956.6644 | 0 | 971.9194 | 0 | 971.5517 | -0.11521 | 965.6436 | 0 | 971.9194 | -0.022451 | 971.9194 | -0.018312
| 971.7941 | 0 |  |  | 966.1045 | 0 | 956.9 | 0 | 972.1624 | 0.31561 | 972.1624 | 0 | 972.1624 | 0.007139 |  |  | 972.1624 | 0.028207 |  |  | 971.7941 | 0.032524 | 972.1624 | 0.029513 | 972.1624 | 0.0043591 | 956.9009 | 0 | 972.1624 | 0.0090495 | 971.7941 | 0.058159 | 965.8851 | 0 | 972.1624 | 0.013248 | 972.1624 | 0.04736
| 972.0365 | 0 |  |  | 966.3458 | 0 | 957.14 | 0 | 972.4054 | 0 | 972.4054 | 0 | 972.4054 | -0.04553 |  |  | 972.4055 | 0 |  |  | 972.0365 | 0.0017418 | 972.4054 | 0 | 972.4055 | 0.0027556 | 957.1375 | 0 | 972.4055 | 0 | 972.0365 | -0.11742 | 966.1265 | 0 | 972.4054 | -0.029556 | 972.4054 | -0.095478
| 972.2789 | 0 |  |  | 966.587 | 0 | 957.37 | 0 | 972.6485 | 0.011919 | 972.6485 | 0 | 972.6485 | 0.0026038 |  |  | 972.6484 | 0.024714 |  |  | 972.2789 | 0.038896 | 972.6485 | 0.020638 | 972.6484 | 0.0026498 | 957.374 | 0 | 972.6484 | 0.01346 | 972.2789 | 0.1281 | 966.3679 | 0 | 972.6485 | -0.0024509 | 972.6485 | 0.076984
| 972.5213 | 0 |  |  | 966.8283 | 0 | 957.61 | 0 | 972.8915 | 0 | 972.8915 | 0 | 972.8915 | -0.047544 |  |  | 972.8915 | 0 |  |  | 972.5213 | -0.066307 | 972.8915 | 0 | 972.8915 | 0.0010044 | 957.6106 | 0 | 972.8915 | 0 | 972.5213 | -0.1384 | 966.6094 | 0 | 972.8915 | -0.035917 | 972.8915 | -0.07034
| 972.7637 | 0 |  |  | 967.0696 | 0 | 957.85 | 0 | 973.1346 | 0.14922 | 973.1346 | 0 | 973.1346 | 0.018129 |  |  | 973.1346 | 0.017461 |  |  | 972.7637 | 0.040612 | 973.1346 | 0.041055 | 973.1346 | 0.0099924 | 957.8471 | 0 | 973.1346 | 0.0062987 | 972.7637 | 0.11043 | 966.8508 | 0 | 973.1346 | 0.013419 | 973.1346 | 0.065565
| 973.0062 | 0 |  |  | 967.3108 | 0 | 958.08 | 0 | 973.3776 | 0 | 973.3776 | 0 | 973.3776 | -0.050423 |  |  | 973.3776 | 0 |  |  | 973.0062 | -0.043675 | 973.3776 | 0 | 973.3776 | -0.0043466 | 958.0837 | 0 | 973.3776 | 0 | 973.0062 | -0.1984 | 967.0923 | 0 | 973.3776 | -0.044079 | 973.3776 | -0.096359
| 973.2486 | 0 |  |  | 967.5521 | 0 | 958.32 | 0 | 973.6207 | 0.18212 | 973.6207 | 0 | 973.6207 | 0.000513 |  |  | 973.6207 | 0.0044787 |  |  | 973.2486 | 0.025331 | 973.6207 | 0.017448 | 973.6207 | 0.012684 | 958.3203 | 0 | 973.6207 | 0.010427 | 973.2486 | 0.11043 | 967.3338 | 0 | 973.6207 | 0.0055733 | 973.6207 | 0.024975
| 973.491 | 0 |  |  | 967.7934 | 0 | 958.56 | 0 | 973.8637 | 0 | 973.8637 | 0 | 973.8637 | -0.063416 |  |  | 973.8637 | 0 |  |  | 973.491 | -0.061889 | 973.8637 | 0 | 973.8637 | -0.00059908 | 958.5568 | 0 | 973.8637 | 0 | 973.491 | -0.13877 | 967.5753 | 0 | 973.8637 | -0.028071 | 973.8637 | -0.058349
| 973.7335 | 0 |  |  | 968.0347 | 0 | 958.79 | 0 | 974.1068 | 0.11331 | 974.1068 | 0 | 974.1068 | 0.030351 |  |  | 974.1068 | 0.037967 |  |  | 973.7335 | 0.023892 | 974.1068 | 0.053291 | 974.1068 | 0.005662 | 958.7934 | 0 | 974.1068 | 0.013132 | 973.7335 | 0.10527 | 967.8168 | 0 | 974.1068 | 0.03834 | 974.1068 | 0.067822
| 973.9759 | 0 |  |  | 968.276 | 0 | 959.03 | 0 | 974.3499 | 0 | 974.3499 | 0 | 974.3499 | -0.029392 |  |  | 974.3498 | 0 |  |  | 973.9759 | -0.010943 | 974.3499 | 0 | 974.3499 | -0.00080855 | 959.03 | 0 | 974.3498 | 0 | 973.9759 | -0.21754 | 968.0583 | 0 | 974.3499 | -0.0049866 | 974.3499 | -0.04233
| 974.2183 | 0 |  |  | 968.5174 | 0 | 959.27 | 0 | 974.593 | 0.10733 | 974.593 | 0 | 974.593 | 0.020353 |  |  | 974.593 | 0.0068583 |  |  | 974.2183 | 0.054891 | 974.593 | 0.013071 | 974.593 | 0.0049825 | 959.2665 | 0 | 974.593 | 0.01161 | 974.2183 | 0.057791 | 968.2998 | 0 | 974.593 | -0.0065147 | 974.593 | 0.081217
| 974.4608 | 0 |  |  | 968.7587 | 0 | 959.5 | 0 | 974.8361 | 0 | 974.8361 | 0 | 974.8361 | -0.047158 |  |  | 974.8361 | 0 |  |  | 974.4608 | -0.042689 | 974.8361 | 0 | 974.8361 | -0.0016685 | 959.5031 | 0 | 974.8361 | 0 | 974.4608 | -0.13435 | 968.5413 | 0 | 974.8361 | -0.014022 | 974.8361 | -0.046656
| 974.7033 | 0 |  |  | 969 | 0 | 959.74 | 0 | 975.0792 | 0.12864 | 975.0792 | 0 | 975.0792 | 0.0084621 |  |  | 975.0792 | 0.028027 |  |  | 974.7033 | 0.0068489 | 975.0792 | 0.029015 | 975.0792 | 0.0073032 | 959.7397 | 0 | 975.0792 | 0.0064622 | 974.7033 | 0.046012 | 968.7828 | 0 | 975.0792 | 0.007888 | 975.0792 | 0.079294
| 974.9457 | 0 |  |  | 969.2414 | 0 | 959.98 | 0 | 975.3223 | 0 | 975.3223 | 0 | 975.3223 | -0.060649 |  |  | 975.3223 | 0 |  |  | 974.9457 | -0.021379 | 975.3223 | 0 | 975.3223 | 0.0056278 | 959.9763 | 0 | 975.3223 | 0 | 974.9457 | -0.12736 | 969.0244 | 0 | 975.3223 | -0.033469 | 975.3223 | -0.084037
| 975.1882 | 0 |  |  | 969.4827 | 0 | 960.21 | 0 | 975.5654 | 0.25125 | 975.5654 | 0 | 975.5654 | 0.027873 |  |  | 975.5654 | 0.011551 |  |  | 975.1882 | 0.056724 | 975.5654 | 0.025899 | 975.5654 | 0.004866 | 960.213 | 0 | 975.5654 | 0.010343 | 975.1882 | 0.13914 | 969.2659 | 0 | 975.5654 | 0.013506 | 975.5654 | 0.036549
| 975.4307 | 0 |  |  | 969.7241 | 0 | 960.45 | 0 | 975.8085 | 0 | 975.8085 | 0 | 975.8085 | -0.048214 |  |  | 975.8085 | 0 |  |  | 975.4307 | -0.030145 | 975.8085 | 0 | 975.8085 | 0.0045189 | 960.4496 | 0 | 975.8085 | 0 | 975.4307 | -0.12405 | 969.5074 | 0 | 975.8085 | -0.041788 | 975.8085 | -0.052566
| 975.6731 | 0 |  |  | 969.9654 | 0 | 960.69 | 0 | 976.0516 | 0.15564 | 976.0516 | 0 | 976.0516 | 0.0073199 |  |  | 976.0516 | 0.014864 |  |  | 975.6731 | 0.0079006 | 976.0516 | 0.047212 | 976.0516 | 0.0080131 | 960.6862 | 0 | 976.0516 | 0.0077685 | 975.6731 | 0.098649 | 969.749 | 0 | 976.0516 | -0.0014468 | 976.0516 | 0.039223
| 975.9156 | 0 |  |  | 970.2068 | 0 | 960.92 | 0 | 976.2947 | 0 | 976.2947 | 0 | 976.2947 | -0.039016 |  |  | 976.2947 | 0 |  |  | 975.9156 | -0.030504 | 976.2947 | 0 | 976.2947 | -0.0030401 | 960.9228 | 0 | 976.2947 | 0 | 975.9156 | -0.20429 | 969.9906 | 0 | 976.2947 | -0.011293 | 976.2947 | -0.031742
| 976.1581 | 0 |  |  | 970.4482 | 0 | 961.16 | 0 | 976.5379 | 0.1858 | 976.5379 | 0 | 976.5379 | 0.0012171 |  |  | 976.5379 | 0.026416 |  |  | 976.1581 | 0.021889 | 976.5379 | 0.029112 | 976.5379 | 0.0069045 | 961.1594 | 0 | 976.5379 | 0.0052794 | 976.1581 | 0.05411 | 970.2322 | 0 | 976.5379 | -0.010673 | 976.5379 | 0.025386
| 976.4006 | 0 |  |  | 970.6896 | 0 | 961.4 | 0 | 976.781 | 0 | 976.781 | 0 | 976.781 | -0.0052758 |  |  | 976.781 | 0 |  |  | 976.4006 | -0.030052 | 976.781 | 0 | 976.781 | -0.00057155 | 961.3961 | 0 | 976.781 | 0 | 976.4006 | -0.092759 | 970.4738 | 0 | 976.781 | -0.01935 | 976.781 | -0.011172
| 976.6431 | 0 |  |  | 970.931 | 0 | 961.63 | 0 | 977.0242 | 0.10103 | 977.0242 | 0 | 977.0242 | -0.0028884 |  |  | 977.0242 | 0.015312 |  |  | 976.6431 | -0.0055058 | 977.0242 | 0.047451 | 977.0242 | 0.011736 | 961.6327 | 0 | 977.0242 | 0.0072386 | 976.6431 | 0.1303 | 970.7154 | 0 | 977.0242 | 0.01112 | 977.0242 | 0.027565
| 976.8856 | 0 |  |  | 971.1724 | 0 | 961.87 | 0 | 977.2673 | 0 | 977.2673 | 0 | 977.2673 | -0.028618 |  |  | 977.2673 | 0 |  |  | 976.8856 | -0.0403 | 977.2673 | 0 | 977.2673 | -0.0049224 | 961.8694 | 0 | 977.2673 | 0 | 976.8856 | -0.20061 | 970.957 | 0 | 977.2673 | -0.029721 | 977.2673 | -0.063507
| 977.1281 | 0 |  |  | 971.4138 | 0 | 962.11 | 0 | 977.5105 | 0.31073 | 977.5105 | 0 | 977.5105 | 0.020733 |  |  | 977.5105 | 0.0063147 |  |  | 977.1281 | 0.025644 | 977.5105 | 0.011207 | 977.5105 | 0.0059812 | 962.106 | 0 | 977.5105 | 0.0085293 | 977.1281 | 0.17006 | 971.1986 | 0 | 977.5105 | -0.0018067 | 977.5105 | 0.049633
| 977.3706 | 0 |  |  | 971.6553 | 0 | 962.34 | 0 | 977.7537 | 0 | 977.7537 | 0 | 977.7537 | -0.086992 |  |  | 977.7537 | 0 |  |  | 977.3706 | -0.042795 | 977.7537 | 0 | 977.7537 | -0.0068849 | 962.3427 | 0 | 977.7537 | 0 | 977.3706 | -0.13914 | 971.4402 | 0 | 977.7537 | -0.042424 | 977.7537 | -0.096121
| 977.6132 | 0 |  |  | 971.8967 | 0 | 962.58 | 0 | 977.9968 | 0.11292 | 977.9968 | 0 | 977.9968 | 0.015134 |  |  | 977.9968 | 0.014506 |  |  | 977.6131 | 0.013629 | 977.9968 | 0.0049536 | 977.9968 | 0.0047524 | 962.5793 | 0 | 977.9968 | 0.0063848 | 977.6132 | 0.23595 | 971.6819 | 0 | 977.9968 | 0.0005512 | 977.9968 | 0.053458
| 977.8557 | 0 |  |  | 972.1381 | 0 | 962.82 | 0 | 978.24 | 0 | 978.24 | 0 | 978.24 | -0.040932 |  |  | 978.24 | 0 |  |  | 977.8557 | -0.055155 | 978.24 | 0 | 978.24 | -0.0029979 | 962.816 | 0 | 978.24 | 0 | 977.8557 | 0.031505 | 971.9235 | 0 | 978.24 | -0.035659 | 978.24 | -0.093124
| 978.0982 | 0 |  |  | 972.3796 | 0 | 963.05 | 0 | 978.4832 | 0.18785 | 978.4832 | 0 | 978.4832 | 0.036856 |  |  | 978.4832 | 0.015223 |  |  | 978.0982 | 0.05308 | 978.4832 | 0.039126 | 978.4832 | 0.0092674 | 963.0527 | 0 | 978.4832 | 0.015187 | 978.0982 | 0.058895 | 972.1652 | 0 | 978.4832 | 0.0026195 | 978.4832 | 0.058717
| 978.3407 | 0 |  |  | 972.621 | 0 | 963.29 | 0 | 978.7264 | 0 | 978.7264 | 0 | 978.7264 | -0.045331 |  |  | 978.7264 | 0 |  |  | 978.3407 | -0.048467 | 978.7264 | 0 | 978.7264 | -0.0031137 | 963.2894 | 0 | 978.7264 | 0 | 978.3407 | -0.11337 | 972.4069 | 0 | 978.7264 | -0.038922 | 978.7264 | -0.041041
| 978.5833 | 0 |  |  | 972.8625 | 0 | 963.53 | 0 | 978.9696 | 0.0035152 | 978.9696 | 0 | 978.9696 | 0.0098707 |  |  | 978.9696 | 0.0053847 |  |  | 978.5833 | 0.0079981 | 978.9696 | 0.018423 | 978.9696 | 0.0089705 | 963.5261 | 0 | 978.9696 | 0.010784 | 978.5833 | 0.11006 | 972.6486 | 0 | 978.9696 | -0.0052283 | 978.9696 | 0.063684
| 978.8258 | 0 |  |  | 973.104 | 0 | 963.76 | 0 | 979.2128 | 0 | 979.2128 | 0 | 979.2128 | -0.021579 |  |  | 979.2128 | 0 |  |  | 978.8258 | -0.03415 | 979.2128 | 0 | 979.2128 | -0.0015567 | 963.7628 | 0 | 979.2128 | 0 | 978.8258 | -0.15644 | 972.8902 | 0 | 979.2128 | -0.025705 | 979.2128 | -0.040461
| 979.0684 | 0 |  |  | 973.3455 | 0 | 964 | 0 | 979.456 | 0.11308 | 979.456 | 0 | 979.456 | 0.043975 |  |  | 979.456 | 0.037877 |  |  | 979.0684 | 0.0019473 | 979.456 | 0.062574 | 979.456 | 0.0067321 | 963.9995 | 0 | 979.456 | 0.01063 | 979.0684 | 0.081349 | 973.1319 | 0 | 979.456 | 0.03121 | 979.456 | 0.1128
| 979.3109 | 0 |  |  | 973.587 | 0 | 964.24 | 0 | 979.6992 | 0 | 979.6992 | 0 | 979.6992 | -0.074258 |  |  | 979.6992 | 0 |  |  | 979.3109 | -0.021327 | 979.6992 | 0 | 979.6992 | 0.00091339 | 964.2362 | 0 | 979.6992 | 0 | 979.3109 | -0.30515 | 973.3736 | 0 | 979.6992 | -0.044572 | 979.6992 | -0.099036
| 979.5535 | 0 |  |  | 973.8285 | 0 | 964.47 | 0 | 979.9425 | 0.25799 | 979.9425 | 0 | 979.9425 | 0.019053 |  |  | 979.9424 | 0.029729 |  |  | 979.5535 | 0.027371 | 979.9425 | 0.074204 | 979.9424 | 0.0038357 | 964.4729 | 0 | 979.9424 | 0.013312 | 979.5535 | 0.12699 | 973.6153 | 0 | 979.9425 | 0.010195 | 979.9425 | 0.070565
| 979.796 | 0 |  |  | 974.07 | 0 | 964.71 | 0 | 980.1857 | 0 | 980.1857 | 0 | 980.1857 | 0.0083853 |  |  | 980.1857 | 0 |  |  | 979.796 | 0.0017191 | 980.1857 | 0 | 980.1857 | 0.0023927 | 964.7096 | 0 | 980.1857 | 0 | 979.796 | -0.13619 | 973.8571 | 0 | 980.1857 | -0.019949 | 980.1857 | -0.023558
| 980.0386 | 0 |  |  | 974.3115 | 0 | 964.95 | 0 | 980.4289 | 0.19379 | 980.4289 | 0 | 980.4289 | 0.033431 |  |  | 980.429 | 0.017193 |  |  | 980.0386 | 0.021915 | 980.4289 | 0.030216 | 980.429 | 0.0090864 | 964.9464 | 0 | 980.429 | 0.011175 | 980.0386 | 0.093128 | 974.0988 | 0 | 980.4289 | 0.0047832 | 980.4289 | 0.052858
| 980.2812 | 0 |  |  | 974.553 | 0 | 965.18 | 0 | 980.6722 | 0 | 980.6722 | 0 | 980.6722 | -0.04599 |  |  | 980.6722 | 0 |  |  | 980.2812 | -0.027178 | 980.6722 | 0 | 980.6722 | 0.001705 | 965.183 | 0 | 980.6722 | 0 | 980.2812 | -0.072146 | 974.3405 | 0 | 980.6722 | -0.032063 | 980.6722 | -0.062736
| 980.5238 | 0 |  |  | 974.7946 | 0 | 965.42 | 0 | 980.9154 | 0.059788 | 980.9154 | 0 | 980.9154 | 0.028788 |  |  | 980.9154 | 0.022118 |  |  | 980.5238 | 0.02865 | 980.9154 | 0.021445 | 980.9154 | 0.002021 | 965.4198 | 0 | 980.9154 | 0.0088222 | 980.5238 | 0.093496 | 974.5823 | 0 | 980.9154 | 0.0033366 | 980.9154 | 0.023509
| 980.7663 | 0 |  |  | 975.0361 | 0 | 965.66 | 0 | 981.1587 | 0 | 981.1587 | 0 | 981.1587 | -0.035441 |  |  | 981.1587 | 0 |  |  | 980.7664 | -0.043103 | 981.1587 | 0 | 981.1587 | 0.0032296 | 965.6566 | 0 | 981.1587 | 0 | 980.7663 | -0.090919 | 974.824 | 0 | 981.1587 | -0.033308 | 981.1587 | -0.063717
| 981.0089 | 0 |  |  | 975.2777 | 0 | 965.89 | 0 | 981.4019 | 0.054949 | 981.4019 | 0 | 981.4019 | 0.015842 |  |  | 981.402 | 0.016118 |  |  | 981.0089 | 0.023397 | 981.4019 | 0.026185 | 981.402 | 0.0045336 | 965.8933 | 0 | 981.402 | 0.01685 | 981.0089 | 0.13251 | 975.0658 | 0 | 981.4019 | 0.021827 | 981.4019 | 0.070542
| 981.2515 | 0 |  |  | 975.5192 | 0 | 966.13 | 0 | 981.6452 | 0 | 981.6452 | 0 | 981.6452 | -0.06949 |  |  | 981.6452 | 0 |  |  | 981.2515 | -0.028403 | 981.6452 | 0 | 981.6452 | -0.0013534 | 966.1301 | 0 | 981.6452 | 0 | 981.2515 | -0.059999 | 975.3076 | 0 | 981.6452 | -0.015112 | 981.6452 | -0.061552
| 981.4941 | 0 |  |  | 975.7608 | 0 | 966.37 | 0 | 981.8885 | 0.20961 | 981.8885 | 0 | 981.8885 | 0.027664 |  |  | 981.8885 | 0.036892 |  |  | 981.4941 | -9.3537e-05 | 981.8885 | 0.06579 | 981.8885 | 0.013397 | 966.3668 | 0 | 981.8885 | 0.0072293 | 981.4941 | 0.02297 | 975.5493 | 0 | 981.8885 | 0.0047779 | 981.8885 | 0.038882
| 981.7367 | 0 |  |  | 976.0024 | 0 | 966.6 | 0 | 982.1318 | 0 | 982.1318 | 0 | 982.1318 | -0.048713 |  |  | 982.1318 | 0 |  |  | 981.7367 | -0.044582 | 982.1318 | 0 | 982.1318 | -0.0026072 | 966.6036 | 0 | 982.1318 | 0 | 981.7367 | -0.10159 | 975.7911 | 0 | 982.1318 | -0.034303 | 982.1318 | -0.069697
| 981.9793 | 0 |  |  | 976.244 | 0 | 966.84 | 0 | 982.3751 | 0.083122 | 982.3751 | 0 | 982.3751 | 0.004547 |  |  | 982.3751 | 0 |  |  | 981.9793 | -0.027255 | 982.3751 | 0.044612 | 982.3751 | 0.0014775 | 966.8403 | 0 | 982.3751 | 0.0080495 | 981.9793 | 0.16307 | 976.033 | 0 | 982.3751 | -0.0015235 | 982.3751 | 0.010029
| 982.222 | 0 |  |  | 976.4856 | 0 | 967.08 | 0 | 982.6184 | 0 | 982.6184 | 0 | 982.6184 | -0.049734 |  |  | 982.6183 | 0 |  |  | 982.222 | 0.006129 | 982.6184 | 0 | 982.6183 | -0.00084369 | 967.0771 | 0 | 982.6183 | 0 | 982.222 | -0.063312 | 976.2747 | 0 | 982.6184 | -0.016693 | 982.6184 | -0.062173
| 982.4646 | 0 |  |  | 976.7272 | 0 | 967.31 | 0 | 982.8617 | 0.26212 | 982.8617 | 0 | 982.8617 | 0.059018 |  |  | 982.8617 | 0.035012 |  |  | 982.4646 | 0.024341 | 982.8617 | 0.051874 | 982.8617 | 0.0067424 | 967.3139 | 0 | 982.8617 | 0.016942 | 982.4646 | 0.2411 | 976.5165 | 0 | 982.8617 | 0.040703 | 982.8617 | 0.074063
| 982.7072 | 0 |  |  | 976.9688 | 0 | 967.55 | 0 | 983.105 | 0 | 983.105 | 0 | 983.105 | -0.046267 |  |  | 983.105 | 0 |  |  | 982.7072 | -0.0014626 | 983.105 | 0 | 983.105 | -0.0080638 | 967.5507 | 0 | 983.105 | 0 | 982.7072 | -0.27092 | 976.7584 | 0 | 983.105 | -0.042148 | 983.105 | -0.070333
| 982.9498 | 0 |  |  | 977.2104 | 0 | 967.79 | 0 | 983.3483 | 0.17427 | 983.3483 | 0 | 983.3483 | 0.044301 |  |  | 983.3483 | 0.024177 |  |  | 982.9498 | 0.035555 | 983.3483 | 0.025876 | 983.3483 | 0.0072276 | 967.7875 | 0 | 983.3483 | 0.0083942 | 982.9498 | 0.094232 | 977.0002 | 0 | 983.3483 | 0.02282 | 983.3483 | 0.050821
| 983.1925 | 0 |  |  | 977.452 | 0 | 968.02 | 0 | 983.5916 | 0 | 983.5916 | 0 | 983.5916 | -0.069463 |  |  | 983.5916 | 0 |  |  | 983.1925 | -0.092162 | 983.5916 | 0 | 983.5916 | 0.0013741 | 968.0243 | 0 | 983.5916 | 0 | 983.1925 | -0.11264 | 977.2421 | 0 | 983.5916 | -0.055098 | 983.5916 | -0.12804
| 983.4351 | 0 |  |  | 977.6937 | 0 | 968.26 | 0 | 983.8349 | 0.16322 | 983.8349 | 0 | 983.8349 | 0.052929 |  |  | 983.835 | 0.029729 |  |  | 983.4351 | 0.021157 | 983.8349 | 0.046142 | 983.835 | 0.0066236 | 968.2611 | 0 | 983.835 | 0.011458 | 983.4351 | 0.084661 | 977.4839 | 0 | 983.8349 | 0.02879 | 983.8349 | 0.094625
| 983.6777 | 0 |  |  | 977.9353 | 0 | 968.5 | 0 | 984.0783 | 0 | 984.0783 | 0 | 984.0783 | -0.048156 |  |  | 984.0783 | 0 |  |  | 983.6778 | -0.060959 | 984.0783 | 0 | 984.0782 | 0.006851 | 968.4979 | 0 | 984.0783 | 0 | 983.6777 | -0.18883 | 977.7258 | 0 | 984.0783 | -0.022854 | 984.0783 | -0.034329
| 983.9204 | 0 |  |  | 978.177 | 0 | 968.73 | 0 | 984.3216 | 0.056708 | 984.3216 | 0 | 984.3216 | -0.00049498 |  |  | 984.3216 | 0.0059762 |  |  | 983.9204 | 0.048805 | 984.3216 | 0.03288 | 984.3216 | 0.0068095 | 968.7347 | 0 | 984.3216 | 0.0071954 | 983.9204 | 0.18368 | 977.9677 | 0 | 984.3216 | -0.0098304 | 984.3216 | 0.023433
| 984.1631 | 0 |  |  | 978.4186 | 0 | 968.97 | 0 | 984.565 | 0 | 984.565 | 0 | 984.565 | -0.046693 |  |  | 984.5649 | 0 |  |  | 984.1631 | -0.063021 | 984.565 | 0 | 984.5649 | 0.0040663 | 968.9716 | 0 | 984.5649 | 0 | 984.1631 | -0.16859 | 978.2095 | 0 | 984.565 | -0.02182 | 984.565 | -0.02406
| 984.4057 | 0 |  |  | 978.6603 | 0 | 969.21 | 0 | 984.8083 | 0.31609 | 984.8083 | 0 | 984.8083 | -0.0077937 |  |  | 984.8083 | 0 |  |  | 984.4057 | -0.029966 | 984.8083 | 0.015809 | 984.8083 | 0.0045986 | 969.2084 | 0 | 984.8083 | 0.0076623 | 984.4057 | 0.0064838 | 978.4515 | 0 | 984.8083 | -0.00045935 | 984.8083 | 0.017645
| 984.6484 | 0 |  |  | 978.902 | 0 | 969.45 | 0 | 985.0517 | 0 | 985.0517 | 0 | 985.0517 | -0.04681 |  |  | 985.0517 | 0 |  |  | 984.6484 | -0.047308 | 985.0517 | 0 | 985.0517 | -0.0014815 | 969.4453 | 0 | 985.0517 | 0 | 984.6484 | -0.072514 | 978.6934 | 0 | 985.0517 | -0.0116 | 985.0517 | -0.041652
| 984.891 | 0 |  |  | 979.1437 | 0 | 969.68 | 0 | 985.295 | 0.12486 | 985.295 | 0 | 985.295 | 0.030529 |  |  | 985.295 | 0.010298 |  |  | 984.891 | 0.074671 | 985.295 | 0 | 985.295 | 0.0034549 | 969.6821 | 0 | 985.295 | 0.0061894 | 984.891 | 0.23043 | 978.9352 | 0 | 985.295 | 0.010784 | 985.295 | 0.05763
| 985.1337 | 0 |  |  | 979.3854 | 0 | 969.92 | 0 | 985.5384 | 0 | 985.5384 | 0 | 985.5384 | -0.060766 |  |  | 985.5384 | 0 |  |  | 985.1337 | 0.009306 | 985.5384 | 0 | 985.5384 | 0.00052212 | 969.9189 | 0 | 985.5384 | 0 | 985.1337 | -0.19509 | 979.1772 | 0 | 985.5384 | -0.021442 | 985.5384 | -0.047788
| 985.3764 | 0 |  |  | 979.6271 | 0 | 970.16 | 0 | 985.7818 | 0.34661 | 985.7818 | 0 | 985.7818 | 0.04976 |  |  | 985.7818 | 0.044056 |  |  | 985.3764 | 0.025662 | 985.7818 | 0.060085 | 985.7818 | 0.0094777 | 970.1558 | 0 | 985.7818 | 0.01213 | 985.3764 | 0.23742 | 979.4191 | 0 | 985.7818 | 0.025571 | 985.7818 | 0.10012
| 985.6191 | 0 |  |  | 979.8688 | 0 | 970.39 | 0 | 986.0252 | 0 | 986.0252 | 0 | 986.0252 | -0.029099 |  |  | 986.0252 | 0 |  |  | 985.6191 | -0.020221 | 986.0252 | 0 | 986.0251 | 0.00033229 | 970.3926 | 0 | 986.0252 | 0 | 985.6191 | -0.21497 | 979.6611 | 0 | 986.0252 | -0.029155 | 986.0252 | -0.064357
| 985.8618 | 0 |  |  | 980.1105 | 0 | 970.63 | 0 | 986.2686 | 0.19987 | 986.2686 | 0 | 986.2686 | 0.014484 |  |  | 986.2686 | 0.028296 |  |  | 985.8618 | 0.06956 | 986.2686 | 0.032865 | 986.2686 | 0.0058771 | 970.6295 | 0 | 986.2686 | 0.0076952 | 985.8618 | 0.12294 | 979.903 | 0 | 986.2686 | 0.012408 | 986.2686 | 0.07552
| 986.1045 | 0 |  |  | 980.3523 | 0 | 970.87 | 0 | 986.512 | 0 | 986.512 | 0 | 986.512 | -0.084569 |  |  | 986.512 | 0 |  |  | 986.1045 | -0.038677 | 986.512 | 0 | 986.512 | 0.0052554 | 970.8664 | 0 | 986.512 | 0 | 986.1045 | -0.2676 | 980.145 | 0 | 986.512 | -0.039014 | 986.512 | -0.10776
| 986.3472 | 0 |  |  | 980.594 | 0 | 971.1 | 0 | 986.7554 | 0.35303 | 986.7554 | 0 | 986.7554 | 0.00057353 |  |  | 986.7554 | 0.0024767 |  |  | 986.3472 | 0.067411 | 986.7554 | 0.022261 | 986.7554 | 0.0079419 | 971.1033 | 0 | 986.7554 | 0.011864 | 986.3472 | 0.032303 | 980.3869 | 0 | 986.7554 | -0.007862 | 986.7554 | 0.075941
| 986.5899 | 0 |  |  | 980.8357 | 0 | 971.34 | 0 | 986.9988 | 0 | 986.9988 | 0 | 986.9988 | -0.088329 |  |  | 986.9988 | 0 |  |  | 986.5899 | -0.11129 | 986.9988 | 0 | 986.9988 | 0.0016818 | 971.3401 | 0 | 986.9988 | 0 | 986.5899 | -0.21129 | 980.6289 | 0 | 986.9988 | -0.036125 | 986.9988 | -0.033332
| 986.8326 | 0 |  |  | 981.0775 | 0 | 971.58 | 0 | 987.2422 | 0.18258 | 987.2422 | 0 | 987.2422 | -0.012255 |  |  | 987.2422 | 0.018625 |  |  | 986.8326 | 0.0010719 | 987.2422 | 0.063661 | 987.2422 | 0.0075525 | 971.577 | 0 | 987.2422 | 0.006522 | 986.8326 | 0.15902 | 980.8708 | 0 | 987.2422 | -0.011321 | 987.2422 | 0.061626
| 987.0753 | 0 |  |  | 981.3193 | 0 | 971.81 | 0 | 987.4856 | 0 | 987.4856 | 0 | 987.4856 | -0.046587 |  |  | 987.4856 | 0 |  |  | 987.0753 | -0.055746 | 987.4856 | 0 | 987.4856 | -0.00035759 | 971.8139 | 0 | 987.4856 | 0 | 987.0753 | -0.14208 | 981.1129 | 0 | 987.4856 | -0.043244 | 987.4856 | -0.095987
| 987.318 | 0 |  |  | 981.561 | 0 | 972.05 | 0 | 987.729 | 0.35486 | 987.729 | 0 | 987.729 | 0.021358 |  |  | 987.729 | 0.049608 |  |  | 987.318 | 0.0541 | 987.729 | 0.099657 | 987.729 | 0.0064518 | 972.0508 | 0 | 987.729 | 0.012167 | 987.318 | 0.083925 | 981.3549 | 0 | 987.729 | 0.030319 | 987.729 | 0.12798
| 987.5607 | 0 |  |  | 981.8028 | 0 | 972.29 | 0 | 987.9725 | 0 | 987.9725 | 0 | 987.9725 | -0.040117 |  |  | 987.9725 | 0 |  |  | 987.5607 | -0.10635 | 987.9725 | 0 | 987.9725 | 0.0020289 | 972.2877 | 0 | 987.9725 | 0 | 987.5607 | -0.12405 | 981.5969 | 0 | 987.9725 | -0.031845 | 987.9725 | -0.10503
| 987.8035 | 0 |  |  | 982.0446 | 0 | 972.52 | 0 | 988.2159 | 0.38167 | 988.2159 | 0 | 988.2159 | 0.025978 |  |  | 988.2159 | 0.010835 |  |  | 987.8035 | 0.019538 | 988.2159 | 0.032978 | 988.2159 | 0.0073146 | 972.5247 | 0 | 988.2159 | 0.0085636 | 987.8035 | 0.13141 | 981.8389 | 0 | 988.2159 | -0.014367 | 988.2159 | 0.060348
| 988.0462 | 0 |  |  | 982.2864 | 0 | 972.76 | 0 | 988.4594 | 0 | 988.4594 | 0 | 988.4594 | -0.05875 |  |  | 988.4593 | 0 |  |  | 988.0462 | -0.070693 | 988.4594 | 0 | 988.4594 | -0.0033576 | 972.7615 | 0 | 988.4593 | 0 | 988.0462 | -0.18441 | 982.0809 | 0 | 988.4594 | -0.022489 | 988.4594 | -0.072683
| 988.2889 | 0 |  |  | 982.5282 | 0 | 973 | 0 | 988.7028 | 0.15245 | 988.7028 | 0 | 988.7028 | -0.018635 |  |  | 988.7028 | 0 |  |  | 988.2889 | -0.07707 | 988.7028 | 0.04238 | 988.7028 | 0.0057228 | 972.9985 | 0 | 988.7028 | 0.0067949 | 988.2889 | 0.031712 | 982.3229 | 0 | 988.7028 | -0.037433 | 988.7028 | 0.0025154
| 988.5317 | 0 |  |  | 982.77 | 0 | 973.24 | 0 | 988.9463 | 0 | 988.9463 | 0 | 988.9463 | -0.068618 |  |  | 988.9463 | 0 |  |  | 988.5317 | 0.0011133 | 988.9463 | 0 | 988.9463 | 0.00025882 | 973.2354 | 0 | 988.9463 | 0 | 988.5317 | -0.21092 | 982.565 | 0 | 988.9463 | -0.040795 | 988.9463 | -0.10116
| 988.7744 | 0 |  |  | 983.0118 | 0 | 973.47 | 0 | 989.1897 | 0.14263 | 989.1897 | 0 | 989.1897 | 0.005308 |  |  | 989.1898 | 0.017461 |  |  | 988.7744 | 0.041942 | 989.1897 | 0.024387 | 989.1898 | 0.0039636 | 973.4724 | 0 | 989.1898 | 0.009874 | 988.7744 | 0.057423 | 982.8071 | 0 | 989.1897 | -0.0093864 | 989.1897 | 0.033785
| 989.0172 | 0 |  |  | 983.2537 | 0 | 973.71 | 0 | 989.4332 | 0 | 989.4332 | 0 | 989.4332 | -0.046195 |  |  | 989.4332 | 0 |  |  | 989.0172 | -0.02838 | 989.4332 | 0 | 989.4332 | 0.00042733 | 973.7093 | 0 | 989.4332 | 0 | 989.0172 | -0.078772 | 983.0491 | 0 | 989.4332 | -0.014871 | 989.4332 | -0.033314
| 989.2599 | 0 |  |  | 983.4955 | 0 | 973.95 | 0 | 989.6767 | 0.20466 | 989.6767 | 0 | 989.6767 | 0.01904 |  |  | 989.6767 | 0.02167 |  |  | 989.2599 | -0.042007 | 989.6767 | 0.036537 | 989.6767 | 0.00091837 | 973.9462 | 0 | 989.6767 | 0.01211 | 989.2599 | 0.19435 | 983.2912 | 0 | 989.6767 | 0.00079067 | 989.6767 | 0.089417
| 989.5027 | 0 |  |  | 983.7374 | 0 | 974.18 | 0 | 989.9202 | 0 | 989.9202 | 0 | 989.9202 | -0.074169 |  |  | 989.9202 | 0 |  |  | 989.5027 | -0.057394 | 989.9202 | 0 | 989.9202 | 0.00076662 | 974.1832 | 0 | 989.9202 | 0 | 989.5027 | -0.18773 | 983.5333 | 0 | 989.9202 | -0.033679 | 989.9202 | -0.044756
| 989.7455 | 0 |  |  | 983.9792 | 0 | 974.42 | 0 | 990.1637 | 0.40875 | 990.1637 | 0 | 990.1637 | 0.033902 |  |  | 990.1636 | 0.034475 |  |  | 989.7455 | 0.063769 | 990.1637 | 0.04653 | 990.1636 | 0.005076 | 974.4202 | 0 | 990.1636 | 0.012988 | 989.7455 | 0.021678 | 983.7754 | 0 | 990.1637 | 0.010893 | 990.1637 | 0.034799
| 989.9882 | 0 |  |  | 984.2211 | 0 | 974.66 | 0 | 990.4072 | 0 | 990.4072 | 0 | 990.4072 | -0.084221 |  |  | 990.4072 | 0 |  |  | 989.9882 | -0.0032895 | 990.4072 | 0 | 990.4072 | 0.0060548 | 974.6571 | 0 | 990.4072 | 0 | 989.9882 | -0.23411 | 984.0175 | 0 | 990.4072 | -0.05733 | 990.4072 | -0.14125
| 990.231 | 0 |  |  | 984.463 | 0 | 974.89 | 0 | 990.6507 | 0.26207 | 990.6507 | 0 | 990.6507 | 0.028063 |  |  | 990.6506 | 0.0034541 |  |  | 990.231 | -0.0077746 | 990.6507 | 0.056907 | 990.6506 | 0.0082026 | 974.8941 | 0 | 990.6506 | 0.0076362 | 990.231 | 0.15497 | 984.2596 | 0 | 990.6507 | -0.01741 | 990.6507 | 0.051281
| 990.4738 | 0 |  |  | 984.7048 | 0 | 975.13 | 0 | 990.8942 | 0 | 990.8942 | 0 | 990.8942 | -0.074628 |  |  | 990.8942 | 0 |  |  | 990.4738 | -0.049438 | 990.8942 | 0 | 990.8942 | 0.0063387 | 975.131 | 0 | 990.8942 | 0 | 990.4738 | -0.21165 | 984.5017 | 0 | 990.8942 | -0.054897 | 990.8942 | -0.11499
| 990.7166 | 0 |  |  | 984.9467 | 0 | 975.37 | 0 | 991.1377 | 0.54392 | 991.1377 | 0 | 991.1377 | 0.012458 |  |  | 991.1377 | 0.040026 |  |  | 990.7166 | 0.019485 | 991.1377 | 0.036074 | 991.1377 | 0.0097429 | 975.368 | 0 | 991.1377 | 0.0079502 | 990.7166 | 0.1292 | 984.7438 | 0 | 991.1377 | 0.027746 | 991.1377 | 0.090271
| 990.9594 | 0 |  |  | 985.1886 | 0 | 975.61 | 0 | 991.3812 | 0 | 991.3812 | 0 | 991.3812 | -0.08524 |  |  | 991.3812 | 0 |  |  | 990.9594 | -0.04377 | 991.3812 | 0 | 991.3812 | -0.00020344 | 975.605 | 0 | 991.3812 | 0 | 990.9594 | -0.20797 | 984.986 | 0 | 991.3812 | -0.031807 | 991.3812 | -0.05482
| 991.2022 | 0 |  |  | 985.4305 | 0 | 975.84 | 0 | 991.6247 | 0.37261 | 991.6247 | 0 | 991.6247 | 0.02089 |  |  | 991.6248 | 0.015849 |  |  | 991.2022 | 0.078764 | 991.6247 | 0.016907 | 991.6248 | 0.0046515 | 975.842 | 0 | 991.6248 | 0.0028767 | 991.2022 | 0.19693 | 985.2281 | 0 | 991.6247 | 0.023648 | 991.6247 | 0.043276
| 991.445 | 0 |  |  | 985.6724 | 0 | 976.08 | 0 | 991.8683 | 0 | 991.8683 | 0 | 991.8683 | -0.060489 |  |  | 991.8683 | 0 |  |  | 991.445 | -0.067682 | 991.8683 | 0 | 991.8683 | -0.0033259 | 976.079 | 0 | 991.8683 | 0 | 991.445 | -0.18736 | 985.4703 | 0 | 991.8683 | -0.045671 | 991.8683 | -0.10976
| 991.6878 | 0 |  |  | 985.9144 | 0 | 976.32 | 0 | 992.1118 | 0.1792 | 992.1118 | 0 | 992.1118 | 0.019402 |  |  | 992.1118 | 0.018715 |  |  | 991.6878 | 0.036078 | 992.1118 | 0.01238 | 992.1118 | 0.0045583 | 976.316 | 0 | 992.1118 | 0.0080312 | 991.6878 | 0.2238 | 985.7124 | 0 | 992.1118 | 0.0088924 | 992.1118 | -0.0034632
| 991.9306 | 0 |  |  | 986.1563 | 0 | 976.55 | 0 | 992.3553 | 0 | 992.3553 | 0 | 992.3553 | -0.091426 |  |  | 992.3554 | 0 |  |  | 991.9306 | -0.024876 | 992.3553 | 0 | 992.3553 | 0.0042081 | 976.553 | 0 | 992.3554 | 0 | 991.9306 | -0.26687 | 985.9546 | 0 | 992.3553 | -0.043548 | 992.3553 | -0.087344
| 992.1734 | 0 |  |  | 986.3982 | 0 | 976.79 | 0 | 992.5989 | 0.25401 | 992.5989 | 0 | 992.5989 | 0.0081502 |  |  | 992.5989 | 0.01961 |  |  | 992.1734 | 0.029773 | 992.5989 | 0.039475 | 992.5989 | 0.009765 | 976.79 | 0 | 992.5989 | 0.011633 | 992.1734 | 0.089447 | 986.1968 | 0 | 992.5989 | 0.0040101 | 992.5989 | 0.065143
| 992.4162 | 0 |  |  | 986.6402 | 0 | 977.03 | 0 | 992.8425 | 0 | 992.8425 | 0 | 992.8425 | -0.054426 |  |  | 992.8425 | 0 |  |  | 992.4162 | -0.028795 | 992.8425 | 0 | 992.8425 | 0.0040778 | 977.027 | 0 | 992.8425 | 0 | 992.4162 | -0.13767 | 986.439 | 0 | 992.8425 | -0.016715 | 992.8425 | -0.051434
| 992.659 | 0 |  |  | 986.8821 | 0 | 977.26 | 0 | 993.086 | 0.25527 | 993.086 | 0 | 993.086 | 0.001902 |  |  | 993.086 | 0.032773 |  |  | 992.659 | -0.019575 | 993.086 | 0.094127 | 993.086 | 0.0064247 | 977.2641 | 0 | 993.086 | 0.010059 | 992.659 | 0.12442 | 986.6812 | 0 | 993.086 | 0.022736 | 993.086 | 0.10161
| 992.9019 | 0 |  |  | 987.1241 | 0 | 977.5 | 0 | 993.3296 | 0 | 993.3296 | 0 | 993.3296 | -0.0080892 |  |  | 993.3296 | 0 |  |  | 992.9019 | 0.01305 | 993.3296 | 0 | 993.3296 | 0.0077763 | 977.5011 | 0 | 993.3296 | 0 | 992.9019 | -0.15718 | 986.9234 | 0 | 993.3296 | -0.02331 | 993.3296 | -0.12602
| 993.1447 | 0 |  |  | 987.3661 | 0 | 977.74 | 0 | 993.5732 | 0.11382 | 993.5732 | 0 | 993.5732 | 0.030349 |  |  | 993.5732 | 0.0034512 |  |  | 993.1447 | 0.066308 | 993.5732 | 0.029368 | 993.5732 | 0.010009 | 977.7382 | 0 | 993.5732 | 0.0093716 | 993.1447 | 0.14282 | 987.1656 | 0 | 993.5732 | 0.0028612 | 993.5732 | 0.06022
| 993.3875 | 0 |  |  | 987.6081 | 0 | 977.98 | 0 | 993.8168 | 0 | 993.8168 | 0 | 993.8168 | -0.077062 |  |  | 993.8168 | 0 |  |  | 993.3875 | -0.036903 | 993.8168 | 0 | 993.8168 | 0.0021134 | 977.9752 | 0 | 993.8168 | 0 | 993.3875 | -0.33349 | 987.4078 | 0 | 993.8168 | -0.053155 | 993.8168 | -0.07572
| 993.6304 | 0 |  |  | 987.8501 | 0 | 978.21 | 0 | 994.0603 | 0.37564 | 994.0603 | 0 | 994.0603 | 0.0076442 |  |  | 994.0604 | 0.024446 |  |  | 993.6304 | 0.040562 | 994.0603 | 0.050249 | 994.0604 | 0.0042228 | 978.2123 | 0 | 994.0604 | 0.007141 | 993.6304 | 0.16785 | 987.6501 | 0 | 994.0603 | -0.0009598 | 994.0603 | 0.057197
| 993.8732 | 0 |  |  | 988.0921 | 0 | 978.45 | 0 | 994.3039 | 0 | 994.3039 | 0 | 994.3039 | -0.076658 |  |  | 994.304 | 0 |  |  | 993.8732 | -0.083652 | 994.3039 | 0 | 994.304 | 0.0080011 | 978.4493 | 0 | 994.304 | 0 | 993.8732 | -0.33202 | 987.8923 | 0 | 994.3039 | -0.040071 | 994.3039 | -0.11825
| 994.1161 | 0 |  |  | 988.3341 | 0 | 978.69 | 0 | 994.5475 | 0.30193 | 994.5475 | 0 | 994.5475 | 0.024833 |  |  | 994.5476 | 0.016745 |  |  | 994.1161 | 0.0050541 | 994.5475 | 0.041831 | 994.5475 | 0.0036905 | 978.6863 | 0 | 994.5476 | 0.0062323 | 994.1161 | 0.080244 | 988.1346 | 0 | 994.5475 | -0.0021562 | 994.5475 | 0.067444
| 994.359 | 0 |  |  | 988.5761 | 0 | 978.92 | 0 | 994.7912 | 0 | 994.7912 | 0 | 994.7912 | -0.10705 |  |  | 994.7911 | 0 |  |  | 994.3589 | -0.072283 | 994.7912 | 0 | 994.7911 | -0.0031823 | 978.9235 | 0 | 994.7911 | 0 | 994.359 | -0.2503 | 988.3768 | 0 | 994.7912 | -0.03555 | 994.7912 | -0.073264
| 994.6018 | 0 |  |  | 988.8181 | 0 | 979.16 | 0 | 995.0348 | 0.16621 | 995.0348 | 0 | 995.0348 | 0.019598 |  |  | 995.0348 | 0.034654 |  |  | 994.6018 | 0.028133 | 995.0348 | 0.11184 | 995.0348 | 0.0025878 | 979.1605 | 0 | 995.0348 | 0.0069768 | 994.6018 | 0.12773 | 988.6191 | 0 | 995.0348 | 0.013141 | 995.0348 | 0.081301
| 994.8447 | 0 |  |  | 989.0601 | 0 | 979.4 | 0 | 995.2784 | 0 | 995.2784 | 0 | 995.2784 | -0.010637 |  |  | 995.2784 | 0 |  |  | 994.8447 | -0.011733 | 995.2784 | 0 | 995.2784 | 0.0013568 | 979.3976 | 0 | 995.2784 | 0 | 994.8447 | -0.18883 | 988.8614 | 0 | 995.2784 | -0.028545 | 995.2784 | -0.040481
| 995.0875 | 0 |  |  | 989.3022 | 0 | 979.63 | 0 | 995.522 | 0.26844 | 995.522 | 0 | 995.522 | 0.032714 |  |  | 995.522 | 0.027042 |  |  | 995.0876 | 0.017928 | 995.522 | 0.034219 | 995.522 | 0.0071671 | 979.6346 | 0 | 995.522 | 0.010518 | 995.0875 | 0.12626 | 989.1037 | 0 | 995.522 | 0.038183 | 995.522 | 0.058293
| 995.3304 | 0 |  |  | 989.5442 | 0 | 979.87 | 0 | 995.7657 | 0 | 995.7657 | 0 | 995.7657 | -0.058024 |  |  | 995.7656 | 0 |  |  | 995.3304 | -0.013265 | 995.7657 | 0 | 995.7656 | -0.0018738 | 979.8718 | 0 | 995.7656 | 0 | 995.3304 | -0.24625 | 989.3459 | 0 | 995.7657 | -0.055425 | 995.7657 | -0.11059
| 995.5733 | 0 |  |  | 989.7863 | 0 | 980.11 | 0 | 996.0093 | 0.13407 | 996.0093 | 0 | 996.0093 | -0.0064563 |  |  | 996.0093 | 0.020416 |  |  | 995.5733 | 0.010594 | 996.0093 | 0.066595 | 996.0093 | 0.0056182 | 980.1088 | 0 | 996.0093 | 0.011903 | 995.5733 | 0.1027 | 989.5883 | 0 | 996.0093 | -0.0095431 | 996.0093 | 0.034174
| 995.8162 | 0 |  |  | 990.0283 | 0 | 980.35 | 0 | 996.2529 | 0 | 996.2529 | 0 | 996.2529 | -0.064201 |  |  | 996.2529 | 0 |  |  | 995.8162 | -0.05875 | 996.2529 | 0 | 996.2529 | -0.0052087 | 980.3459 | 0 | 996.2529 | 0 | 995.8162 | -0.23668 | 989.8306 | 0 | 996.2529 | -0.029001 | 996.2529 | -0.093453
| 996.0591 | 0 |  |  | 990.2704 | 0 | 980.58 | 0 | 996.4966 | 0.29296 | 996.4966 | 0 | 996.4966 | 0.06014 |  |  | 996.4966 | 0.051667 |  |  | 996.0591 | 0.023412 | 996.4966 | 0.080442 | 996.4966 | 0.0031661 | 980.5831 | 0 | 996.4966 | 0.0085556 | 996.0591 | 0.17558 | 990.0729 | 0 | 996.4966 | 0.036379 | 996.4966 | 0.076157
| 996.302 | 0 |  |  | 990.5125 | 0 | 980.82 | 0 | 996.7402 | 0 | 996.7402 | 0 | 996.7402 | -0.057756 |  |  | 996.7402 | 0 |  |  | 996.302 | -0.051456 | 996.7402 | 0 | 996.7402 | -4.0693e-07 | 980.8202 | 0 | 996.7402 | 0 | 996.302 | -0.2573 | 990.3152 | 0 | 996.7402 | -0.034987 | 996.7402 | -0.032106
| 996.5449 | 0 |  |  | 990.7546 | 0 | 981.06 | 0 | 996.9839 | 0.29062 | 996.9839 | 0 | 996.9839 | -0.00054988 |  |  | 996.9839 | 0.026953 |  |  | 996.5449 | 0.035823 | 996.9839 | 0.041047 | 996.9839 | 0.0047539 | 981.0573 | 0 | 996.9839 | 0.01347 | 996.5449 | -0.016313 | 990.5576 | 0 | 996.9839 | 0.0001901 | 996.9839 | 0.091751
| 996.7878 | 0 |  |  | 990.9967 | 0 | 981.29 | 0 | 997.2276 | 0 | 997.2276 | 0 | 997.2276 | -0.04629 |  |  | 997.2276 | 0 |  |  | 996.7878 | 0.00060894 | 997.2276 | 0 | 997.2276 | -0.00072743 | 981.2944 | 0 | 997.2276 | 0 | 996.7878 | -0.06957 | 990.7999 | 0 | 997.2276 | -0.030024 | 997.2276 | -0.10269
| 997.0307 | 0 |  |  | 991.2388 | 0 | 981.53 | 0 | 997.4713 | 0.16178 | 997.4713 | 0 | 997.4713 | 0.034618 |  |  | 997.4713 | 0.0097604 |  |  | 997.0307 | 0.0050671 | 997.4713 | 0.075599 | 997.4713 | 0.0047159 | 981.5316 | 0 | 997.4713 | 0.010544 | 997.0307 | 0.20429 | 991.0423 | 0 | 997.4713 | 0.034149 | 997.4713 | 0.038929
| 997.2736 | 0 |  |  | 991.4809 | 0 | 981.77 | 0 | 997.7149 | 0 | 997.7149 | 0 | 997.7149 | -0.068356 |  |  | 997.715 | 0 |  |  | 997.2736 | -0.078847 | 997.7149 | 0 | 997.715 | 0.00010809 | 981.7687 | 0 | 997.715 | 0 | 997.2736 | -0.23153 | 991.2847 | 0 | 997.7149 | -0.0087423 | 997.7149 | -0.082276
| 997.5166 | 0 |  |  | 991.723 | 0 | 982.01 | 0 | 997.9586 | 0.19009 | 997.9586 | 0 | 997.9586 | 0.033142 |  |  | 997.9586 | 0.034654 |  |  | 997.5165 | 0.048122 | 997.9586 | 0.024475 | 997.9586 | 0.0012728 | 982.0058 | 0 | 997.9586 | 0.015529 | 997.5166 | 0.24221 | 991.527 | 0 | 997.9586 | -0.011215 | 997.9586 | 0.056624
| 997.7595 | 0 |  |  | 991.9652 | 0 | 982.24 | 0 | 998.2023 | 0 | 998.2023 | 0 | 998.2023 | -0.045832 |  |  | 998.2023 | 0 |  |  | 997.7595 | -0.02903 | 998.2023 | 0 | 998.2023 | -0.0015971 | 982.243 | 0 | 998.2023 | 0 | 997.7595 | -0.15718 | 991.7695 | 0 | 998.2023 | -0.037015 | 998.2023 | -0.052478
| 998.0024 | 0 |  |  | 992.2073 | 0 | 982.48 | 0 | 998.446 | 0.18647 | 998.446 | 0 | 998.446 | 0.036559 |  |  | 998.446 | 0.018983 |  |  | 998.0024 | 0.062478 | 998.446 | 0.064833 | 998.446 | 0.0075681 | 982.4801 | 0 | 998.446 | 0.0077137 | 998.0024 | 0.27276 | 992.0118 | 0 | 998.446 | 0.0019312 | 998.446 | 0.086116
| 998.2453 | 0 |  |  | 992.4495 | 0 | 982.72 | 0 | 998.6897 | 0 | 998.6897 | 0 | 998.6897 | -0.039507 |  |  | 998.6898 | 0 |  |  | 998.2453 | -0.018321 | 998.6897 | 0 | 998.6898 | 0.0026848 | 982.7173 | 0 | 998.6898 | 0 | 998.2453 | -0.37361 | 992.2543 | 0 | 998.6897 | -0.028947 | 998.6897 | -0.1103
| 998.4883 | 0 |  |  | 992.6916 | 0 | 982.95 | 0 | 998.9334 | 0.27994 | 998.9334 | 0 | 998.9334 | 0.018496 |  |  | 998.9335 | 0.041191 |  |  | 998.4883 | 0.079923 | 998.9334 | 0.099143 | 998.9335 | 0.0021118 | 982.9545 | 0 | 998.9335 | 0.0089365 | 998.4883 | 0.11337 | 992.4967 | 0 | 998.9334 | 0.041091 | 998.9334 | 0.13115
| 998.7312 | 0 |  |  | 992.9338 | 0 | 983.19 | 0 | 999.1772 | 0 | 999.1772 | 0 | 999.1772 | -0.063607 |  |  | 999.1772 | 0 |  |  | 998.7312 | -0.070773 | 999.1772 | 0 | 999.1772 | -0.0023437 | 983.1916 | 0 | 999.1772 | 0 | 998.7312 | -0.21349 | 992.7391 | 0 | 999.1772 | -0.051179 | 999.1772 | -0.11377
| 998.9742 | 0 |  |  | 993.176 | 0 | 983.43 | 0 | 999.4209 | 0.34616 | 999.4209 | 0 | 999.4209 | 0.045476 |  |  | 999.4209 | 0.015043 |  |  | 998.9742 | -0.019852 | 999.4209 | 0.096739 | 999.4209 | 0.0056829 | 983.4288 | 0 | 999.4209 | 0.0064874 | 998.9742 | 0.21313 | 992.9816 | 0 | 999.4209 | -0.0053404 | 999.4209 | 0.071161
| 999.2171 | 0 |  |  | 993.4181 | 0 | 983.67 | 0 | 999.6646 | 0 | 999.6646 | 0 | 999.6646 | -0.048358 |  |  | 999.6646 | 0 |  |  | 999.2171 | -0.099845 | 999.6646 | 0 | 999.6646 | -0.0025468 | 983.666 | 0 | 999.6646 | 0 | 999.2171 | -0.21938 | 993.224 | 0 | 999.6646 | -0.061565 | 999.6646 | -0.12857
| 999.4601 | 0 |  |  | 993.6603 | 0 | 983.9 | 0 | 999.9084 | 0.20784 | 999.9084 | 0 | 999.9084 | 0.028055 |  |  | 999.9084 | 0.032326 |  |  | 999.4601 | 0.069267 | 999.9084 | 0.059272 | 999.9084 | 0.0047696 | 983.9031 | 0 | 999.9084 | 0.0059877 | 999.4601 | 0.086134 | 993.4664 | 0 | 999.9084 | 0.026707 | 999.9084 | 0.14399
| 999.703 | 0 |  |  | 993.9025 | 0 | 984.14 | 0 | 1000.1521 | 0 | 1000.1521 | 0 | 1000.1521 | -0.10686 |  |  | 1000.1521 | 0 |  |  | 999.703 | -0.050383 | 1000.1521 | 0 | 1000.1521 | -0.0012167 | 984.1403 | 0 | 1000.1521 | 0 | 999.703 | -0.24883 | 993.7089 | 0 | 1000.1521 | -0.047582 | 1000.1521 | -0.20486
| 999.946 | 0 |  |  | 994.1447 | 0 | 984.38 | 0 | 1000.3959 | 0.17961 | 1000.3959 | 0 | 1000.3959 | 0.025135 |  |  | 1000.3959 | 0.028833 |  |  | 999.946 | 0.039345 | 1000.3959 | 0.05507 | 1000.3959 | 0.0025092 | 984.3776 | 0 | 1000.3959 | 0.0082818 | 999.946 | 0.19104 | 993.9514 | 0 | 1000.3959 | 0 | 1000.3959 | 0.076289
| 1000.189 | 0 |  |  | 994.387 | 0 | 984.61 | 0 | 1000.6396 | 0 | 1000.6396 | 0 | 1000.6396 | -0.062236 |  |  | 1000.6396 | 0 |  |  | 1000.189 | -0.073862 | 1000.6396 | 0 | 1000.6396 | 0.0037493 | 984.6147 | 0 | 1000.6396 | 0 | 1000.189 | -0.1557 | 994.1938 | 0 | 1000.6396 | 0 | 1000.6396 | -0.058652
| 1000.432 | 0 |  |  | 994.6292 | 0 | 984.85 | 0 | 1000.8834 | 0.39059 | 1000.8834 | 0 | 1000.8834 | 0.031727 |  |  | 1000.8834 | 0.026774 |  |  | 1000.432 | -0.028267 | 1000.8834 | 0.0057148 | 1000.8834 | 0.0072345 | 984.8519 | 0 | 1000.8834 | 0.0062456 | 1000.432 | 0.059263 | 994.4363 | 0 | 1000.8834 | 0 | 1000.8834 | 0.075805
| 1000.6749 | 0 |  |  | 994.8714 | 0 | 985.09 | 0 | 1001.1271 | 0 | 1001.1271 | 0 | 1001.1271 | -0.062834 |  |  | 1001.1271 | 0 |  |  | 1000.6749 | -0.055127 | 1001.1271 | 0 | 1001.1271 | 0.0042918 | 985.0892 | 0 | 1001.1271 | 0 | 1000.6749 | -0.18147 | 994.6788 | 0 | 1001.1271 | 0 | 1001.1271 | -0.029164
| 1000.9179 | 0 |  |  | 995.1137 | 0 | 985.33 | 0 | 1001.3709 | 0.34844 | 1001.3709 | 0 | 1001.3709 | -0.0062229 |  |  | 1001.3709 | 0.020148 |  |  | 1000.9179 | 0.083143 | 1001.3709 | 0.067671 | 1001.3709 | 0.009465 | 985.3264 | 0 | 1001.3709 | 0.0074092 | 1000.9179 | 0.24184 | 994.9213 | 0 | 1001.3709 | 0 | 1001.3709 | 0.13745
| 1001.1609 | 0 |  |  | 995.3559 | 0 | 985.56 | 0 | 1001.6147 | 0 | 1001.6147 | 0 | 1001.6147 | -0.035614 |  |  | 1001.6147 | 0 |  |  | 1001.1609 | -0.047594 | 1001.6147 | 0 | 1001.6147 | -0.00058354 | 985.5636 | 0 | 1001.6147 | 0 | 1001.1609 | -0.12589 | 995.1639 | 0 | 1001.6147 | 0 | 1001.6147 | -0.061566
| 1001.4039 | 0 |  |  | 995.5982 | 0 | 985.8 | 0 | 1001.8585 | 0.15602 | 1001.8585 | 0 | 1001.8585 | 0.020972 |  |  | 1001.8585 | 0.0033022 |  |  | 1001.4039 | 0.10099 | 1001.8585 | 0.039241 | 1001.8585 | 0.010948 | 985.8008 | 0 | 1001.8585 | 0.0083935 | 1001.4039 | 0.12037 | 995.4064 | 0 | 1001.8585 | 0 | 1001.8585 | 0.10855
| 1001.6469 | 0 |  |  | 995.8404 | 0 | 986.04 | 0 | 1002.1023 | 0 | 1002.1023 | 0 | 1002.1023 | -0.020254 |  |  | 1002.1023 | 0 |  |  | 1001.6469 | 0.032609 | 1002.1023 | 0 | 1002.1023 | -0.0009345 | 986.0381 | 0 | 1002.1023 | 0 | 1001.6469 | -0.16417 | 995.6489 | 0 | 1002.1023 | 0 | 1002.1023 | -0.11883
| 1001.8899 | 0 |  |  | 996.0827 | 0 | 986.28 | 0 | 1002.3461 | 0.45618 | 1002.3461 | 0 | 1002.3461 | 0.10981 |  |  | 1002.3461 | 0.076113 |  |  | 1001.8899 | 0.051353 | 1002.3461 | 0.12895 | 1002.3461 | 0.00062449 | 986.2753 | 0 | 1002.3461 | 0.019242 | 1001.8899 | 0.18294 | 995.8915 | 0 | 1002.3461 | 0 | 1002.3461 | 0.15615
| 1002.1329 | 0 |  |  | 996.325 | 0 | 986.51 | 0 | 1002.5899 | 0 | 1002.5899 | 0 | 1002.5899 | -0.071007 |  |  | 1002.5898 | 0 |  |  | 1002.1329 | -0.039693 | 1002.5899 | 0 | 1002.5898 | 0.003779 | 986.5126 | 0 | 1002.5898 | 0 | 1002.1329 | -0.24846 | 996.134 | 0 | 1002.5899 | 0 | 1002.5899 | -0.10675
| 1002.3759 | 0 |  |  | 996.5673 | 0 | 986.75 | 0 | 1002.8337 | 0.20164 | 1002.8337 | 0 | 1002.8337 | 0.005184 |  |  | 1002.8337 | 0.018088 |  |  | 1002.3759 | 0.01862 | 1002.8337 | 0.053787 | 1002.8337 | 0.0088271 | 986.7498 | 0 | 1002.8337 | 0.009447 | 1002.3759 | 0.040858 | 996.3766 | 0 | 1002.8337 | 0 | 1002.8337 | 0.052369
| 1002.619 | 0 |  |  | 996.8096 | 0 | 986.99 | 0 | 1003.0775 | 0 | 1003.0775 | 0 | 1003.0775 | -0.088021 |  |  | 1003.0775 | 0 |  |  | 1002.619 | -0.026812 | 1003.0775 | 0 | 1003.0775 | 0.00059502 | 986.9871 | 0 | 1003.0775 | 0 | 1002.619 | -0.044171 | 996.6191 | 0 | 1003.0775 | 0 | 1003.0775 | -0.048977
| 1002.862 | 0 |  |  | 997.0519 | 0 | 987.22 | 0 | 1003.3213 | 0.070804 | 1003.3213 | 0 | 1003.3213 | -0.018177 |  |  | 1003.3214 | 0.023192 |  |  | 1002.862 | 0.046496 | 1003.3213 | 0.029192 | 1003.3214 | 0.01055 | 987.2244 | 0 | 1003.3214 | 0.0096202 | 1002.862 | 0.12883 | 996.8617 | 0 | 1003.3213 | 0 | 1003.3213 | 0.065165
| 1003.105 | 0 |  |  | 997.2942 | 0 | 987.46 | 0 | 1003.5652 | 0 | 1003.5652 | 0 | 1003.5652 | -0.096906 |  |  | 1003.5651 | 0 |  |  | 1003.105 | -0.11715 | 1003.5652 | 0 | 1003.5651 | 0.0072839 | 987.4616 | 0 | 1003.5651 | 0 | 1003.105 | -0.30478 | 997.1043 | 0 | 1003.5652 | 0 | 1003.5652 | -0.10374
| 1003.348 | 0 |  |  | 997.5365 | 0 | 987.7 | 0 | 1003.809 | 0.50192 | 1003.809 | 0 | 1003.809 | 0.053998 |  |  | 1003.809 | 0.050772 |  |  | 1003.3481 | 0.10365 | 1003.809 | 0.13064 | 1003.809 | 0.0105 | 987.6989 | 0 | 1003.809 | 0.0093086 | 1003.348 | 0.22564 | 997.3469 | 0 | 1003.809 | 0 | 1003.809 | 0.18142
| 1003.5911 | 0 |  |  | 997.7789 | 0 | 987.94 | 0 | 1004.0528 | 0 | 1004.0528 | 0 | 1004.0528 | -0.085556 |  |  | 1004.0529 | 0 |  |  | 1003.5911 | -0.11733 | 1004.0528 | 0 | 1004.0529 | -0.0034475 | 987.9362 | 0 | 1004.0529 | 0 | 1003.5911 | -0.33349 | 997.5895 | 0 | 1004.0528 | 0 | 1004.0528 | -0.083306
| 1003.8341 | 0 |  |  | 998.0212 | 0 | 988.17 | 0 | 1004.2967 | 0.16045 | 1004.2967 | 0 | 1004.2967 | -0.0012751 |  |  | 1004.2967 | 0.0084145 |  |  | 1003.8341 | -0.040046 | 1004.2967 | 0.0037748 | 1004.2967 | 0.010238 | 988.1735 | 0 | 1004.2967 | 0.0049921 | 1003.8341 | 0.29816 | 997.8322 | 0 | 1004.2967 | 0 | 1004.2967 | 0.042349
| 1004.0772 | 0 |  |  | 998.2635 | 0 | 988.41 | 0 | 1004.5405 | 0 | 1004.5405 | 0 | 1004.5405 | -0.051092 |  |  | 1004.5405 | 0 |  |  | 1004.0772 | -0.0086477 | 1004.5405 | 0 | 1004.5405 | -0.00094736 | 988.4108 | 0 | 1004.5405 | 0 | 1004.0772 | -0.25067 | 998.0748 | 0 | 1004.5405 | 0 | 1004.5405 | -0.0047583
| 1004.3202 | 0 |  |  | 998.5059 | 0 | 988.65 | 0 | 1004.7844 | 0 | 1004.7844 | 0 | 1004.7844 | -0.10632 |  |  | 1004.7844 | 0 |  |  | 1004.3202 | -0.050078 | 1004.7844 | 0 | 1004.7844 | 0.0016148 | 988.6481 | 0 | 1004.7844 | 0 | 1004.3202 | -0.32576 | 998.3174 | 0 | 1004.7844 | 0 | 1004.7844 | -0.067239
| 1004.5633 | 0 |  |  | 998.7483 | 0 | 988.89 | 0 | 1005.0283 | 0.55733 | 1005.0283 | 0 | 1005.0283 | 0.048735 |  |  | 1005.0283 | 0.048085 |  |  | 1004.5633 | 0.020709 | 1005.0283 | 0.055268 | 1005.0283 | 0.0024893 | 988.8854 | 0 | 1005.0283 | 0.0075553 | 1004.5633 | 0.20392 | 998.5601 | 0 | 1005.0283 | 0 | 1005.0283 | 0.076205
| 1004.8063 | 0 |  |  | 998.9906 | 0 | 989.12 | 0 | 1005.2721 | 0 | 1005.2721 | 0 | 1005.2721 | -0.060178 |  |  | 1005.2721 | 0 |  |  | 1004.8063 | -0.034427 | 1005.2721 | 0 | 1005.2721 | 0.00017699 | 989.1227 | 0 | 1005.2721 | 0 | 1004.8063 | -0.1373 | 998.8027 | 0 | 1005.2721 | 0 | 1005.2721 | -0.11179
| 1005.0494 | 0 |  |  | 999.233 | 0 | 989.36 | 0 | 1005.516 | 0.27857 | 1005.516 | 0 | 1005.516 | 0.021208 |  |  | 1005.516 | 0.040922 |  |  | 1005.0494 | 0.042956 | 1005.516 | 0.088221 | 1005.516 | 0.0059072 | 989.36 | 0 | 1005.516 | 0.0082534 | 1005.0494 | 0.27386 | 999.0453 | 0 | 1005.516 | 0 | 1005.516 | 0.1011
| 1005.2925 | 0 |  |  | 999.4754 | 0 | 989.6 | 0 | 1005.7599 | 0 | 1005.7599 | 0 | 1005.7599 | -0.1061 |  |  | 1005.7599 | 0 |  |  | 1005.2925 | -0.016433 | 1005.7599 | 0 | 1005.7599 | -0.001529 | 989.5973 | 0 | 1005.7599 | 0 | 1005.2925 | -0.28049 | 999.288 | 0 | 1005.7599 | 0 | 1005.7599 | -0.04665
| 1005.5356 | 0 |  |  | 999.7178 | 0 | 989.83 | 0 | 1006.0038 | 0.15242 | 1006.0038 | 0 | 1006.0038 | 0.025252 |  |  | 1006.0038 | 0.030535 |  |  | 1005.5356 | 0.068002 | 1006.0038 | 0.042245 | 1006.0038 | 0.0061128 | 989.8347 | 0 | 1006.0038 | 0.0069754 | 1005.5356 | 0.10196 | 999.5307 | 0 | 1006.0038 | 0 | 1006.0038 | 0.053503
| 1005.7786 | 0 |  |  | 999.9602 | 0 | 990.07 | 0 | 1006.2477 | 0 | 1006.2477 | 0 | 1006.2477 | -0.10834 |  |  | 1006.2477 | 0 |  |  | 1005.7786 | -0.11584 | 1006.2477 | 0 | 1006.2477 | -0.00028316 | 990.072 | 0 | 1006.2477 | 0 | 1005.7786 | -0.27644 | 999.7734 | 0 | 1006.2477 | 0 | 1006.2477 | -0.15813
| 1006.0217 | 0 |  |  | 1000.2026 | 0 | 990.31 | 0 | 1006.4916 | 0.63119 | 1006.4916 | 0 | 1006.4916 | -0.0012048 |  |  | 1006.4916 | 0.022744 |  |  | 1006.0217 | 0.027337 | 1006.4916 | 0 | 1006.4916 | 0.002474 | 990.3093 | 0 | 1006.4916 | 0.0073373 | 1006.0217 | 0.26171 | 1000.0161 | 0 | 1006.4916 | 0 | 1006.4916 | 0.10964
| 1006.2648 | 0 |  |  | 1000.4451 | 0 | 990.55 | 0 | 1006.7355 | 0 | 1006.7355 | 0 | 1006.7355 | -0.064828 |  |  | 1006.7355 | 0 |  |  | 1006.2648 | -0.071442 | 1006.7355 | 0 | 1006.7355 | 0.0018571 | 990.5466 | 0 | 1006.7355 | 0 | 1006.2648 | -0.078772 | 1000.2588 | 0 | 1006.7355 | 0 | 1006.7355 | -0.079737
| 1006.5079 | 0 |  |  | 1000.6875 | 0 | 990.78 | 0 | 1006.9794 | 0.23313 | 1006.9794 | 0 | 1006.9794 | 0.034661 |  |  | 1006.9794 | 0.011551 |  |  | 1006.5079 | -0.035357 | 1006.9794 | 0.03216 | 1006.9794 | 0.0083362 | 990.784 | 0 | 1006.9794 | 0.014217 | 1006.5079 | 0.2584 | 1000.5015 | 0 | 1006.9794 | 0 | 1006.9794 | 0.05854
| 1006.751 | 0 |  |  | 1000.9299 | 0 | 991.02 | 0 | 1007.2233 | 0 | 1007.2233 | 0 | 1007.2233 | -0.073054 |  |  | 1007.2233 | 0 |  |  | 1006.751 | -0.065532 | 1007.2233 | 0 | 1007.2233 | -0.0044621 | 991.0214 | 0 | 1007.2233 | 0 | 1006.751 | -0.31214 | 1000.7442 | 0 | 1007.2233 | 0 | 1007.2233 | -0.078802
| 1006.9941 | 0 |  |  | 1001.1724 | 0 | 991.26 | 0 | 1007.4672 | 0.21256 | 1007.4672 | 0 | 1007.4672 | -0.0098241 |  |  | 1007.4672 | 0.0051651 |  |  | 1006.9941 | 0.1031 | 1007.4672 | 0.12978 | 1007.4672 | 0.010544 | 991.2587 | 0 | 1007.4672 | 0.0031378 | 1006.9941 | 0.29816 | 1000.9869 | 0 | 1007.4672 | 0 | 1007.4672 | 0.07425
| 1007.2372 | 0 |  |  | 1001.4149 | 0 | 991.5 | 0 | 1007.7112 | 0 | 1007.7112 | 0 | 1007.7112 | -0.095857 |  |  | 1007.7112 | 0 |  |  | 1007.2372 | -0.013993 | 1007.7112 | 0 | 1007.7112 | -0.0018182 | 991.4961 | 0 | 1007.7112 | 0 | 1007.2372 | -0.16785 | 1001.2297 | 0 | 1007.7112 | 0 | 1007.7112 | -0.078498
| 1007.4803 | 0 |  |  | 1001.6573 | 0 | 991.73 | 0 | 1007.9551 | 0.22532 | 1007.9551 | 0 | 1007.9551 | 0.012814 |  |  | 1007.9551 | 0.059279 |  |  | 1007.4803 | 0.060972 | 1007.9551 | 0.07637 | 1007.9551 | 0.0048383 | 991.7335 | 0 | 1007.9551 | 0.014219 | 1007.4803 | 0.27681 | 1001.4724 | 0 | 1007.9551 | 0 | 1007.9551 | 0.13892
| 1007.7234 | 0 |  |  | 1001.8998 | 0 | 991.97 | 0 | 1008.1991 | 0 | 1008.1991 | 0 | 1008.1991 | -0.11654 |  |  | 1008.199 | 0 |  |  | 1007.7234 | -0.040866 | 1008.1991 | 0 | 1008.199 | 0.0047884 | 991.9708 | 0 | 1008.199 | 0 | 1007.7234 | -0.30294 | 1001.7152 | 0 | 1008.1991 | 0 | 1008.1991 | -0.069481
| 1007.9666 | 0 |  |  | 1002.1423 | 0 | 992.21 | 0 | 1008.443 | 0.23038 | 1008.443 | 0 | 1008.443 | 0.02161 |  |  | 1008.443 | 0.038325 |  |  | 1007.9666 | -0.027021 | 1008.443 | 0.13785 | 1008.443 | 0.0050741 | 992.2082 | 0 | 1008.443 | 0.0055396 | 1007.9666 | 0.31362 | 1001.9579 | 0 | 1008.443 | 0 | 1008.443 | 0.10003
| 1008.2097 | 0 |  |  | 1002.3848 | 0 | 992.45 | 0 | 1008.687 | 0 | 1008.687 | 0 | 1008.687 | -0.07771 |  |  | 1008.687 | 0 |  |  | 1008.2097 | -0.026171 | 1008.687 | 0 | 1008.687 | 0.0041764 | 992.4456 | 0 | 1008.687 | 0 | 1008.2097 | -0.26871 | 1002.2007 | 0 | 1008.687 | 0 | 1008.687 | -0.09439
| 1008.4528 | 0 |  |  | 1002.6273 | 0 | 992.68 | 0 | 1008.9309 | 0.32166 | 1008.9309 | 0 | 1008.9309 | -0.033283 |  |  | 1008.9309 | 0.030535 |  |  | 1008.4528 | -0.026325 | 1008.9309 | 0 | 1008.9309 | 0.0054847 | 992.683 | 0 | 1008.9309 | 0.0089404 | 1008.4528 | 0.20981 | 1002.4435 | 0 | 1008.9309 | 0 | 1008.9309 | 0.086486
| 1008.696 | 0 |  |  | 1002.8698 | 0 | 992.92 | 0 | 1009.1749 | 0 | 1009.1749 | 0 | 1009.1749 | -0.03282 |  |  | 1009.1749 | 0 |  |  | 1008.6959 | -0.052803 | 1009.1749 | 0 | 1009.1749 | -0.0050753 | 992.9204 | 0 | 1009.1749 | 0 | 1008.696 | -0.22233 | 1002.6863 | 0 | 1009.1749 | 0 | 1009.1749 | -0.12553
| 1008.9391 | 0 |  |  | 1003.1123 | 0 | 993.16 | 0 | 1009.4189 | 0.35092 | 1009.4189 | 0 | 1009.4189 | 0.11632 |  |  | 1009.4189 | 0.064024 |  |  | 1008.9391 | 0.021545 | 1009.4189 | 0.10533 | 1009.4189 | 0.0080916 | 993.1578 | 0 | 1009.4189 | 0.013815 | 1008.9391 | 0.37214 | 1002.9291 | 0 | 1009.4189 | 0 | 1009.4189 | 0.16946
| 1009.1822 | 0 |  |  | 1003.3548 | 0 | 993.4 | 0 | 1009.6628 | 0 | 1009.6628 | 0 | 1009.6628 | -0.056787 |  |  | 1009.6628 | 0 |  |  | 1009.1822 | -0.12129 | 1009.6628 | 0 | 1009.6628 | 0.0047093 | 993.3952 | 0 | 1009.6628 | 0 | 1009.1822 | -0.40453 | 1003.1719 | 0 | 1009.6628 | 0 | 1009.6628 | -0.1009
| 1009.4254 | 0 |  |  | 1003.5973 | 0 | 993.63 | 0 | 1009.9068 | 0 | 1009.9068 | 0 | 1009.9068 | -0.011519 |  |  | 1009.9068 | 0 |  |  | 1009.4254 | -0.037267 | 1009.9068 | 0.099092 | 1009.9068 | 0.0056108 | 993.6326 | 0 | 1009.9068 | 0.0084488 | 1009.4254 | 0.15092 | 1003.4147 | 0 | 1009.9068 | 0 | 1009.9068 | 0.072344
| 1009.6685 | 0 |  |  | 1003.8399 | 0 | 993.87 | 0 | 1010.1508 | 0 | 1010.1508 | 0 | 1010.1508 | -0.12577 |  |  | 1010.1508 | 0 |  |  | 1009.6685 | -0.046053 | 1010.1508 | 0 | 1010.1508 | 0.0037843 | 993.8701 | 0 | 1010.1508 | 0 | 1009.6685 | -0.2838 | 1003.6576 | 0 | 1010.1508 | 0 | 1010.1508 | -0.13888
| 1009.9117 | 0 |  |  | 1004.0824 | 0 | 994.11 | 0 | 1010.3948 | 0.22308 | 1010.3948 | 0 | 1010.3948 | -0.0081943 |  |  | 1010.3948 | 0.037071 |  |  | 1009.9117 | 0.086429 | 1010.3948 | 0.054112 | 1010.3948 | 0.0023586 | 994.1075 | 0 | 1010.3948 | 0.0097016 | 1009.9117 | 0.29043 | 1003.9005 | 0 | 1010.3948 | 0 | 1010.3948 | 0.058024
| 1010.1549 | 0 |  |  | 1004.325 | 0 | 994.34 | 0 | 1010.6388 | 0 | 1010.6388 | 0 | 1010.6388 | -0.12627 |  |  | 1010.6388 | 0 |  |  | 1010.1548 | -0.13886 | 1010.6388 | 0 | 1010.6388 | -0.00054186 | 994.3449 | 0 | 1010.6388 | 0 | 1010.1549 | -0.1557 | 1004.1433 | 0 | 1010.6388 | 0 | 1010.6388 | -0.17725
| 1010.398 | 0 |  |  | 1004.5676 | 0 | 994.58 | 0 | 1010.8828 | 0.25996 | 1010.8828 | 0 | 1010.8828 | 0.063656 |  |  | 1010.8828 | 0.039937 |  |  | 1010.398 | 0.072278 | 1010.8828 | 0.094907 | 1010.8828 | 0.0046577 | 994.5823 | 0 | 1010.8828 | 0.0077633 | 1010.398 | 0.36883 | 1004.3862 | 0 | 1010.8828 | 0 | 1010.8828 | 0.064538
| 1010.6412 | 0 |  |  | 1004.8101 | 0 | 994.82 | 0 | 1011.1268 | 0 | 1011.1268 | 0 | 1011.1268 | -0.1155 |  |  | 1011.1268 | 0 |  |  | 1010.6412 | -0.13035 | 1011.1268 | 0 | 1011.1268 | -0.00051768 | 994.8198 | 0 | 1011.1268 | 0 | 1010.6412 | -0.16122 | 1004.629 | 0 | 1011.1268 | 0 | 1011.1268 | -0.13936
| 1010.8844 | 0 |  |  | 1005.0527 | 0 | 995.06 | 0 | 1011.3709 | 0 | 1011.3709 | 0 | 1011.3709 | 0.04317 |  |  | 1011.3709 | 0.032147 |  |  | 1010.8844 | 0.071801 | 1011.3709 | 0.076727 | 1011.3709 | 0.0078942 | 995.0573 | 0 | 1011.3709 | 0.0098072 | 1010.8844 | 0.22675 | 1004.8719 | 0 | 1011.3709 | 0 | 1011.3709 | 0.18468
| 1011.1275 | 0 |  |  | 1005.2953 | 0 | 995.29 | 0 | 1011.6149 | 0 | 1011.6149 | 0 | 1011.6149 | -0.015835 |  |  | 1011.6149 | 0 |  |  | 1011.1275 | -0.085584 | 1011.6149 | 0 | 1011.6149 | -0.0029867 | 995.2947 | 0 | 1011.6149 | 0 | 1011.1275 | -0.25325 | 1005.1147 | 0 | 1011.6149 | 0 | 1011.6149 | -0.0034325
| 1011.3707 | 0 |  |  | 1005.5379 | 0 | 995.53 | 0 | 1011.8589 | 0.3577 | 1011.8589 | 0 | 1011.8589 | 0.08318 |  |  | 1011.859 | 0.049429 |  |  | 1011.3707 | 0.13868 | 1011.8589 | 0.081523 | 1011.8589 | 0.00474 | 995.5322 | 0 | 1011.859 | 0.009544 | 1011.3707 | 0.26797 | 1005.3577 | 0 | 1011.8589 | 0 | 1011.8589 | 0.16591
| 1011.6139 | 0 |  |  | 1005.7805 | 0 | 995.77 | 0 | 1012.103 | 0 | 1012.103 | 0 | 1012.103 | -0.18458 |  |  | 1012.103 | 0 |  |  | 1011.6139 | -0.090974 | 1012.103 | 0 | 1012.103 | -0.00083475 | 995.7696 | 0 | 1012.103 | 0 | 1011.6139 | -0.29337 | 1005.6006 | 0 | 1012.103 | 0 | 1012.103 | -0.2416
| 1011.8571 | 0 |  |  | 1006.0231 | 0 | 996.01 | 0 | 1012.347 | 0.12385 | 1012.347 | 0 | 1012.347 | 0.078535 |  |  | 1012.347 | 0.075128 |  |  | 1011.8571 | 0.068419 | 1012.347 | 0.1422 | 1012.347 | 0.0053792 | 996.0071 | 0 | 1012.347 | 0.0081992 | 1011.8571 | 0.27055 | 1005.8435 | 0 | 1012.347 | 0 | 1012.347 | 0.15411
| 1012.1003 | 0 |  |  | 1006.2658 | 0 | 996.24 | 0 | 1012.5911 | 0 | 1012.5911 | 0 | 1012.5911 | -0.041453 |  |  | 1012.5911 | 0 |  |  | 1012.1003 | -0.13264 | 1012.5911 | 0 | 1012.5911 | -0.0031711 | 996.2446 | 0 | 1012.5911 | 0 | 1012.1003 | -0.3092 | 1006.0864 | 0 | 1012.5911 | 0 | 1012.5911 | -0.10319
| 1012.3435 | 0 |  |  | 1006.5084 | 0 | 996.48 | 0 | 1012.8351 | 0.34294 | 1012.8351 | 0 | 1012.8351 | 0.087244 |  |  | 1012.8351 | 0.059458 |  |  | 1012.3435 | 0.043206 | 1012.8351 | 0.050643 | 1012.8351 | 0.0058853 | 996.4821 | 0 | 1012.8351 | 0.0086547 | 1012.3435 | 0.2492 | 1006.3293 | 0 | 1012.8351 | 0 | 1012.8351 | 0.13106
| 1012.5867 | 0 |  |  | 1006.751 | 0 | 996.72 | 0 | 1013.0792 | 0 | 1013.0792 | 0 | 1013.0792 | -0.10364 |  |  | 1013.0792 | 0 |  |  | 1012.5867 | -0.073044 | 1013.0792 | 0 | 1013.0792 | -0.0017407 | 996.7195 | 0 | 1013.0792 | 0 | 1012.5867 | -0.17227 | 1006.5723 | 0 | 1013.0792 | 0 | 1013.0792 | -0.076622
| 1012.8299 | 0 |  |  | 1006.9937 | 0 | 996.96 | 0 | 1013.3232 | 0.40304 | 1013.3232 | 0 | 1013.3232 | 0.02031 |  |  | 1013.3232 | 0.05113 |  |  | 1012.8299 | 0.028992 | 1013.3232 | 0.077967 | 1013.3232 | 0.001567 | 996.957 | 0 | 1013.3232 | 0.011516 | 1012.8299 | 0.21313 | 1006.8152 | 0 | 1013.3232 | 0 | 1013.3232 | 0.21148
| 1013.0731 | 0 |  |  | 1007.2363 | 0 | 997.19 | 0 | 1013.5673 | 0 | 1013.5673 | 0 | 1013.5673 | -0.14061 |  |  | 1013.5673 | 0 |  |  | 1013.0731 | -0.060622 | 1013.5673 | 0 | 1013.5673 | 0.0026231 | 997.1945 | 0 | 1013.5673 | 0 | 1013.0731 | -0.41815 | 1007.0582 | 0 | 1013.5673 | 0 | 1013.5673 | -0.062311
| 1013.3164 | 0 |  |  | 1007.479 | 0 | 997.43 | 0 | 1013.8114 | 0.44438 | 1013.8114 | 0 | 1013.8114 | 0.0019491 |  |  | 1013.8114 | 0.0078671 |  |  | 1013.3164 | 0.069673 | 1013.8114 | 0.078602 | 1013.8114 | 0.0072518 | 997.432 | 0 | 1013.8114 | 0.010945 | 1013.3164 | -0.075459 | 1007.3011 | 0 | 1013.8114 | 0 | 1013.8114 | 0.11075
| 1013.5596 | 0 |  |  | 1007.7217 | 0 | 997.67 | 0 | 1014.0555 | 0 | 1014.0555 | 0 | 1014.0555 | -0.13257 |  |  | 1014.0555 | 0 |  |  | 1013.5596 | -0.085793 | 1014.0555 | 0 | 1014.0555 | 0.0023516 | 997.6696 | 0 | 1014.0555 | 0 | 1013.5596 | -0.38944 | 1007.5441 | 0 | 1014.0555 | 0 | 1014.0555 | -0.08868
| 1013.8028 | 0 |  |  | 1007.9644 | 0 | 997.91 | 0 | 1014.2996 | 0 | 1014.2996 | 0 | 1014.2996 | 0.0435 |  |  | 1014.2996 | 0.026416 |  |  | 1013.8028 | 0.11604 | 1014.2996 | 0.11061 | 1014.2996 | 0.0060523 | 997.907 | 0 | 1014.2996 | 0.0045554 | 1013.8028 | 0.16417 | 1007.7871 | 0 | 1014.2996 | 0 | 1014.2996 | 0.10964
| 1014.046 | 0 |  |  | 1008.207 | 0 | 998.14 | 0 | 1014.5437 | 0 | 1014.5437 | 0 | 1014.5437 | -0.089011 |  |  | 1014.5437 | 0 |  |  | 1014.046 | -0.15555 | 1014.5437 | 0 | 1014.5437 | -0.0048945 | 998.1446 | 0 | 1014.5437 | 0 | 1014.046 | -0.62576 | 1008.0301 | 0 | 1014.5437 | 0 | 1014.5437 | -0.1622
| 1014.2893 | 0 |  |  | 1008.4497 | 0 | 998.38 | 0 | 1014.7878 | 0.50571 | 1014.7878 | 0 | 1014.7878 | -0.057616 |  |  | 1014.7878 | 0.064024 |  |  | 1014.2893 | -0.043723 | 1014.7878 | 0.016386 | 1014.7878 | 0.0011717 | 998.3821 | 0 | 1014.7878 | 0.011045 | 1014.2893 | 0.18331 | 1008.2731 | 0 | 1014.7878 | 0 | 1014.7878 | 0.17781
| 1014.5325 | 0 |  |  | 1008.6925 | 0 | 998.62 | 0 | 1015.0319 | 0 | 1015.0319 | 0 | 1015.0319 | -0.15357 |  |  | 1015.0319 | 0 |  |  | 1014.5325 | -0.12914 | 1015.0319 | 0 | 1015.0319 | 0.0028088 | 998.6196 | 0 | 1015.0319 | 0 | 1014.5325 | -0.25435 | 1008.5161 | 0 | 1015.0319 | 0 | 1015.0319 | -0.16319
| 1014.7758 | 0 |  |  | 1008.9352 | 0 | 998.86 | 0 | 1015.276 | 0.14314 | 1015.276 | 0 | 1015.276 | 0.029109 |  |  | 1015.276 | 0.058114 |  |  | 1014.7758 | 0.12316 | 1015.276 | 0.11016 | 1015.276 | 0.0050303 | 998.8572 | 0 | 1015.276 | 0.0056047 | 1014.7758 | 0.2654 | 1008.7592 | 0 | 1015.276 | 0 | 1015.276 | 0.19264
| 1015.019 | 0 |  |  | 1009.1779 | 0 | 999.09 | 0 | 1015.5201 | 0 | 1015.5201 | 0 | 1015.5201 | -0.10518 |  |  | 1015.5201 | 0 |  |  | 1015.019 | 0.046724 | 1015.5201 | 0 | 1015.5201 | -0.00024392 | 999.0947 | 0 | 1015.5201 | 0 | 1015.019 | -0.44208 | 1009.0021 | 0 | 1015.5201 | 0 | 1015.5201 | -0.18468
| 1015.2623 | 0 |  |  | 1009.4206 | 0 | 999.33 | 0 | 1015.7643 | 0.16287 | 1015.7643 | 0 | 1015.7643 | 0.0047231 |  |  | 1015.7643 | 0.060443 |  |  | 1015.2623 | 0.035022 | 1015.7643 | 0.035664 | 1015.7643 | 0.0072959 | 999.3323 | 0 | 1015.7643 | 0.0090266 | 1015.2623 | 0.086502 | 1009.2452 | 0 | 1015.7643 | 0 | 1015.7643 | 0.072263
| 1015.5055 | 0 |  |  | 1009.6634 | 0 | 999.57 | 0 | 1016.0084 | 0 | 1016.0084 | 0 | 1016.0084 | -0.059516 |  |  | 1016.0084 | 0 |  |  | 1015.5055 | -0.093278 | 1016.0084 | 0 | 1016.0084 | -0.0034718 | 999.5698 | 0 | 1016.0084 | 0 | 1015.5055 | -0.015205 | 1009.4882 | 0 | 1016.0084 | 0 | 1016.0084 | -0.11444
| 1015.7488 | 0 |  |  | 1009.9061 | 0 | 999.81 | 0 | 1016.2525 | 0.35503 | 1016.2525 | 0 | 1016.2525 | 0.061901 |  |  | 1016.2526 | 0.088649 |  |  | 1015.7488 | 0.060356 | 1016.2525 | 0.092959 | 1016.2526 | 0.0057766 | 999.8074 | 0 | 1016.2526 | 0.0112 | 1015.7488 | 0.24515 | 1009.7313 | 0 | 1016.2525 | 0 | 1016.2525 | 0.14814
| 1015.9921 | 0 |  |  | 1010.1489 | 0 | 1000.04 | 0 | 1016.4967 | 0 | 1016.4967 | 0 | 1016.4967 | -0.17092 |  |  | 1016.4967 | 0 |  |  | 1015.9921 | -0.038129 | 1016.4967 | 0 | 1016.4967 | 0.00090885 | 1000.0449 | 0 | 1016.4967 | 0 | 1015.9921 | -0.41999 | 1009.9744 | 0 | 1016.4967 | 0 | 1016.4967 | -0.089961
| 1016.2354 | 0 |  |  | 1010.3916 | 0 | 1000.28 | 0 | 1016.7408 | 0.39988 | 1016.7408 | 0 | 1016.7408 | 0.0040962 |  |  | 1016.7409 | 0.023371 |  |  | 1016.2353 | 0.070342 | 1016.7408 | 0.11334 | 1016.7408 | 0.004161 | 1000.2825 | 0 | 1016.7409 | 0.0087271 | 1016.2354 | 0.080612 | 1010.2175 | 0 | 1016.7408 | 0 | 1016.7408 | -0.024261
| 1016.4786 | 0 |  |  | 1010.6344 | 0 | 1000.52 | 0 | 1016.985 | 0 | 1016.985 | 0 | 1016.985 | -0.018368 |  |  | 1016.985 | 0 |  |  | 1016.4786 | -0.085324 | 1016.985 | 0 | 1016.985 | -3.02e-05 | 1000.5201 | 0 | 1016.985 | 0 | 1016.4786 | -0.21938 | 1010.4605 | 0 | 1016.985 | 0 | 1016.985 | -0.046472
| 1016.7219 | 0 |  |  | 1010.8772 | 0 | 1000.76 | 0 | 1017.2292 | 0 | 1017.2292 | 0 | 1017.2292 | 0.045741 |  |  | 1017.2292 | 0.063666 |  |  | 1016.7219 | 0.10457 | 1017.2292 | 0 | 1017.2292 | 0.0050475 | 1000.7577 | 0 | 1017.2292 | 0.0038213 | 1016.7219 | 0.28858 | 1010.7036 | 0 | 1017.2292 | 0 | 1017.2292 | 0
| 1016.9652 | 0 |  |  | 1011.12 | 0 | 1001 | 0 | 1017.4733 | 0 | 1017.4733 | 0 | 1017.4733 | -0.033675 |  |  | 1017.4733 | 0 |  |  | 1016.9652 | -0.045365 | 1017.4733 | 0 | 1017.4733 | 0.00036515 | 1000.9952 | 0 | 1017.4733 | 0 | 1016.9652 | -0.33092 | 1010.9467 | 0 | 1017.4733 | 0 | 1017.4733 | 0
| 1017.2085 | 0 |  |  | 1011.3628 | 0 | 1001.23 | 0 | 1017.7175 | 0 | 1017.7175 | 0 | 1017.7175 | 0.060129 |  |  | 1017.7175 | 0.041638 |  |  | 1017.2085 | -0.054661 | 1017.7175 | 0 | 1017.7175 | 0.000144 | 1001.2328 | 0 | 1017.7175 | 0.0091206 | 1017.2085 | 0.20356 | 1011.1898 | 0 | 1017.7175 | 0 | 1017.7175 | 0
| 1017.4518 | 0 |  |  | 1011.6056 | 0 | 1001.47 | 0 | 1017.9617 | 0 | 1017.9617 | 0 | 1017.9617 | -0.14312 |  |  | 1017.9617 | 0 |  |  | 1017.4518 | -0.095577 | 1017.9617 | 0 | 1017.9617 | 6.8348e-05 | 1001.4705 | 0 | 1017.9617 | 0 | 1017.4518 | -0.49214 | 1011.4329 | 0 | 1017.9617 | 0 | 1017.9617 | 0
| 1017.6951 | 0 |  |  | 1011.8484 | 0 | 1001.71 | 0 | 1018.2059 | 0 | 1018.2059 | 0 | 1018.2059 | 0.096039 |  |  | 1018.2059 | 0.054354 |  |  | 1017.6951 | -0.0015589 | 1018.2059 | 0 | 1018.2059 | 0.0082037 | 1001.7081 | 0 | 1018.2059 | 0.0067973 | 1017.6951 | 0.50392 | 1011.6761 | 0 | 1018.2059 | 0 | 1018.2059 | 0
| 1017.9384 | 0 |  |  | 1012.0912 | 0 | 1001.95 | 0 | 1018.4501 | 0 | 1018.4501 | 0 | 1018.4501 | -0.20495 |  |  | 1018.4501 | 0 |  |  | 1017.9384 | -0.099983 | 1018.4501 | 0 | 1018.4501 | -0.0038205 | 1001.9457 | 0 | 1018.4501 | 0 | 1017.9384 | -0.42036 | 1011.9192 | 0 | 1018.4501 | 0 | 1018.4501 | 0
| 1018.1817 | 0 |  |  | 1012.3341 | 0 | 1002.18 | 0 | 1018.6943 | 0 | 1018.6943 | 0 | 1018.6943 | 0.081612 |  |  | 1018.6943 | 0.057846 |  |  | 1018.1817 | 0.21206 | 1018.6943 | 0 | 1018.6943 | 0.010818 | 1002.1833 | 0 | 1018.6943 | 0.0029838 | 1018.1817 | 0.45901 | 1012.1624 | 0 | 1018.6943 | 0 | 1018.6943 | 0
| 1018.425 | 0 |  |  | 1012.5769 | 0 | 1002.42 | 0 | 1018.9385 | 0 | 1018.9385 | 0 | 1018.9385 | 0.0024995 |  |  | 1018.9385 | 0 |  |  | 1018.425 | 0.0011493 | 1018.9385 | 0 | 1018.9385 | 0.0075168 | 1002.4209 | 0 | 1018.9385 | 0 | 1018.425 | -0.23079 | 1012.4055 | 0 | 1018.9385 | 0 | 1018.9385 | 0
| 1018.6683 | 0 |  |  | 1012.8197 | 0 | 1002.66 | 0 | 1019.1827 | 0 | 1019.1827 | 0 | 1019.1827 | 0.12157 |  |  | 1019.1827 | 0.060084 |  |  | 1018.6683 | 0.077837 | 1019.1827 | 0 | 1019.1827 | 0.0095096 | 1002.6585 | 0 | 1019.1827 | 0.010097 | 1018.6683 | 0.014075 | 1012.6487 | 0 | 1019.1827 | 0 | 1019.1827 | 0
| 1018.9116 | 0 |  |  | 1013.0626 | 0 | 1002.9 | 0 | 1019.4269 | 0 | 1019.4269 | 0 | 1019.4269 | -0.065551 |  |  | 1019.4269 | 0 |  |  | 1018.9116 | -0.099835 | 1019.4269 | 0 | 1019.4269 | 0.0082037 | 1002.8962 | 0 | 1019.4269 | 0 | 1018.9116 | -0.15349 | 1012.8918 | 0 | 1019.4269 | 0 | 1019.4269 | 0
| 1019.155 | 0 |  |  | 1013.3055 | 0 | 1003.13 | 0 | 1019.6711 | 0 | 1019.6711 | 0 | 1019.6711 | 0.027629 |  |  | 1019.6711 | 0.062144 |  |  | 1019.155 | 0.19796 | 1019.6711 | 0 | 1019.6711 | 0.0057638 | 1003.1338 | 0 | 1019.6711 | 0.0084345 | 1019.155 | 0.25546 | 1013.135 | 0 | 1019.6711 | 0 | 1019.6711 | 0
| 1019.3983 | 0 |  |  | 1013.5483 | 0 | 1003.37 | 0 | 1019.9153 | 0 | 1019.9153 | 0 | 1019.9153 | -0.18562 |  |  | 1019.9153 | 0 |  |  | 1019.3983 | -0.078658 | 1019.9153 | 0 | 1019.9153 | -0.0011419 | 1003.3714 | 0 | 1019.9153 | 0 | 1019.3983 | -0.30699 | 1013.3782 | 0 | 1019.9153 | 0 | 1019.9153 | 0
| 1019.6416 | 0 |  |  | 1013.7912 | 0 | 1003.61 | 0 | 1020.1596 | 0 | 1020.1596 | 0 | 1020.1596 | 0.027025 |  |  | 1020.1596 | 0.02946 |  |  | 1019.6416 | 0.099462 | 1020.1596 | 0 | 1020.1596 | 0.010965 | 1003.6091 | 0 | 1020.1596 | 0.0081964 | 1019.6416 | 0.20834 | 1013.6215 | 0 | 1020.1596 | 0 | 1020.1596 | 0
| 1019.885 | 0 |  |  | 1014.0341 | 0 | 1003.85 | 0 | 1020.4038 | 0 | 1020.4038 | 0 | 1020.4038 | -0.088808 |  |  | 1020.4038 | 0 |  |  | 1019.885 | -0.12273 | 1020.4038 | 0 | 1020.4038 | -0.0025346 | 1003.8467 | 0 | 1020.4038 | 0 | 1019.885 | 0 | 1013.8646 | 0 | 1020.4038 | 0 | 1020.4038 | 0
| 1020.1283 | 0 |  |  | 1014.277 | 0 | 1004.08 | 0 | 1020.6481 | 0 | 1020.6481 | 0 | 1020.6481 | 0.013474 |  |  | 1020.6481 | 0.036266 |  |  | 1020.1283 | 0.015283 | 1020.6481 | 0 | 1020.6481 | 0.0076165 | 1004.0844 | 0 | 1020.6481 | 0.0053751 | 1020.1283 | 0 | 1014.1078 | 0 | 1020.6481 | 0 | 1020.6481 | 0
| 1020.3717 | 0 |  |  | 1014.5199 | 0 | 1004.32 | 0 | 1020.8923 | 0 | 1020.8923 | 0 | 1020.8923 | -0.13035 |  |  | 1020.8923 | 0 |  |  | 1020.3717 | 0.019031 | 1020.8923 | 0 | 1020.8923 | 0.0032319 | 1004.322 | 0 | 1020.8923 | 0 | 1020.3717 | 0 | 1014.3511 | 0 | 1020.8923 | 0 | 1020.8923 | 0
| 1020.615 | 0 |  |  | 1014.7628 | 0 | 1004.56 | 0 | 1021.1366 | 0 | 1021.1366 | 0 | 1021.1366 | -0.085689 |  |  | 1021.1366 | 0.058741 |  |  | 1020.615 | 0.099135 | 1021.1366 | 0 | 1021.1366 | 0.0078828 | 1004.5597 | 0 | 1021.1366 | 0.0060956 | 1020.615 | 0 | 1014.5943 | 0 | 1021.1366 | 0 | 1021.1366 | 0
| 1020.8584 | 0 |  |  | 1015.0058 | 0 | 1004.8 | 0 | 1021.3808 | 0 | 1021.3808 | 0 | 1021.3808 | -0.053725 |  |  | 1021.3809 | 0 |  |  | 1020.8584 | -0.020608 | 1021.3808 | 0 | 1021.3809 | 0.0027308 | 1004.7974 | 0 | 1021.3809 | 0 | 1020.8584 | 0 | 1014.8376 | 0 | 1021.3808 | 0 | 1021.3808 | 0
| 1021.1017 | 0 |  |  | 1015.2487 | 0 | 1005.04 | 0 | 1021.6251 | 0 | 1021.6251 | 0 | 1021.6251 | 0.046645 |  |  | 1021.6251 | 0.0078815 |  |  | 1021.1017 | 0.078124 | 1021.6251 | 0 | 1021.6251 | 0.0068272 | 1005.0351 | 0 | 1021.6251 | 0.011348 | 1021.1017 | 0 | 1015.0808 | 0 | 1021.6251 | 0 | 1021.6251 | 0
| 1021.3451 | 0 |  |  | 1015.4916 | 0 | 1005.27 | 0 | 1021.8694 | 0 | 1021.8694 | 0 | 1021.8694 | -0.22692 |  |  | 1021.8694 | 0 |  |  | 1021.3451 | -0.19991 | 1021.8694 | 0 | 1021.8694 | -0.0014233 | 1005.2728 | 0 | 1021.8694 | 0 | 1021.3451 | 0 | 1015.3241 | 0 | 1021.8694 | 0 | 1021.8694 | 0
| 1021.5885 | 0 |  |  | 1015.7346 | 0 | 1005.51 | 0 | 1022.1137 | 0 | 1022.1137 | 0 | 1022.1137 | 0.11963 |  |  | 1022.1137 | 0.046563 |  |  | 1021.5885 | 0.16455 | 1022.1137 | 0 | 1022.1136 | 0.0057789 | 1005.5104 | 0 | 1022.1137 | 0.0069808 | 1021.5885 | 0 | 1015.5674 | 0 | 1022.1137 | 0 | 1022.1137 | 0
| 1021.8319 | 0 |  |  | 1015.9775 | 0 | 1005.75 | 0 | 1022.358 | 0 | 1022.358 | 0 | 1022.358 | 0 |  |  | 1022.358 | 0 |  |  | 1021.8318 | 0 | 1022.358 | 0 | 1022.358 | -0.00069551 | 1005.7482 | 0 | 1022.358 | 0 | 1021.8319 | 0 | 1015.8106 | 0 | 1022.358 | 0 | 1022.358 | 0
| 1022.0752 | 0 |  |  | 1016.2205 | 0 | 1005.99 | 0 | 1022.6022 | 0 | 1022.6022 | 0 | 1022.6022 | 0 |  |  | 1022.6022 | 0.064293 |  |  | 1022.0752 | 0 | 1022.6022 | 0 | 1022.6022 | 0.00095954 | 1005.9858 | 0 | 1022.6022 | 0.0086774 | 1022.0752 | 0 | 1016.054 | 0 | 1022.6022 | 0 | 1022.6022 | 0
| 1022.3186 | 0 |  |  | 1016.4635 | 0 | 1006.22 | 0 | 1022.8465 | 0 | 1022.8465 | 0 | 1022.8465 | 0 |  |  | 1022.8466 | 0 |  |  | 1022.3186 | 0 | 1022.8465 | 0 | 1022.8466 | 0.0023555 | 1006.2236 | 0 | 1022.8466 | 0 | 1022.3186 | 0 | 1016.2972 | 0 | 1022.8465 | 0 | 1022.8465 | 0
| 1022.562 | 0 |  |  | 1016.7064 | 0 | 1006.46 | 0 | 1023.0909 | 0 | 1023.0909 | 0 | 1023.0909 | 0 |  |  | 1023.0908 | 0.03152 |  |  | 1022.562 | 0 | 1023.0909 | 0 | 1023.0908 | 0.0064898 | 1006.4612 | 0 | 1023.0908 | 0.015063 | 1022.562 | 0 | 1016.5405 | 0 | 1023.0909 | 0 | 1023.0909 | 0
| 1022.8054 | 0 |  |  | 1016.9494 | 0 | 1006.7 | 0 | 1023.3352 | 0 | 1023.3352 | 0 | 1023.3352 | 0 |  |  | 1023.3351 | 0 |  |  | 1022.8054 | 0 | 1023.3352 | 0 | 1023.3351 | 0.0045862 | 1006.699 | 0 | 1023.3351 | 0 | 1022.8054 | 0 | 1016.7839 | 0 | 1023.3352 | 0 | 1023.3352 | 0
| 1023.0488 | 0 |  |  | 1017.1924 | 0 | 1006.94 | 0 | 1023.5795 | 0 | 1023.5795 | 0 | 1023.5795 | 0 |  |  | 1023.5795 | 0 |  |  | 1023.0488 | 0 | 1023.5795 | 0 | 1023.5795 | 0.011397 | 1006.9367 | 0 | 1023.5795 | 0.0061113 | 1023.0488 | 0 | 1017.0272 | 0 | 1023.5795 | 0 | 1023.5795 | 0
| 1023.2922 | 0 |  |  | 1017.4354 | 0 | 1007.17 | 0 | 1023.8238 | 0 | 1023.8238 | 0 | 1023.8238 | 0 |  |  | 1023.8238 | 0 |  |  | 1023.2922 | 0 | 1023.8238 | 0 | 1023.8238 | 0.004188 | 1007.1744 | 0 | 1023.8238 | 0 | 1023.2922 | 0 | 1017.2705 | 0 | 1023.8238 | 0 | 1023.8238 | 0
| 1023.5356 | 0 |  |  | 1017.6784 | 0 | 1007.41 | 0 | 1024.0681 | 0 | 1024.0681 | 0 | 1024.0681 | 0 |  |  | 1024.0681 | 0.044145 |  |  | 1023.5356 | 0 | 1024.0681 | 0 | 1024.0681 | 0.01131 | 1007.4122 | 0 | 1024.0681 | 0.0067788 | 1023.5356 | 0 | 1017.5139 | 0 | 1024.0681 | 0 | 1024.0681 | 0
| 1023.779 | 0 |  |  | 1017.9215 | 0 | 1007.65 | 0 | 1024.3125 | 0 | 1024.3125 | 0 | 1024.3125 | 0 |  |  | 1024.3125 | 0 |  |  | 1023.779 | 0 | 1024.3125 | 0 | 1024.3125 | -0.00035791 | 1007.6499 | 0 | 1024.3125 | 0 | 1023.779 | 0 | 1017.7572 | 0 | 1024.3125 | 0 | 1024.3125 | 0
| 1024.0224 | 0 |  |  | 1018.1645 | 0 | 1007.89 | 0 | 1024.5568 | 0 | 1024.5568 | 0 | 1024.5568 | 0 |  |  | 1024.5568 | 0.080411 |  |  | 1024.0224 | 0 | 1024.5568 | 0 | 1024.5568 | 0.0060367 | 1007.8876 | 0 | 1024.5568 | 0.010532 | 1024.0224 | 0 | 1018.0005 | 0 | 1024.5568 | 0 | 1024.5568 | 0
| 1024.2658 | 0 |  |  | 1018.4075 | 0 | 1008.13 | 0 | 1024.8011 | 0 | 1024.8011 | 0 | 1024.8011 | 0 |  |  | 1024.8012 | 0 |  |  | 1024.2658 | 0 | 1024.8011 | 0 | 1024.8011 | 0.001563 | 1008.1254 | 0 | 1024.8012 | 0 | 1024.2658 | 0 | 1018.244 | 0 | 1024.8011 | 0 | 1024.8011 | 0
| 1024.5093 | 0 |  |  | 1018.6506 | 0 | 1008.36 | 0 | 1025.0455 | 0 | 1025.0455 | 0 | 1025.0455 | 0 |  |  | 1025.0455 | 2.8415e-05 |  |  | 1024.5093 | 0 | 1025.0455 | 0 | 1025.0455 | 0.012457 | 1008.3632 | 0 | 1025.0455 | 0.0093603 | 1024.5093 | 0 | 1018.4873 | 0 | 1025.0455 | 0 | 1025.0455 | 0
| 1024.7527 | 0 |  |  | 1018.8936 | 0 | 1008.6 | 0 | 1025.2898 | 0 | 1025.2898 | 0 | 1025.2898 | 0 |  |  | 1025.2898 | 0 |  |  | 1024.7527 | 0 | 1025.2898 | 0 | 1025.2898 | 0.0042965 | 1008.6009 | 0 | 1025.2898 | 0 | 1024.7527 | 0 | 1018.7307 | 0 | 1025.2898 | 0 | 1025.2898 | 0
| 1024.9961 | 0 |  |  | 1019.1367 | 0 | 1008.84 | 0 | 1025.5342 | 0 | 1025.5342 | 0 | 1025.5342 | 0 |  |  | 1025.5342 | 5.718e-05 |  |  | 1024.9961 | 0 | 1025.5342 | 0 | 1025.5342 | 0.0056609 | 1008.8387 | 0 | 1025.5342 | 0.011985 | 1024.9961 | 0 | 1018.9741 | 0 | 1025.5342 | 0 | 1025.5342 | 0
| 1025.2395 | 0 |  |  | 1019.3798 | 0 | 1009.08 | 0 | 1025.7786 | 0 | 1025.7786 | 0 | 1025.7786 | 0 |  |  | 1025.7786 | 0 |  |  | 1025.2395 | 0 | 1025.7786 | 0 | 1025.7786 | -0.0037027 | 1009.0765 | 0 | 1025.7786 | 0 | 1025.2395 | 0 | 1019.2175 | 0 | 1025.7786 | 0 | 1025.7786 | 0
| 1025.483 | 0 |  |  | 1019.6229 | 0 | 1009.31 | 0 | 1026.023 | 0 | 1026.023 | 0 | 1026.023 | 0 |  |  | 1026.023 | 6.9148e-05 |  |  | 1025.483 | 0 | 1026.023 | 0 | 1026.0229 | 0.0056631 | 1009.3142 | 0 | 1026.023 | 0.015414 | 1025.483 | 0 | 1019.4609 | 0 | 1026.023 | 0 | 1026.023 | 0
| 1025.7264 | 0 |  |  | 1019.8659 | 0 | 1009.55 | 0 | 1026.2673 | 0 | 1026.2673 | 0 | 1026.2673 | 0 |  |  | 1026.2673 | 0 |  |  | 1025.7264 | 0 | 1026.2673 | 0 | 1026.2673 | 0.0048307 | 1009.552 | 0 | 1026.2673 | 0 | 1025.7264 | 0 | 1019.7043 | 0 | 1026.2673 | 0 | 1026.2673 | 0
| 1025.9699 | 0 |  |  | 1020.109 | 0 | 1009.79 | 0 | 1026.5117 | 0 | 1026.5117 | 0 | 1026.5117 | 0 |  |  | 1026.5117 | 4.5741e-05 |  |  | 1025.9699 | 0 | 1026.5117 | 0 | 1026.5117 | 0.0053301 | 1009.7898 | 0 | 1026.5117 | 0.012387 | 1025.9699 | 0 | 1019.9478 | 0 | 1026.5117 | 0 | 1026.5117 | 0
| 1026.2133 | 0 |  |  | 1020.3521 | 0 | 1010.03 | 0 | 1026.7561 | 0 | 1026.7561 | 0 | 1026.7561 | 0 |  |  | 1026.7561 | 0 |  |  | 1026.2133 | 0 | 1026.7561 | 0 | 1026.7561 | -0.0060708 | 1010.0276 | 0 | 1026.7561 | 0 | 1026.2133 | 0 | 1020.1912 | 0 | 1026.7561 | 0 | 1026.7561 | 0
| 1026.4568 | 0 |  |  | 1020.5953 | 0 | 1010.27 | 0 | 1027.0005 | 0 | 1027.0005 | 0 | 1027.0005 | 0 |  |  | 1027.0005 | 0 |  |  | 1026.4568 | 0 | 1027.0005 | 0 | 1027.0005 | -0.0020988 | 1010.2654 | 0 | 1027.0005 | 0 | 1026.4568 | 0 | 1020.4347 | 0 | 1027.0005 | 0 | 1027.0005 | 0
| 1026.7002 | 0 |  |  | 1020.8384 | 0 | 1010.5 | 0 | 1027.2449 | 0 | 1027.2449 | 0 | 1027.2449 | 0 |  |  | 1027.2449 | 0 |  |  | 1026.7002 | 0 | 1027.2449 | 0 | 1027.2449 | -0.0050868 | 1010.5032 | 0 | 1027.2449 | 0 | 1026.7002 | 0 | 1020.6782 | 0 | 1027.2449 | 0 | 1027.2449 | 0
| 1026.9437 | 0 |  |  | 1021.0815 | 0 | 1010.74 | 0 | 1027.4893 | 0 | 1027.4893 | 0 | 1027.4893 | 0 |  |  | 1027.4893 | 0 |  |  | 1026.9437 | 0 | 1027.4893 | 0 | 1027.4893 | 0.0021234 | 1010.741 | 0 | 1027.4893 | 0 | 1026.9437 | 0 | 1020.9216 | 0 | 1027.4893 |  | 1027.4893 | 0
| 1027.1872 | 0 |  |  | 1021.3246 | 0 | 1010.98 | 0 | 1027.7337 | 0 | 1027.7337 | 0 | 1027.7337 | 0 |  |  | 1027.7338 | 0 |  |  | 1027.1872 | 0 | 1027.7337 | 0 | 1027.7338 | -0.0040285 | 1010.9788 | 0 | 1027.7338 | 0 | 1027.1872 | 0 | 1021.1651 | 0 | 1027.7337 |  | 1027.7337 | 0
| 1027.4306 | 0 |  |  | 1021.5678 | 0 | 1011.22 | 0 | 1027.9782 | 0 | 1027.9782 | 0 | 1027.9782 | 0 |  |  | 1027.9781 | 0 |  |  | 1027.4306 | 0 | 1027.9782 | 0 | 1027.9781 | 0.00025922 | 1011.2166 | 0 | 1027.9781 | 0.0013019 | 1027.4306 | 0 | 1021.4086 | 0 | 1027.9782 |  | 1027.9782 | 0

## Normalized Spectra
LED Item # | M415LP1 |  |  | M415L4 |  |  | M430L5 |  |  | M450LP2 |  |  | M455L4 |  |  | M470L5 |  |  | M490L4 |  |  | M505L5 |  |  | M530L4 |  |  | MINTL5 |  |  | M565L3 |  |  | M590L4 |  |  | M595L4 |  |  | M617L5 |  |  | M625L4 |  |  | M660L4 |  |  | M680L5 |  |  | M700L4 |  |  | M730L5
Spectra | Wavelength (nm) | Normalized Intensity |  | Wavelength (nm) | Normalized Intensity |  | Wavelength (nm) | Normalized Intensity |  | Wavelength (nm) | Normalized Intensity |  | Wavelength (nm) | Normalized Intensity |  | Wavelength (nm) | Normalized Intensity |  | Wavelength (nm) | Normalized Intensity |  | Wavelength (nm) | Normalized Intensity |  | Wavelength (nm) | Normalized Intensity |  | Wavelength (nm) | Normalized Intensity |  | Wavelength (nm) | Normalized Intensity |  | Wavelength (nm) | Normalized Intensity |  | Wavelength (nm) | Normalized Intensity |  | Wavelength (nm) | Normalized Intensity |  | Wavelength (nm) | Normalized Intensity |  | Wavelength (nm) | Normalized Intensity |  | Wavelength (nm) | Normalized Intensity |  | Wavelength (nm) | Normalized Intensity |  | Wavelength (nm) | Normalized Intensity
| 200.0376 | 0 | 2.0279 | 200.0376 | 0 | 2.0279 | 199.7603 | 0 | 2.0171 | 199.76 | 0 | 2.02 | 200.0376 | 0 | 2.0279 | 199.7603 | 0 | 2.0171 | 200.0376 | 0 | 2.0279 | 206.8387 | 6.8182e-06 | 2.0692 | 200.0376 | 1.0355e-05 | 2.0279 | 350 | 0 | 10 | 199.9755 | 0 | 2.0154 | 200.0376 | 0 | 2.0279 | 200.0376 | 0.00071805 | 2.0279 | 199.7603 | 0 | 2.0171 | 200.0376 | 0.00034046 | 2.0279 | 199.9755 | 0 | 2.0154 | 196.7404 | 0 | 2.078 | 200.0376 | 0 | 2.0279 | 200.0376 | 0 | 2.0279
| 200.2403 | 0 |  | 200.2403 | 0 |  | 199.9619 | 0 |  | 199.96 | 0 |  | 200.2403 | 0 |  | 199.9619 | 0 |  | 200.2403 | 0 |  | 207.0456 | -5.8338e-07 |  | 200.2403 | 0 |  | 351 | 0 |  | 200.1769 | 0 |  | 200.2403 | 0 |  | 200.2403 | 0.00026939 |  | 199.9619 | 0 |  | 200.2403 | 0 |  | 200.1769 | 0 |  | 196.9482 | 0 |  | 200.2403 | 0 |  | 200.2403 | 0
| 200.443 | 0 |  | 200.443 | 0 |  | 200.1636 | 0 |  | 200.16 | 0 |  | 200.443 | 0 |  | 200.1636 | 0 |  | 200.443 | 0 |  | 207.2524 | 9.4209e-06 |  | 200.443 | 1.3208e-05 |  | 352 | 0 |  | 200.3784 | 0 |  | 200.443 | 0 |  | 200.443 | 0.00068075 |  | 200.1636 | 0 |  | 200.443 | 0.00025352 |  | 200.3784 | 0 |  | 197.1559 | 0 |  | 200.443 | 0 |  | 200.443 | 0
| 200.6458 | 0 |  | 200.6458 | 0 |  | 200.3652 | 0 |  | 200.37 | 0 |  | 200.6458 | 0 |  | 200.3652 | 0 |  | 200.6458 | 0 |  | 207.4593 | 1.1313e-06 |  | 200.6458 | 0 |  | 353 | 0 |  | 200.5799 | 0 |  | 200.6458 | 0 |  | 200.6458 | -0.00032914 |  | 200.3652 | 0 |  | 200.6458 | 0 |  | 200.5799 | 0 |  | 197.3637 | 0 |  | 200.6458 | 0 |  | 200.6458 | 0
| 200.8485 | 0 |  | 200.8485 | 0 |  | 200.5669 | 0 |  | 200.57 | 0 |  | 200.8485 | 0 |  | 200.5669 | 0 |  | 200.8485 | 0 |  | 207.6662 | 6.7446e-06 |  | 200.8485 | 1.6362e-05 |  | 354 | 0 |  | 200.7814 | 0 |  | 200.8485 | 0 |  | 200.8485 | -1.7328e-05 |  | 200.5669 | 0 |  | 200.8485 | 0.00048773 |  | 200.7814 | 0 |  | 197.5715 | 0 |  | 200.8485 | 0 |  | 200.8485 | 0
| 201.0513 | 0 |  | 201.0513 | 0 |  | 200.7686 | 0 |  | 200.77 | 0 |  | 201.0513 | 0 |  | 200.7686 | 0 |  | 201.0513 | 0 |  | 207.8732 | -3.6641e-07 |  | 201.0513 | 0 |  | 355 | 0 |  | 200.9829 | 0 |  | 201.0513 | 0 |  | 201.0513 | -0.00051067 |  | 200.7686 | 0 |  | 201.0513 | 0 |  | 200.9829 | 0 |  | 197.7793 | 0 |  | 201.0513 | 0 |  | 201.0513 | 0
| 201.2541 | 0 |  | 201.2541 | 0 |  | 200.9703 | 0 |  | 200.97 | 0 |  | 201.2541 | 0 |  | 200.9704 | 0 |  | 201.2541 | 0 |  | 208.0801 | 8.1844e-06 |  | 201.2541 | 1.2601e-05 |  | 356 | 0 |  | 201.1845 | 0 |  | 201.2541 | 0 |  | 201.2541 | 0.00075342 |  | 200.9704 | 0 |  | 201.2541 | 0.00020965 |  | 201.1845 | 0 |  | 197.9871 | 0 |  | 201.2541 | 0 |  | 201.2541 | 0
| 201.4569 | 0 |  | 201.4569 | 0 |  | 201.1721 | 0 |  | 201.17 | 0 |  | 201.4569 | 0 |  | 201.1721 | 0 |  | 201.4569 | 0 |  | 208.287 | -1.6064e-06 |  | 201.4569 | 0 |  | 357 | 0 |  | 201.3861 | 0 |  | 201.4569 | 0 |  | 201.4569 | 0.00034665 |  | 201.1721 | 0 |  | 201.4569 | 0 |  | 201.3861 | 0 |  | 198.1949 | 0 |  | 201.4569 | 0 |  | 201.4569 | 0
| 201.6598 | 0 |  | 201.6598 | 0 |  | 201.3738 | 0 |  | 201.37 | 0 |  | 201.6597 | 0 |  | 201.3738 | 0 |  | 201.6597 | 0 |  | 208.494 | 7.8565e-06 |  | 201.6597 | 1.7937e-05 |  | 358 | 0 |  | 201.5876 | 0 |  | 201.6597 | 0 |  | 201.6597 | 0.00030706 |  | 201.3738 | 0 |  | 201.6597 | 0.00046581 |  | 201.5876 | 0 |  | 198.4027 | 0 |  | 201.6597 | 0 |  | 201.6597 | 0
| 201.8626 | 0 |  | 201.8626 | 0 |  | 201.5756 | 0 |  | 201.58 | 0 |  | 201.8626 | 0 |  | 201.5756 | 0 |  | 201.8626 | 0 |  | 208.7009 | 1.5394e-06 |  | 201.8626 | 0 |  | 359 | 0 |  | 201.7892 | 0 |  | 201.8626 | 0 |  | 201.8626 | 0.00028257 |  | 201.5756 | 0 |  | 201.8626 | 0 |  | 201.7893 | 0 |  | 198.6105 | 0 |  | 201.8626 | 0 |  | 201.8626 | 0
| 202.0655 | 0 |  | 202.0655 | 0 |  | 201.7774 | 0 |  | 201.78 | 0 |  | 202.0655 | 0 |  | 201.7774 | 0 |  | 202.0655 | 0 |  | 208.9079 | 8.5029e-06 |  | 202.0655 | 2.9263e-05 |  | 360 | 0 |  | 201.9909 | 0 |  | 202.0655 | 0 |  | 202.0655 | 0.00067008 |  | 201.7774 | 0 |  | 202.0655 | 0.00062199 |  | 201.9909 | 0 |  | 198.8184 | 0 |  | 202.0655 | 0 |  | 202.0655 | 0
| 202.2683 | 0 |  | 202.2683 | 0 |  | 201.9792 | 0 |  | 201.98 | 0 |  | 202.2683 | 0 |  | 201.9792 | 0 |  | 202.2683 | 0 |  | 209.1149 | -4.6798e-07 |  | 202.2683 | 0 |  | 361 | 0 |  | 202.1925 | 0 |  | 202.2683 | 0 |  | 202.2683 | 8.3472e-05 |  | 201.9792 | 0 |  | 202.2683 | 0 |  | 202.1925 | 0 |  | 199.0262 | 0 |  | 202.2683 | 0 |  | 202.2683 | 0
| 202.4712 | 0 |  | 202.4712 | 0 |  | 202.181 | 0 |  | 202.18 | 0 |  | 202.4712 | 0 |  | 202.181 | 0 |  | 202.4712 | 0 |  | 209.3219 | 8.0593e-06 |  | 202.4712 | 1.5507e-05 |  | 362 | 0 |  | 202.3942 | 0 |  | 202.4712 | 0 |  | 202.4713 | 0.00057627 |  | 202.181 | 0 |  | 202.4712 | 0.00026988 |  | 202.3942 | 0 |  | 199.2341 | 0 |  | 202.4712 | 0 |  | 202.4712 | 0
| 202.6742 | 0 |  | 202.6742 | 0 |  | 202.3828 | 0 |  | 202.38 | 0 |  | 202.6742 | 0 |  | 202.3828 | 0 |  | 202.6742 | 0 |  | 209.5289 | 3.0336e-07 |  | 202.6742 | 0 |  | 363 | 0 |  | 202.5959 | 0 |  | 202.6742 | 0 |  | 202.6742 | -0.00025483 |  | 202.3828 | 0 |  | 202.6742 | 0 |  | 202.5959 | 0 |  | 199.442 | 0 |  | 202.6742 | 0 |  | 202.6742 | 0
| 202.8771 | 0 |  | 202.8771 | 0 |  | 202.5846 | 0 |  | 202.58 | 0 |  | 202.8771 | 0 |  | 202.5846 | 0 |  | 202.8771 | 0 |  | 209.7359 | 8.4235e-06 |  | 202.8771 | 1.9729e-05 |  | 364 | 0 |  | 202.7976 | 0 |  | 202.8771 | 0 |  | 202.8771 | 0.00052225 |  | 202.5846 | 0 |  | 202.8771 | 0.00049749 |  | 202.7976 | 0 |  | 199.6499 | 0 |  | 202.8771 | 0 |  | 202.8771 | 0
| 203.08 | 0 |  | 203.08 | 0 |  | 202.7865 | 0 |  | 202.79 | 0 |  | 203.0801 | 0 |  | 202.7865 | 0 |  | 203.0801 | 0 |  | 209.943 | 9.8053e-07 |  | 203.08 | 0 |  | 365 | 0 |  | 202.9993 | 0 |  | 203.0801 | 0 |  | 203.08 | -0.00010138 |  | 202.7865 | 0 |  | 203.08 | 0 |  | 202.9993 | 0 |  | 199.8578 | 0 |  | 203.0801 | 0 |  | 203.0801 | 0
| 203.283 | 0 |  | 203.283 | 0 |  | 202.9884 | 0 |  | 202.99 | 0 |  | 203.283 | 0 |  | 202.9884 | 0 |  | 203.283 | 0 |  | 210.15 | 8.4371e-06 |  | 203.283 | 1.1589e-05 |  | 366 | 0 |  | 203.201 | 0 |  | 203.283 | 0 |  | 203.283 | 0.00048463 |  | 202.9884 | 0 |  | 203.283 | 0.00034185 |  | 203.201 | 0 |  | 200.0657 | 0 |  | 203.283 | 0 |  | 203.283 | 0
| 203.486 | 0 |  | 203.486 | 0 |  | 203.1902 | 0 |  | 203.19 | 0 |  | 203.486 | 0 |  | 203.1902 | 0 |  | 203.486 | 0 |  | 210.3571 | -1.7088e-06 |  | 203.486 | 0 |  | 367 | 0 |  | 203.4028 | 0 |  | 203.486 | 0 |  | 203.486 | -0.00013797 |  | 203.1902 | 0 |  | 203.486 | 0 |  | 203.4028 | 0 |  | 200.2736 | 0 |  | 203.486 | 0 |  | 203.486 | 0
| 203.689 | 0 |  | 203.689 | 0 |  | 203.3921 | 0 |  | 203.39 | 0 |  | 203.689 | 0 |  | 203.3921 | 0 |  | 203.689 | 0 |  | 210.5641 | 7.8028e-06 |  | 203.689 | 1.7959e-05 |  | 368 | 0 |  | 203.6046 | 0 |  | 203.689 | 0 |  | 203.689 | 0.00088244 |  | 203.3921 | 0 |  | 203.689 | 0.00043413 |  | 203.6045 | 0 |  | 200.4815 | 0 |  | 203.689 | 0 |  | 203.689 | 0
| 203.892 | 0 |  | 203.892 | 0 |  | 203.594 | 0 |  | 203.59 | 0 |  | 203.892 | 0 |  | 203.594 | 0 |  | 203.892 | 0 |  | 210.7712 | 8.8261e-07 |  | 203.892 | 0 |  | 369 | 0 |  | 203.8063 | 0 |  | 203.892 | 0 |  | 203.892 | -0.00037866 |  | 203.594 | 0 |  | 203.892 | 0 |  | 203.8064 | 0 |  | 200.6895 | 0 |  | 203.892 | 0 |  | 203.892 | 0
| 204.0951 | 0 |  | 204.0951 | 0 |  | 203.796 | 0 |  | 203.8 | 0 |  | 204.0951 | 0 |  | 203.796 | 0 |  | 204.0951 | 0 |  | 210.9783 | 7.5722e-06 |  | 204.0951 | 1.8404e-05 |  | 370 | 0 |  | 204.0082 | 0 |  | 204.0951 | 0 |  | 204.0951 | 0.001381 |  | 203.796 | 0 |  | 204.0951 | 0.00046055 |  | 204.0082 | 0 |  | 200.8974 | 0 |  | 204.0951 | 0 |  | 204.0951 | 0
| 204.2981 | 0 |  | 204.2981 | 0 |  | 203.9979 | 0 |  | 204 | 0 |  | 204.2981 | 0 |  | 203.9979 | 0 |  | 204.2981 | 0 |  | 211.1855 | 1.2254e-06 |  | 204.2981 | 0 |  | 371 | 0 |  | 204.21 | 0 |  | 204.2981 | 0 |  | 204.2981 | 4.9857e-05 |  | 203.9979 | 0 |  | 204.2981 | 0 |  | 204.21 | 0 |  | 201.1054 | 0 |  | 204.2981 | 0 |  | 204.2981 | 0
| 204.5012 | 0 |  | 204.5012 | 0 |  | 204.1998 | 0 |  | 204.2 | 0 |  | 204.5012 | 0 |  | 204.1998 | 0 |  | 204.5012 | 0 |  | 211.3926 | 7.6417e-06 |  | 204.5012 | 1.0834e-05 |  | 372 | 0 |  | 204.4118 | 0 |  | 204.5012 | 0 |  | 204.5012 | 0.00049562 |  | 204.1998 | 0 |  | 204.5012 | 0.00025428 |  | 204.4118 | 0 |  | 201.3134 | 0 |  | 204.5012 | 0 |  | 204.5012 | 0
| 204.7043 | 0 |  | 204.7043 | 0 |  | 204.4018 | 0 |  | 204.4 | 0 |  | 204.7043 | 0 |  | 204.4018 | 0 |  | 204.7043 | 0 |  | 211.5997 | -5.7505e-07 |  | 204.7043 | 0 |  | 373 | 0 |  | 204.6137 | 0 |  | 204.7043 | 0 |  | 204.7043 | 3.4497e-05 |  | 204.4018 | 0 |  | 204.7043 | 0 |  | 204.6137 | 0 |  | 201.5213 | 0 |  | 204.7043 | 0 |  | 204.7043 | 0
| 204.9074 | 0 |  | 204.9074 | 0 |  | 204.6038 | 0 |  | 204.6 | 0 |  | 204.9074 | 0 |  | 204.6038 | 0 |  | 204.9074 | 0 |  | 211.8069 | 7.5109e-06 |  | 204.9074 | 2.8628e-05 |  | 374 | 0 |  | 204.8156 | 0 |  | 204.9074 | 0 |  | 204.9074 | 0.00019194 |  | 204.6038 | 0 |  | 204.9074 | 0.0004674 |  | 204.8156 | 0 |  | 201.7293 | 0 |  | 204.9074 | 0 |  | 204.9074 | 0
| 205.1105 | 0 |  | 205.1105 | 0 |  | 204.8058 | 0 |  | 204.81 | 0 |  | 205.1105 | 0 |  | 204.8058 | 0 |  | 205.1105 | 0 |  | 212.014 | 1.2483e-06 |  | 205.1105 | 0 |  | 375 | 0 |  | 205.0175 | 0 |  | 205.1105 | 0 |  | 205.1105 | 0.00022742 |  | 204.8058 | 0 |  | 205.1105 | 0 |  | 205.0175 | 0 |  | 201.9373 | 0 |  | 205.1105 | 0 |  | 205.1105 | 0
| 205.3136 | 0 |  | 205.3136 | 0 |  | 205.0078 | 0 |  | 205.01 | 0 |  | 205.3136 | 0 |  | 205.0078 | 0 |  | 205.3136 | 0 |  | 212.2212 | 6.7264e-06 |  | 205.3136 | 1.5724e-05 |  | 376 | 0 |  | 205.2194 | 0 |  | 205.3136 | 0 |  | 205.3136 | 0.00072375 |  | 205.0078 | 0 |  | 205.3136 | 0.00026542 |  | 205.2194 | 0 |  | 202.1454 | 0 |  | 205.3136 | 0 |  | 205.3136 | 0
| 205.5168 | 0 |  | 205.5168 | 0 |  | 205.2098 | 0 |  | 205.21 | 0 |  | 205.5168 | 0 |  | 205.2098 | 0 |  | 205.5168 | 0 |  | 212.4284 | 2.6215e-06 |  | 205.5168 | 0 |  | 377 | 0 |  | 205.4214 | 0 |  | 205.5168 | 0 |  | 205.5168 | -2.7243e-05 |  | 205.2098 | 0 |  | 205.5168 | 0 |  | 205.4214 | 0 |  | 202.3534 | 0 |  | 205.5168 | 0 |  | 205.5168 | 0
| 205.72 | 0 |  | 205.72 | 0 |  | 205.4118 | 0 |  | 205.41 | 0 |  | 205.72 | 0 |  | 205.4118 | 0 |  | 205.72 | 0 |  | 212.6356 | 7.5537e-06 |  | 205.72 | 1.2033e-05 |  | 378 | 0 |  | 205.6233 | 0 |  | 205.72 | 0 |  | 205.72 | 0.0014052 |  | 205.4118 | 0 |  | 205.72 | 0.00037102 |  | 205.6233 | 0 |  | 202.5614 | 0 |  | 205.72 | 0 |  | 205.72 | 0
| 205.9232 | 0 |  | 205.9232 | 0 |  | 205.6139 | 0 |  | 205.61 | 0 |  | 205.9232 | 0 |  | 205.6139 | 0 |  | 205.9232 | 0 |  | 212.8428 | -9.8016e-07 |  | 205.9232 | 0 |  | 379 | 0 |  | 205.8253 | 0 |  | 205.9232 | 0 |  | 205.9232 | -0.00022753 |  | 205.6139 | 0 |  | 205.9232 | 0 |  | 205.8253 | 0 |  | 202.7695 | 0 |  | 205.9232 | 0 |  | 205.9232 | 0
| 206.1264 | 0 |  | 206.1264 | 0 |  | 205.816 | 0 |  | 205.82 | 0 |  | 206.1264 | 0 |  | 205.816 | 0 |  | 206.1264 | 0 |  | 213.05 | 6.5934e-06 |  | 206.1264 | 2.5005e-05 |  | 380 | 0 |  | 206.0273 | 0 |  | 206.1264 | 0 |  | 206.1264 | 0.00028043 |  | 205.816 | 0 |  | 206.1264 | 0.00037532 |  | 206.0273 | 0 |  | 202.9775 | 0 |  | 206.1264 | 0 |  | 206.1264 | 0
| 206.3296 | 0 |  | 206.3296 | 0 |  | 206.018 | 0 |  | 206.02 | 0 |  | 206.3296 | 0 |  | 206.0181 | 0 |  | 206.3296 | 0 |  | 213.2573 | 1.1955e-06 |  | 206.3296 | 0 |  | 381 | 0 |  | 206.2293 | 0 |  | 206.3296 | 0 |  | 206.3296 | -0.00012215 |  | 206.0181 | 0 |  | 206.3296 | 0 |  | 206.2293 | 0 |  | 203.1856 | 0 |  | 206.3296 | 0 |  | 206.3296 | 0
| 206.5328 | 0 |  | 206.5328 | 0 |  | 206.2201 | 0 |  | 206.22 | 0 |  | 206.5328 | 0 |  | 206.2202 | 0 |  | 206.5328 | 0 |  | 213.4645 | 8.9312e-06 |  | 206.5328 | 1.0651e-05 |  | 382 | 0 |  | 206.4314 | 0 |  | 206.5328 | 0 |  | 206.5328 | 0.00016522 |  | 206.2202 | 0 |  | 206.5328 | 0.00034387 |  | 206.4314 | 0 |  | 203.3937 | 0 |  | 206.5328 | 0 |  | 206.5328 | 0
| 206.7361 | 0 |  | 206.7361 | 0 |  | 206.4223 | 0 |  | 206.42 | 0 |  | 206.7361 | 0 |  | 206.4223 | 0 |  | 206.7361 | 0 |  | 213.6718 | 2.3576e-07 |  | 206.7361 | 0 |  | 383 | 0 |  | 206.6334 | 0 |  | 206.7361 | 0 |  | 206.7361 | 0.0004694 |  | 206.4223 | 0 |  | 206.7361 | 0 |  | 206.6334 | 0 |  | 203.6017 | 0 |  | 206.7361 | 0 |  | 206.7361 | 0
| 206.9394 | 0 |  | 206.9394 | 0 |  | 206.6244 | 0 |  | 206.62 | 0 |  | 206.9394 | 0 |  | 206.6244 | 0 |  | 206.9394 | 0 |  | 213.8791 | 5.7232e-06 |  | 206.9394 | 1.6893e-05 |  | 384 | 0 |  | 206.8355 | 0 |  | 206.9394 | 0 |  | 206.9394 | 0.00025644 |  | 206.6244 | 0 |  | 206.9394 | 0.00028241 |  | 206.8355 | 0 |  | 203.8098 | 0 |  | 206.9394 | 0 |  | 206.9394 | 0
| 207.1427 | 0 |  | 207.1427 | 0 |  | 206.8265 | 0 |  | 206.83 | 0 |  | 207.1427 | 0 |  | 206.8265 | 0 |  | 207.1427 | 0 |  | 214.0864 | 7.5024e-07 |  | 207.1427 | 0 |  | 385 | 0 |  | 207.0376 | 0 |  | 207.1427 | 0 |  | 207.1427 | -0.00029388 |  | 206.8265 | 0 |  | 207.1427 | 0 |  | 207.0376 | 0 |  | 204.018 | 0 |  | 207.1427 | 0 |  | 207.1427 | 0
| 207.346 | 0 |  | 207.346 | 0 |  | 207.0287 | 0 |  | 207.03 | 0 |  | 207.346 | 0 |  | 207.0287 | 0 |  | 207.346 | 0 |  | 214.2937 | 8.0409e-06 |  | 207.346 | 1.1946e-05 |  | 386 | 0 |  | 207.2397 | 0 |  | 207.346 | 0 |  | 207.346 | -1.1315e-05 |  | 207.0287 | 0 |  | 207.346 | 0.00016009 |  | 207.2397 | 0 |  | 204.2261 | 0 |  | 207.346 | 0 |  | 207.346 | 0
| 207.5493 | 0 |  | 207.5493 | 0 |  | 207.2308 | 0 |  | 207.23 | 0 |  | 207.5493 | 0 |  | 207.2308 | 0 |  | 207.5493 | 0 |  | 214.501 | 1.4505e-06 |  | 207.5493 | 0 |  | 387 | 0 |  | 207.4418 | 0 |  | 207.5493 | 0 |  | 207.5493 | -0.00020526 |  | 207.2308 | 0 |  | 207.5493 | 0 |  | 207.4418 | 0 |  | 204.4342 | 0 |  | 207.5493 | 0 |  | 207.5493 | 0
| 207.7526 | 0 |  | 207.7526 | 0 |  | 207.433 | 0 |  | 207.43 | 0 |  | 207.7526 | 0 |  | 207.433 | 0 |  | 207.7526 | 0 |  | 214.7083 | 5.6852e-06 |  | 207.7526 | 8.9242e-06 |  | 388 | 0 |  | 207.644 | 0 |  | 207.7526 | 0 |  | 207.7526 | 0.0010961 |  | 207.433 | 0 |  | 207.7526 | 0.00035697 |  | 207.644 | 0 |  | 204.6423 | 0 |  | 207.7526 | 0 |  | 207.7526 | 0
| 207.956 | 0 |  | 207.956 | 0 |  | 207.6352 | 0 |  | 207.64 | 0 |  | 207.956 | 0 |  | 207.6352 | 0 |  | 207.956 | 0 |  | 214.9156 | 7.8227e-07 |  | 207.956 | 0 |  | 389 | 0 |  | 207.8462 | 0 |  | 207.956 | 0 |  | 207.956 | -0.0004091 |  | 207.6352 | 0 |  | 207.956 | 0 |  | 207.8462 | 0 |  | 204.8505 | 0 |  | 207.956 | 0 |  | 207.956 | 0
| 208.1594 | 0 |  | 208.1594 | 0 |  | 207.8374 | 0 |  | 207.84 | 0 |  | 208.1594 | 0 |  | 207.8374 | 0 |  | 208.1594 | 0 |  | 215.123 | 6.7753e-06 |  | 208.1594 | 1.0038e-05 |  | 390 | 0 |  | 208.0483 | 0 |  | 208.1594 | 0 |  | 208.1594 | 0.00106 |  | 207.8374 | 0 |  | 208.1594 | 0.00036369 |  | 208.0483 | 0 |  | 205.0587 | 0 |  | 208.1594 | 0 |  | 208.1594 | 0
| 208.3628 | 0 |  | 208.3628 | 0 |  | 208.0397 | 0 |  | 208.04 | 0 |  | 208.3628 | 0 |  | 208.0397 | 0 |  | 208.3628 | 0 |  | 215.3304 | 5.5356e-07 |  | 208.3628 | 0 |  | 391 | 0 |  | 208.2506 | 0 |  | 208.3628 | 0 |  | 208.3628 | 0.00025969 |  | 208.0397 | 0 |  | 208.3628 | 0 |  | 208.2506 | 0 |  | 205.2668 | 0 |  | 208.3628 | 0 |  | 208.3628 | 0
| 208.5662 | 0 |  | 208.5662 | 0 |  | 208.2419 | 0 |  | 208.24 | 0 |  | 208.5662 | 0 |  | 208.2419 | 0 |  | 208.5662 | 0 |  | 215.5378 | 6.8636e-06 |  | 208.5662 | 1.8913e-05 |  | 392 | 0 |  | 208.4528 | 0 |  | 208.5662 | 0 |  | 208.5662 | -0.00071198 |  | 208.2419 | 0 |  | 208.5662 | 0.00023308 |  | 208.4528 | 0 |  | 205.475 | 0 |  | 208.5662 | 0 |  | 208.5662 | 0
| 208.7696 | 0 |  | 208.7696 | 0 |  | 208.4442 | 0 |  | 208.44 | 0 |  | 208.7696 | 0 |  | 208.4442 | 0 |  | 208.7696 | 0 |  | 215.7451 | 9.5169e-07 |  | 208.7696 | 0 |  | 393 | 0 |  | 208.655 | 0 |  | 208.7696 | 0 |  | 208.7696 | -0.00053396 |  | 208.4442 | 0 |  | 208.7696 | 0 |  | 208.655 | 0 |  | 205.6832 | 0 |  | 208.7696 | 0 |  | 208.7696 | 0
| 208.9731 | 0 |  | 208.9731 | 0 |  | 208.6464 | 0 |  | 208.65 | 0 |  | 208.9731 | 0 |  | 208.6464 | 0 |  | 208.9731 | 0 |  | 215.9525 | 8.5984e-06 |  | 208.9731 | 1.3944e-05 |  | 394 | 0 |  | 208.8573 | 0 |  | 208.9731 | 0 |  | 208.9731 | 0.00075824 |  | 208.6464 | 0 |  | 208.9731 | 0.00041895 |  | 208.8573 | 0 |  | 205.8914 | 0 |  | 208.9731 | 0 |  | 208.9731 | 0
| 209.1765 | 0 |  | 209.1765 | 0 |  | 208.8487 | 0 |  | 208.85 | 0 |  | 209.1765 | 0 |  | 208.8487 | 0 |  | 209.1765 | 0 |  | 216.1599 | 7.0979e-07 |  | 209.1765 | 0 |  | 395 | 0 |  | 209.0596 | 0 |  | 209.1765 | 0 |  | 209.1765 | -0.00011448 |  | 208.8487 | 0 |  | 209.1765 | 0 |  | 209.0596 | 0 |  | 206.0996 | 0 |  | 209.1765 | 0 |  | 209.1765 | 0
| 209.38 | 0 |  | 209.38 | 0 |  | 209.051 | 0 |  | 209.05 | 0 |  | 209.38 | 0 |  | 209.051 | 0 |  | 209.38 | 0 |  | 216.3674 | 7.0854e-06 |  | 209.38 | 1.9339e-05 |  | 396 | 0.00011992 |  | 209.2619 | 0 |  | 209.38 | 0 |  | 209.38 | 0.00017586 |  | 209.051 | 0 |  | 209.38 | 0.00037915 |  | 209.2619 | 0 |  | 206.3079 | 0 |  | 209.38 | 0 |  | 209.38 | 0
| 209.5835 | 0 |  | 209.5835 | 0 |  | 209.2533 | 0 |  | 209.25 | 0 |  | 209.5835 | 0 |  | 209.2533 | 0 |  | 209.5835 | 0 |  | 216.5748 | -2.9237e-06 |  | 209.5835 | 0 |  | 397 | 0.00054614 |  | 209.4642 | 0 |  | 209.5835 | 0 |  | 209.5835 | -3.781e-05 |  | 209.2533 | 0 |  | 209.5835 | 0 |  | 209.4642 | 0 |  | 206.5161 | 0 |  | 209.5835 | 0 |  | 209.5835 | 0
| 209.787 | 0 |  | 209.787 | 0 |  | 209.4556 | 0 |  | 209.46 | 0 |  | 209.787 | 0 |  | 209.4556 | 0 |  | 209.787 | 0 |  | 216.7823 | 8.3768e-06 |  | 209.787 | 1.729e-05 |  | 398 | 0.00097237 |  | 209.6665 | 0 |  | 209.787 | 0 |  | 209.787 | 0.00086134 |  | 209.4556 | 0 |  | 209.787 | 0.00029603 |  | 209.6665 | 0 |  | 206.7244 | 0 |  | 209.787 | 0 |  | 209.787 | 0
| 209.9905 | 0 |  | 209.9905 | 0 |  | 209.658 | 0 |  | 209.66 | 0 |  | 209.9905 | 0 |  | 209.658 | 0 |  | 209.9905 | 0 |  | 216.9897 | -2.5856e-07 |  | 209.9905 | 0 |  | 399 | 0.0013986 |  | 209.8689 | 0 |  | 209.9905 | 0 |  | 209.9905 | 0.00027322 |  | 209.658 | 0 |  | 209.9905 | 0 |  | 209.8689 | 0 |  | 206.9326 | 0 |  | 209.9905 | 0 |  | 209.9905 | 0
| 210.1941 | 0 |  | 210.1941 | 0 |  | 209.8603 | 0 |  | 209.86 | 0 |  | 210.1941 | 0 |  | 209.8603 | 0 |  | 210.1941 | 0 |  | 217.1972 | 8.8273e-06 |  | 210.1941 | 1.8915e-05 |  | 400 | 0.0018248 |  | 210.0712 | 0 |  | 210.1941 | 0 |  | 210.1941 | 0.00064731 |  | 209.8603 | 0 |  | 210.1941 | 0.00040294 |  | 210.0712 | 0 |  | 207.1409 | 0 |  | 210.1941 | 0 |  | 210.1941 | 0
| 210.3977 | 0 |  | 210.3977 | 0 |  | 210.0627 | 0 |  | 210.06 | 0 |  | 210.3977 | 0 |  | 210.0627 | 0 |  | 210.3977 | 0 |  | 217.4047 | 4.0946e-07 |  | 210.3977 | 0 |  | 401 | 0.0028133 |  | 210.2736 | 0 |  | 210.3977 | 0 |  | 210.3977 | -8.7492e-06 |  | 210.0627 | 0 |  | 210.3977 | 0 |  | 210.2736 | 0 |  | 207.3492 | 0 |  | 210.3977 | 0 |  | 210.3977 | 0
| 210.6012 | 0 |  | 210.6012 | 0 |  | 210.2651 | 0 |  | 210.27 | 0 |  | 210.6012 | 0 |  | 210.2651 | 0 |  | 210.6012 | 0 |  | 217.6122 | 6.4366e-06 |  | 210.6012 | 2.151e-05 |  | 402 | 0.0038017 |  | 210.476 | 0 |  | 210.6012 | 0 |  | 210.6012 | 0.00092959 |  | 210.2651 | 0 |  | 210.6012 | 0.00042034 |  | 210.476 | 0 |  | 207.5575 | 0 |  | 210.6012 | 0 |  | 210.6012 | 0
| 210.8048 | 0 |  | 210.8048 | 0 |  | 210.4675 | 0 |  | 210.47 | 0 |  | 210.8048 | 0 |  | 210.4675 | 0 |  | 210.8048 | 0 |  | 217.8197 | 9.3859e-07 |  | 210.8048 | 0 |  | 403 | 0.0047901 |  | 210.6785 | 0 |  | 210.8048 | 0 |  | 210.8048 | 3.2274e-05 |  | 210.4675 | 0 |  | 210.8048 | 0 |  | 210.6785 | 0 |  | 207.7658 | 0 |  | 210.8048 | 0 |  | 210.8048 | 0
| 211.0085 | 0 |  | 211.0085 | 0 |  | 210.6699 | 0 |  | 210.67 | 0 |  | 211.0085 | 0 |  | 210.6699 | 0 |  | 211.0085 | 0 |  | 218.0273 | 7.6779e-06 |  | 211.0085 | 2.244e-05 |  | 404 | 0.0063504 |  | 210.8809 | 0 |  | 211.0085 | 0 |  | 211.0085 | 0.0004602 |  | 210.6699 | 0 |  | 211.0085 | 0.00056223 |  | 210.8809 | 0 |  | 207.9741 | 0 |  | 211.0085 | 0 |  | 211.0085 | 0
| 211.2121 | 0 |  | 211.2121 | 0 |  | 210.8723 | 0 |  | 210.87 | 0 |  | 211.2121 | 0 |  | 210.8723 | 0 |  | 211.2121 | 0 |  | 218.2348 | 9.3579e-07 |  | 211.2121 | 0 |  | 405 | 0.0093066 |  | 211.0834 | 0 |  | 211.2121 | 0 |  | 211.2121 | -0.00018313 |  | 210.8723 | 0 |  | 211.2121 | 0 |  | 211.0834 | 0 |  | 208.1824 | 0 |  | 211.2121 | 0 |  | 211.2121 | 0
| 211.4157 | 0 |  | 211.4157 | 0 |  | 211.0747 | 0 |  | 211.07 | 0 |  | 211.4157 | 0 |  | 211.0748 | 0 |  | 211.4157 | 0 |  | 218.4423 | 5.9105e-06 |  | 211.4157 | 1.2522e-05 |  | 406 | 0.012263 |  | 211.2859 | 0 |  | 211.4157 | 0 |  | 211.4157 | 4.3682e-05 |  | 211.0748 | 0 |  | 211.4157 | 0.00035596 |  | 211.2859 | 0 |  | 208.3907 | 0 |  | 211.4157 | 0 |  | 211.4157 | 0
| 211.6194 | 0 |  | 211.6194 | 0 |  | 211.2772 | 0 |  | 211.28 | 0 |  | 211.6194 | 0 |  | 211.2772 | 0 |  | 211.6194 | 0 |  | 218.6499 | -5.8481e-07 |  | 211.6194 | 0 |  | 407 | 0.015219 |  | 211.4884 | 0 |  | 211.6194 | 0 |  | 211.6194 | -0.00048834 |  | 211.2772 | 0 |  | 211.6194 | 0 |  | 211.4884 | 0 |  | 208.5991 | 0 |  | 211.6194 | 0 |  | 211.6194 | 0
| 211.8231 | 0 |  | 211.8231 | 0 |  | 211.4797 | 0 |  | 211.48 | 0 |  | 211.8231 | 0 |  | 211.4797 | 0 |  | 211.8231 | 0 |  | 218.8575 | 7.2236e-06 |  | 211.8231 | 8.6735e-06 |  | 408 | 0.018175 |  | 211.6909 | 0 |  | 211.8231 | 0 |  | 211.8231 | 0.00039733 |  | 211.4797 | 0 |  | 211.8231 | 0.00017611 |  | 211.6909 | 0 |  | 208.8074 | 0 |  | 211.8231 | 0 |  | 211.8231 | 0
| 212.0268 | 0 |  | 212.0268 | 0 |  | 211.6822 | 0 |  | 211.68 | 0 |  | 212.0268 | 0 |  | 211.6822 | 0 |  | 212.0268 | 0 |  | 219.0651 | 1.2772e-07 |  | 212.0268 | 2.4016e-07 |  | 409 | 0.021131 |  | 211.8934 | 0 |  | 212.0268 | 0 |  | 212.0268 | 0.00019544 |  | 211.6822 | 0 |  | 212.0268 | 0 |  | 211.8934 | 0 |  | 209.0158 | 0 |  | 212.0268 | 0 |  | 212.0268 | 0
| 212.2305 | 0 |  | 212.2305 | 0 |  | 211.8847 | 0 |  | 211.88 | 0 |  | 212.2305 | 0 |  | 211.8847 | 0 |  | 212.2305 | 0 |  | 219.2727 | 5.0607e-06 |  | 212.2305 | 9.587e-06 |  | 410 | 0.024247 |  | 212.096 | 0 |  | 212.2305 | 0 |  | 212.2305 | 0.00095052 |  | 211.8847 | 0 |  | 212.2305 | 0.00030197 |  | 212.096 | 0 |  | 209.2242 | 0 |  | 212.2305 | 0 |  | 212.2305 | 0
| 212.4342 | 0 |  | 212.4342 | 0 |  | 212.0872 | 0 |  | 212.09 | 0 |  | 212.4342 | 0 |  | 212.0872 | 0 |  | 212.4342 | 0 |  | 219.4803 | 7.1937e-07 |  | 212.4342 | 0 |  | 411 | 0.028679 |  | 212.2986 | 0 |  | 212.4342 | 0 |  | 212.4342 | 6.5923e-06 |  | 212.0872 | 0 |  | 212.4342 | 0 |  | 212.2986 | 0 |  | 209.4326 | 0 |  | 212.4342 | 0 |  | 212.4342 | 0
| 212.638 | 0 |  | 212.638 | 0 |  | 212.2897 | 0 |  | 212.29 | 0 |  | 212.638 | 0 |  | 212.2897 | 0 |  | 212.638 | 0 |  | 219.6879 | 8.8805e-06 |  | 212.638 | 1.017e-05 |  | 412 | 0.033111 |  | 212.5012 | 0 |  | 212.638 | 0 |  | 212.638 | 0.0010878 |  | 212.2897 | 0 |  | 212.638 | 0.00045008 |  | 212.5012 | 0 |  | 209.6409 | 0 |  | 212.638 | 0 |  | 212.638 | 0
| 212.8417 | 0 |  | 212.8417 | 0 |  | 212.4922 | 0 |  | 212.49 | 0 |  | 212.8418 | 0 |  | 212.4922 | 0 |  | 212.8418 | 0 |  | 219.8956 | -4.5405e-07 |  | 212.8417 | 0 |  | 413 | 0.037543 |  | 212.7038 | 0 |  | 212.8418 | 0 |  | 212.8418 | -0.00029912 |  | 212.4922 | 0 |  | 212.8417 | 0 |  | 212.7038 | 0 |  | 209.8494 | 0 |  | 212.8418 | 0 |  | 212.8418 | 0
| 213.0455 | 0 |  | 213.0455 | 0 |  | 212.6948 | 0 |  | 212.69 | 0 |  | 213.0455 | 0 |  | 212.6948 | 0 |  | 213.0455 | 0 |  | 220.1032 | 8.9146e-06 |  | 213.0455 | 5.754e-06 |  | 414 | 0.041779 |  | 212.9064 | 0 |  | 213.0455 | 0 |  | 213.0455 | 0.00081978 |  | 212.6948 | 0 |  | 213.0455 | 4.9146e-05 |  | 212.9064 | 0 |  | 210.0578 | 0 |  | 213.0455 | 0 |  | 213.0455 | 0
| 213.2493 | 0 |  | 213.2493 | 0 |  | 212.8973 | 0 |  | 212.9 | 0 |  | 213.2493 | 0 |  | 212.8974 | 0 |  | 213.2493 | 0 |  | 220.3109 | 2.5636e-06 |  | 213.2493 | 0 |  | 415 | 0.045719 |  | 213.1091 | 0 |  | 213.2493 | 0 |  | 213.2493 | -0.00048623 |  | 212.8974 | 0 |  | 213.2493 | 0 |  | 213.1091 | 0 |  | 210.2662 | 0 |  | 213.2493 | 0 |  | 213.2493 | 0
| 213.4532 | 0 |  | 213.4532 | 0 |  | 213.1 | 0 |  | 213.1 | 0 |  | 213.4532 | 0 |  | 213.0999 | 0 |  | 213.4532 | 0 |  | 220.5186 | 9.4877e-06 |  | 213.4532 | 2.6583e-05 |  | 416 | 0.049659 |  | 213.3117 | 0 |  | 213.4532 | 0 |  | 213.4532 | 0.00048963 |  | 213.0999 | 0 |  | 213.4532 | 0.00032607 |  | 213.3117 | 0 |  | 210.4746 | 0 |  | 213.4532 | 0 |  | 213.4532 | 0
| 213.657 | 0 |  | 213.657 | 0 |  | 213.3025 | 0 |  | 213.3 | 0 |  | 213.657 | 0 |  | 213.3025 | 0 |  | 213.657 | 0 |  | 220.7262 | 3.4646e-07 |  | 213.657 | 0 |  | 417 | 0.0536 |  | 213.5144 | 0 |  | 213.657 | 0 |  | 213.657 | 7.6338e-05 |  | 213.3025 | 0 |  | 213.657 | 0 |  | 213.5144 | 0 |  | 210.6831 | 0 |  | 213.657 | 0 |  | 213.657 | 0
| 213.8608 | 0 |  | 213.8608 | 0 |  | 213.5052 | 0 |  | 213.51 | 0 |  | 213.8608 | 0 |  | 213.5052 | 0 |  | 213.8608 | 0 |  | 220.9339 | 7.1692e-06 |  | 213.8608 | 6.4383e-06 |  | 418 | 0.066017 |  | 213.7171 | 0 |  | 213.8608 | 0 |  | 213.8608 | 0.000645 |  | 213.5052 | 0 |  | 213.8608 | 0.00023363 |  | 213.7171 | 0 |  | 210.8916 | 0 |  | 213.8608 | 0 |  | 213.8608 | 0
| 214.0647 | 0 |  | 214.0647 | 0 |  | 213.7078 | 0 |  | 213.71 | 0 |  | 214.0647 | 0 |  | 213.7078 | 0 |  | 214.0647 | 0 |  | 221.1417 | 9.0384e-07 |  | 214.0647 | 0 |  | 419 | 0.077578 |  | 213.9199 | 0 |  | 214.0647 | 0 |  | 214.0647 | -0.00044693 |  | 213.7078 | 0 |  | 214.0647 | 0 |  | 213.9199 | 0 |  | 211.1 | 0 |  | 214.0647 | 0 |  | 214.0647 | 0
| 214.2686 | 0 |  | 214.2686 | 0 |  | 213.9104 | 0 |  | 213.91 | 0 |  | 214.2686 | 0 |  | 213.9104 | 0 |  | 214.2686 | 0 |  | 221.3494 | 8.4349e-06 |  | 214.2686 | 1.6079e-05 |  | 420 | 0.083485 |  | 214.1226 | 0 |  | 214.2686 | 0 |  | 214.2686 | 0.00016496 |  | 213.9104 | 0 |  | 214.2686 | 0.00027198 |  | 214.1226 | 0 |  | 211.3085 | 0 |  | 214.2686 | 0 |  | 214.2686 | 0
| 214.4725 | 0 |  | 214.4725 | 0 |  | 214.1131 | 0 |  | 214.11 | 0 |  | 214.4725 | 0 |  | 214.1131 | 0 |  | 214.4725 | 0 |  | 221.5571 | 1.8448e-06 |  | 214.4725 | 0 |  | 421 | 0.089393 |  | 214.3254 | 0 |  | 214.4725 | 0 |  | 214.4725 | 5.3628e-05 |  | 214.1131 | 0 |  | 214.4725 | 0 |  | 214.3254 | 0 |  | 211.517 | 0 |  | 214.4725 | 0 |  | 214.4725 | 0
| 214.6764 | 0 |  | 214.6764 | 0 |  | 214.3158 | 0 |  | 214.32 | 0 |  | 214.6764 | 0 |  | 214.3158 | 0 |  | 214.6764 | 0 |  | 221.7649 | 7.664e-06 |  | 214.6764 | 9.9586e-06 |  | 422 | 0.095301 |  | 214.5281 | 0 |  | 214.6764 | 0 |  | 214.6764 | 0.00073579 |  | 214.3158 | 0 |  | 214.6764 | 0.00028347 |  | 214.5282 | 0 |  | 211.7255 | 0 |  | 214.6764 | 0 |  | 214.6764 | 0
| 214.8804 | 0 |  | 214.8804 | 0 |  | 214.5184 | 0 |  | 214.52 | 0 |  | 214.8804 | 0 |  | 214.5184 | 0 |  | 214.8804 | 0 |  | 221.9726 | 2.2399e-06 |  | 214.8804 | 0 |  | 423 | 0.10889 |  | 214.7309 | 0 |  | 214.8804 | 0 |  | 214.8804 | -0.00034937 |  | 214.5184 | 0 |  | 214.8804 | 0 |  | 214.731 | 0 |  | 211.934 | 0 |  | 214.8804 | 0 |  | 214.8804 | 0
| 215.0843 | 0 |  | 215.0843 | 0 |  | 214.7211 | 0 |  | 214.72 | 0 |  | 215.0843 | 0 |  | 214.7211 | 0 |  | 215.0843 | 0 |  | 222.1804 | 8.622e-06 |  | 215.0843 | 9.8031e-06 |  | 424 | 0.12513 |  | 214.9338 | 0 |  | 215.0843 | 0 |  | 215.0843 | 0.00028619 |  | 214.7211 | 0 |  | 215.0843 | 0.00022448 |  | 214.9338 | 0 |  | 212.1425 | 0 |  | 215.0843 | 0 |  | 215.0843 | 0
| 215.2883 | 0 |  | 215.2883 | 0 |  | 214.9238 | 0 |  | 214.92 | 0 |  | 215.2883 | 0 |  | 214.9238 | 0 |  | 215.2883 | 0 |  | 222.3882 | 2.9028e-06 |  | 215.2883 | 0 |  | 425 | 0.1391 |  | 215.1366 | 0 |  | 215.2883 | 0 |  | 215.2883 | 4.6212e-05 |  | 214.9238 | 0 |  | 215.2883 | 0 |  | 215.1366 | 0 |  | 212.3511 | 0 |  | 215.2883 | 0 |  | 215.2883 | 0
| 215.4923 | 0 |  | 215.4923 | 0 |  | 215.1266 | 0 |  | 215.13 | 0 |  | 215.4923 | 0 |  | 215.1266 | 0 |  | 215.4923 | 0 |  | 222.596 | 7.1862e-06 |  | 215.4923 | 1.0882e-05 |  | 426 | 0.14698 |  | 215.3395 | 0 |  | 215.4923 | 0 |  | 215.4923 | 0.00033609 |  | 215.1266 | 0 |  | 215.4923 | 0.00024478 |  | 215.3395 | 0 |  | 212.5596 | 0 |  | 215.4923 | 0 |  | 215.4923 | 0
| 215.6963 | 0 |  | 215.6963 | 0 |  | 215.3293 | 0 |  | 215.33 | 0 |  | 215.6963 | 0 |  | 215.3293 | 0 |  | 215.6963 | 0 |  | 222.8038 | 5.7541e-07 |  | 215.6963 | 0 |  | 427 | 0.15772 |  | 215.5423 | 0 |  | 215.6963 | 0 |  | 215.6963 | -0.00066678 |  | 215.3293 | 0 |  | 215.6963 | 0 |  | 215.5423 | 0 |  | 212.7682 | 0 |  | 215.6963 | 0 |  | 215.6963 | 0
| 215.9003 | 0 |  | 215.9003 | 0 |  | 215.5321 | 0 |  | 215.53 | 0 |  | 215.9003 | 0 |  | 215.5321 | 0 |  | 215.9003 | 0 |  | 223.0117 | 7.2273e-06 |  | 215.9003 | 6.3707e-06 |  | 428 | 0.1666 |  | 215.7452 | 0 |  | 215.9003 | 0 |  | 215.9003 | 0.00013154 |  | 215.5321 | 0 |  | 215.9003 | 0.00021658 |  | 215.7452 | 0 |  | 212.9767 | 0 |  | 215.9003 | 0 |  | 215.9003 | 0
| 216.1043 | 0 |  | 216.1043 | 0 |  | 215.7348 | 0 |  | 215.73 | 0 |  | 216.1043 | 0 |  | 215.7348 | 0 |  | 216.1043 | 0 |  | 223.2195 | -7.6595e-07 |  | 216.1043 | 0 |  | 429 | 0.17646 |  | 215.9481 | 0 |  | 216.1043 | 0 |  | 216.1043 | -0.00019766 |  | 215.7348 | 0 |  | 216.1043 | 0 |  | 215.9481 | 0 |  | 213.1853 | 0 |  | 216.1043 | 0 |  | 216.1043 | 0
| 216.3084 | 0 |  | 216.3084 | 0 |  | 215.9376 | 0 |  | 215.94 | 0 |  | 216.3084 | 0 |  | 215.9376 | 0 |  | 216.3084 | 0 |  | 223.4274 | 9.3367e-06 |  | 216.3084 | 1.1588e-05 |  | 430 | 0.18828 |  | 216.1511 | 0 |  | 216.3084 | 0 |  | 216.3084 | 0.00079801 |  | 215.9376 | 0 |  | 216.3084 | 0.00048968 |  | 216.1511 | 0 |  | 213.3939 | 0 |  | 216.3084 | 0 |  | 216.3084 | 0
| 216.5125 | 0 |  | 216.5125 | 0 |  | 216.1404 | 0 |  | 216.14 | 0 |  | 216.5125 | 0 |  | 216.1404 | 0 |  | 216.5125 | 0 |  | 223.6352 | 2.1421e-06 |  | 216.5125 | 0 |  | 431 | 0.20113 |  | 216.354 | 0 |  | 216.5125 | 0 |  | 216.5125 | -0.0006177 |  | 216.1404 | 0 |  | 216.5125 | 0 |  | 216.354 | 0 |  | 213.6025 | 0 |  | 216.5125 | 0 |  | 216.5125 | 0
| 216.7166 | 0 |  | 216.7166 | 0 |  | 216.3432 | 0 |  | 216.34 | 0 |  | 216.7166 | 0 |  | 216.3432 | 0 |  | 216.7166 | 0 |  | 223.8431 | 7.9544e-06 |  | 216.7166 | 1.3709e-05 |  | 432 | 0.20817 |  | 216.557 | 0 |  | 216.7166 | 0 |  | 216.7166 | 0.00053573 |  | 216.3432 | 0 |  | 216.7166 | 0.00027881 |  | 216.557 | 0 |  | 213.8111 | 0 |  | 216.7166 | 0 |  | 216.7166 | 0
| 216.9207 | 0 |  | 216.9207 | 0 |  | 216.5461 | 0 |  | 216.55 | 0 |  | 216.9207 | 0 |  | 216.5461 | 0 |  | 216.9207 | 0 |  | 224.051 | 6.6334e-07 |  | 216.9206 | 0 |  | 433 | 0.22133 |  | 216.76 | 0 |  | 216.9207 | 0 |  | 216.9207 | 0.00017158 |  | 216.5461 | 0 |  | 216.9206 | 0 |  | 216.76 | 0 |  | 214.0197 | 0 |  | 216.9207 | 0 |  | 216.9207 | 0
| 217.1248 | 0 |  | 217.1248 | 0 |  | 216.7489 | 0 |  | 216.75 | 0 |  | 217.1248 | 0 |  | 216.7489 | 0 |  | 217.1248 | 0 |  | 224.2589 | 8.8505e-06 |  | 217.1248 | 1.6199e-05 |  | 434 | 0.23078 |  | 216.963 | 0 |  | 217.1248 | 0 |  | 217.1248 | 0.00057228 |  | 216.7489 | 0 |  | 217.1248 | 0.00037605 |  | 216.963 | 0 |  | 214.2284 | 0 |  | 217.1248 | 0 |  | 217.1248 | 0
| 217.3289 | 0 |  | 217.3289 | 0 |  | 216.9518 | 0 |  | 216.95 | 0 |  | 217.3289 | 0 |  | 216.9518 | 0 |  | 217.3289 | 0 |  | 224.4668 | -5.9035e-07 |  | 217.3289 | 0 |  | 435 | 0.24023 |  | 217.166 | 0 |  | 217.3289 | 0 |  | 217.3289 | 0.0001743 |  | 216.9518 | 0 |  | 217.3289 | 0 |  | 217.166 | 0 |  | 214.437 | 0 |  | 217.3289 | 0 |  | 217.3289 | 0
| 217.5331 | 0 |  | 217.5331 | 0 |  | 217.1546 | 0 |  | 217.15 | 0 |  | 217.5331 | 0 |  | 217.1546 | 0 |  | 217.5331 | 0 |  | 224.6747 | 6.2662e-06 |  | 217.5331 | 1.3933e-05 |  | 436 | 0.24946 |  | 217.369 | 0 |  | 217.5331 | 0 |  | 217.5331 | 0.0010283 |  | 217.1546 | 0 |  | 217.5331 | 0.00034548 |  | 217.369 | 0 |  | 214.6457 | 0 |  | 217.5331 | 0 |  | 217.5331 | 0
| 217.7372 | 0 |  | 217.7372 | 0 |  | 217.3575 | 0 |  | 217.36 | 0 |  | 217.7372 | 0 |  | 217.3575 | 0 |  | 217.7372 | 0 |  | 224.8827 | -4.9223e-08 |  | 217.7372 | 0 |  | 437 | 0.25733 |  | 217.5721 | 0 |  | 217.7372 | 0 |  | 217.7372 | -1.3803e-05 |  | 217.3575 | 0 |  | 217.7372 | 0 |  | 217.5721 | 0 |  | 214.8543 | 0 |  | 217.7372 | 0 |  | 217.7372 | 0
| 217.9414 | 0 |  | 217.9414 | 0 |  | 217.5604 | 0 |  | 217.56 | 0 |  | 217.9414 | 0 |  | 217.5604 | 0 |  | 217.9414 | 0 |  | 225.0906 | 7.8568e-06 |  | 217.9414 | 1.4343e-05 |  | 438 | 0.26592 |  | 217.7752 | 0 |  | 217.9414 | 0 |  | 217.9414 | 0.001073 |  | 217.5604 | 0 |  | 217.9414 | 0.00026227 |  | 217.7752 | 0 |  | 215.063 | 0 |  | 217.9414 | 0 |  | 217.9414 | 0
| 218.1456 | 0 |  | 218.1456 | 0 |  | 217.7633 | 0 |  | 217.76 | 0 |  | 218.1456 | 0 |  | 217.7633 | 0 |  | 218.1456 | 0 |  | 225.2986 | 1.1001e-06 |  | 218.1456 | 0 |  | 439 | 0.27625 |  | 217.9783 | 0 |  | 218.1456 | 0 |  | 218.1456 | -0.00047531 |  | 217.7633 | 0 |  | 218.1456 | 0 |  | 217.9783 | 0 |  | 215.2717 | 0 |  | 218.1456 | 0 |  | 218.1456 | 0
| 218.3499 | 0 |  | 218.3499 | 0 |  | 217.9662 | 0 |  | 217.97 | 0 |  | 218.3499 | 0 |  | 217.9662 | 0 |  | 218.3499 | 0 |  | 225.5066 | 7.9892e-06 |  | 218.3499 | 1.0165e-05 |  | 440 | 0.28659 |  | 218.1814 | 0 |  | 218.3499 | 0 |  | 218.3499 | 0.00017195 |  | 217.9662 | 0 |  | 218.3499 | 0.00030565 |  | 218.1814 | 0 |  | 215.4804 | 0 |  | 218.3499 | 0 |  | 218.3499 | 0
| 218.5541 | 0 |  | 218.5541 | 0 |  | 218.1692 | 0 |  | 218.17 | 0 |  | 218.5541 | 0 |  | 218.1692 | 0 |  | 218.5541 | 0 |  | 225.7146 | 5.981e-07 |  | 218.5541 | 0 |  | 441 | 0.30774 |  | 218.3845 | 0 |  | 218.5541 | 0 |  | 218.5541 | -0.00034975 |  | 218.1692 | 0 |  | 218.5541 | 0 |  | 218.3845 | 0 |  | 215.6891 | 0 |  | 218.5541 | 0 |  | 218.5541 | 0
| 218.7584 | 0 |  | 218.7584 | 0 |  | 218.3721 | 0 |  | 218.37 | 0 |  | 218.7584 | 0 |  | 218.3721 | 0 |  | 218.7584 | 0 |  | 225.9226 | 8.262e-06 |  | 218.7584 | 1.6145e-05 |  | 442 | 0.31259 |  | 218.5877 | 0 |  | 218.7584 | 0 |  | 218.7584 | 0.001103 |  | 218.3721 | 0 |  | 218.7584 | 0.00022716 |  | 218.5877 | 0 |  | 215.8978 | 0 |  | 218.7584 | 0 |  | 218.7584 | 0
| 218.9626 | 0 |  | 218.9626 | 0 |  | 218.5751 | 0 |  | 218.58 | 0 |  | 218.9626 | 0 |  | 218.5751 | 0 |  | 218.9626 | 0 |  | 226.1306 | 4.5365e-07 |  | 218.9626 | 0 |  | 443 | 0.33584 |  | 218.7908 | 0 |  | 218.9626 | 0 |  | 218.9626 | -0.00048383 |  | 218.5751 | 0 |  | 218.9626 | 0 |  | 218.7908 | 0 |  | 216.1065 | 0 |  | 218.9626 | 0 |  | 218.9626 | 0
| 219.1669 | 0 |  | 219.1669 | 0 |  | 218.7781 | 0 |  | 218.78 | 0 |  | 219.1669 | 0 |  | 218.7781 | 0 |  | 219.1669 | 0 |  | 226.3386 | 6.9404e-06 |  | 219.1669 | 1.4418e-05 |  | 444 | 0.34726 |  | 218.994 | 0 |  | 219.1669 | 0 |  | 219.1669 | 0.00050737 |  | 218.7781 | 0 |  | 219.1669 | 0.00036587 |  | 218.994 | 0 |  | 216.3152 | 0 |  | 219.1669 | 0 |  | 219.1669 | 0
| 219.3712 | 0 |  | 219.3712 | 0 |  | 218.9811 | 0 |  | 218.98 | 0 |  | 219.3712 | 0 |  | 218.9811 | 0 |  | 219.3712 | 0 |  | 226.5466 | 1.7269e-06 |  | 219.3713 | 0 |  | 445 | 0.35931 |  | 219.1972 | 0 |  | 219.3712 | 0 |  | 219.3712 | -2.2519e-05 |  | 218.9811 | 0 |  | 219.3713 | 0 |  | 219.1972 | 0 |  | 216.524 | 0 |  | 219.3712 | 0 |  | 219.3712 | 0
| 219.5756 | 0 |  | 219.5756 | 0 |  | 219.1841 | 0 |  | 219.18 | 0 |  | 219.5756 | 0 |  | 219.1841 | 0 |  | 219.5756 | 0 |  | 226.7547 | 6.5272e-06 |  | 219.5756 | 1.9067e-05 |  | 446 | 0.36226 |  | 219.4004 | 0 |  | 219.5756 | 0 |  | 219.5756 | 0.00044629 |  | 219.1841 | 0 |  | 219.5756 | 0.00036439 |  | 219.4005 | 0 |  | 216.7328 | 0 |  | 219.5756 | 0 |  | 219.5756 | 0
| 219.7799 | 0 |  | 219.7799 | 0 |  | 219.3871 | 0 |  | 219.39 | 0 |  | 219.7799 | 0 |  | 219.3871 | 0 |  | 219.7799 | 0 |  | 226.9628 | -2.3596e-08 |  | 219.7799 | 0 |  | 447 | 0.36522 |  | 219.6037 | 0 |  | 219.7799 | 0 |  | 219.7799 | 3.2232e-05 |  | 219.3871 | 0 |  | 219.7799 | 0 |  | 219.6037 | 0 |  | 216.9415 | 0 |  | 219.7799 | 0 |  | 219.7799 | 0
| 219.9843 | 0 |  | 219.9843 | 0 |  | 219.5901 | 0 |  | 219.59 | 0 |  | 219.9843 | 0 |  | 219.5901 | 0 |  | 219.9843 | 0 |  | 227.1708 | 3.8305e-05 |  | 219.9843 | 9.2593e-06 |  | 448 | 0.36117 |  | 219.807 | 0 |  | 219.9843 | 0 |  | 219.9843 | 0.00096318 |  | 219.5901 | 0 |  | 219.9843 | 0.00018397 |  | 219.807 | 0 |  | 217.1503 | 0 |  | 219.9843 | 0 |  | 219.9843 | 0
| 220.1886 | 0 |  | 220.1886 | 0 |  | 219.7932 | 0 |  | 219.79 | 0 |  | 220.1886 | 0 |  | 219.7932 | 0 |  | 220.1886 | 0 |  | 227.3789 | 4.3547e-07 |  | 220.1886 | 0 |  | 449 | 0.35502 |  | 220.0102 | 0 |  | 220.1886 | 0 |  | 220.1886 | 0.00068442 |  | 219.7932 | 0 |  | 220.1886 | 0 |  | 220.0102 | 0 |  | 217.3591 | 0 |  | 220.1886 | 0 |  | 220.1886 | 0
| 220.393 | 0 |  | 220.393 | 0 |  | 219.9963 | 0 |  | 220 | 0 |  | 220.393 | 0 |  | 219.9963 | 0 |  | 220.393 | 0 |  | 227.587 | 4.0963e-05 |  | 220.393 | 5.6298e-06 |  | 450 | 0.35133 |  | 220.2135 | 0 |  | 220.393 | 0 |  | 220.393 | 0.00025177 |  | 219.9963 | 0 |  | 220.393 | 9.9033e-05 |  | 220.2135 | 0 |  | 217.5679 | 0 |  | 220.393 | 0 |  | 220.393 | 0
| 220.5974 | 0 |  | 220.5974 | 0 |  | 220.1994 | 0 |  | 220.2 | 0 |  | 220.5974 | 0 |  | 220.1994 | 0 |  | 220.5974 | 0 |  | 227.7951 | 6.5118e-06 |  | 220.5974 | 0 |  | 451 | 0.32666 |  | 220.4168 | 0 |  | 220.5974 | 0 |  | 220.5974 | 0.0001745 |  | 220.1994 | 0 |  | 220.5974 | 0 |  | 220.4169 | 0 |  | 217.7767 | 0 |  | 220.5974 | 0 |  | 220.5974 | 0
| 220.8019 | 0 |  | 220.8019 | 0 |  | 220.4025 | 0 |  | 220.4 | 0 |  | 220.8019 | 0 |  | 220.4025 | 0 |  | 220.8019 | 0 |  | 228.0033 | 4.0009e-05 |  | 220.8019 | 1.0222e-05 |  | 452 | 0.30797 |  | 220.6202 | 0 |  | 220.8019 | 0 |  | 220.8019 | 0.00057694 |  | 220.4025 | 0 |  | 220.8019 | 0.00023908 |  | 220.6202 | 0 |  | 217.9855 | 0 |  | 220.8019 | 0 |  | 220.8019 | 0
| 221.0063 | 0 |  | 221.0063 | 0 |  | 220.6056 | 0 |  | 220.61 | 0 |  | 221.0063 | 0 |  | 220.6056 | 0 |  | 221.0063 | 0 |  | 228.2114 | 1.7079e-06 |  | 221.0063 | 0 |  | 453 | 0.28618 |  | 220.8235 | 0 |  | 221.0063 | 0 |  | 221.0063 | -0.00071472 |  | 220.6056 | 0 |  | 221.0063 | 0 |  | 220.8235 | 0 |  | 218.1944 | 0 |  | 221.0063 | 0 |  | 221.0063 | 0
| 221.2108 | 0 |  | 221.2108 | 0 |  | 220.8087 | 0 |  | 220.81 | 0 |  | 221.2108 | 0 |  | 220.8087 | 0 |  | 221.2108 | 0 |  | 228.4196 | 3.6122e-05 |  | 221.2108 | 1.5876e-05 |  | 454 | 0.2606 |  | 221.0269 | 0 |  | 221.2108 | 0 |  | 221.2108 | 0.00042105 |  | 220.8087 | 0 |  | 221.2108 | 0.00030119 |  | 221.0269 | 0 |  | 218.4032 | 0 |  | 221.2108 | 0 |  | 221.2108 | 0
| 221.4152 | 0 |  | 221.4152 | 0 |  | 221.0118 | 0 |  | 221.01 | 0 |  | 221.4152 | 0 |  | 221.0118 | 0 |  | 221.4152 | 0 |  | 228.6277 | 5.7432e-06 |  | 221.4152 | 0 |  | 455 | 0.23971 |  | 221.2303 | 0 |  | 221.4152 | 0 |  | 221.4153 | 0.00015622 |  | 221.0118 | 0 |  | 221.4152 | 0 |  | 221.2303 | 0 |  | 218.612 | 0 |  | 221.4152 | 0 |  | 221.4152 | 0
| 221.6197 | 0 |  | 221.6197 | 0 |  | 221.215 | 0 |  | 221.21 | 0 |  | 221.6197 | 0 |  | 221.215 | 0 |  | 221.6197 | 0 |  | 228.8359 | 4.0027e-05 |  | 221.6197 | 1.1421e-05 |  | 456 | 0.22201 |  | 221.4337 | 0 |  | 221.6197 | 0 |  | 221.6197 | 0.00092002 |  | 221.215 | 0 |  | 221.6197 | 0.0002772 |  | 221.4337 | 0 |  | 218.8209 | 0 |  | 221.6197 | 0 |  | 221.6197 | 0
| 221.8243 | 0 |  | 221.8243 | 0 |  | 221.4181 | 0 |  | 221.42 | 0 |  | 221.8242 | 0 |  | 221.4182 | 0 |  | 221.8242 | 0 |  | 229.0441 | 3.5985e-06 |  | 221.8243 | 0 |  | 457 | 0.19218 |  | 221.6371 | 0 |  | 221.8242 | 0 |  | 221.8242 | -0.00060172 |  | 221.4182 | 0 |  | 221.8243 | 0 |  | 221.6371 | 0 |  | 219.0298 | 0 |  | 221.8242 | 0 |  | 221.8242 | 0
| 222.0288 | 0 |  | 222.0288 | 0 |  | 221.6213 | 0 |  | 221.62 | 0 |  | 222.0288 | 0 |  | 221.6213 | 0 |  | 222.0288 | 0 |  | 229.2523 | 3.9728e-05 |  | 222.0288 | 1.5968e-05 |  | 458 | 0.17979 |  | 221.8406 | 0 |  | 222.0288 | 0 |  | 222.0288 | 0.0013077 |  | 221.6213 | 0 |  | 222.0288 | 0.00031899 |  | 221.8406 | 0 |  | 219.2387 | 0 |  | 222.0288 | 0 |  | 222.0288 | 0
| 222.2333 | 0 |  | 222.2333 | 0 |  | 221.8245 | 0 |  | 221.82 | 0 |  | 222.2333 | 0 |  | 221.8245 | 0 |  | 222.2333 | 0 |  | 229.4605 | 1.7388e-06 |  | 222.2333 | 0 |  | 459 | 0.16739 |  | 222.044 | 0 |  | 222.2333 | 0 |  | 222.2333 | 0.00037887 |  | 221.8245 | 0 |  | 222.2333 | 0 |  | 222.044 | 0 |  | 219.4476 | 0 |  | 222.2333 | 0 |  | 222.2333 | 0
| 222.4379 | 0 |  | 222.4379 | 0 |  | 222.0277 | 0 |  | 222.03 | 0 |  | 222.4379 | 0 |  | 222.0277 | 0 |  | 222.4379 | 0 |  | 229.6687 | 3.5597e-05 |  | 222.4379 | 1.0939e-05 |  | 460 | 0.15516 |  | 222.2475 | 0 |  | 222.4379 | 0 |  | 222.4379 | 0.00081012 |  | 222.0277 | 0 |  | 222.4379 | 0.00032177 |  | 222.2475 | 0 |  | 219.6565 | 0 |  | 222.4379 | 0 |  | 222.4379 | 0
| 222.6425 | 0 |  | 222.6425 | 0 |  | 222.231 | 0 |  | 222.23 | 0 |  | 222.6425 | 0 |  | 222.231 | 0 |  | 222.6425 | 0 |  | 229.877 | 5.0612e-06 |  | 222.6425 | 0 |  | 461 | 0.14808 |  | 222.451 | 0 |  | 222.6425 | 0 |  | 222.6425 | -0.00063349 |  | 222.231 | 0 |  | 222.6425 | 0 |  | 222.451 | 0 |  | 219.8654 | 0 |  | 222.6425 | 0 |  | 222.6425 | 0
| 222.847 | 0 |  | 222.847 | 0 |  | 222.4342 | 0 |  | 222.43 | 0 |  | 222.8471 | 0 |  | 222.4342 | 0 |  | 222.8471 | 0 |  | 230.0852 | 3.8551e-05 |  | 222.847 | 1.438e-05 |  | 462 | 0.141 |  | 222.6545 | 0 |  | 222.8471 | 0 |  | 222.847 | 0.00056197 |  | 222.4342 | 0 |  | 222.847 | 0.00019977 |  | 222.6546 | 0 |  | 220.0743 | 0 |  | 222.8471 | 0 |  | 222.8471 | 0
| 223.0517 | 0 |  | 223.0517 | 0 |  | 222.6375 | 0 |  | 222.64 | 0 |  | 223.0517 | 0 |  | 222.6375 | 0 |  | 223.0517 | 0 |  | 230.2935 | 1.5143e-06 |  | 223.0517 | 1.1001e-06 |  | 463 | 0.13393 |  | 222.8581 | 0 |  | 223.0517 | 0 |  | 223.0517 | -0.00044947 |  | 222.6375 | 0 |  | 223.0517 | 0 |  | 222.8581 | 0 |  | 220.2832 | 0 |  | 223.0517 | 0 |  | 223.0517 | 0
| 223.2563 | 0 |  | 223.2563 | 0 |  | 222.8407 | 0 |  | 222.84 | 0 |  | 223.2563 | 0 |  | 222.8407 | 0 |  | 223.2563 | 0 |  | 230.5018 | 3.9737e-05 |  | 223.2563 | 1.0298e-05 |  | 464 | 0.12934 |  | 223.0616 | 0 |  | 223.2563 | 0 |  | 223.2563 | 0.00042571 |  | 222.8407 | 0 |  | 223.2563 | 0.00035863 |  | 223.0616 | 0 |  | 220.4922 | 0 |  | 223.2563 | 0 |  | 223.2563 | 0
| 223.4609 | 0 |  | 223.4609 | 0 |  | 223.044 | 0 |  | 223.04 | 0 |  | 223.4609 | 0 |  | 223.044 | 0 |  | 223.4609 | 0 |  | 230.7101 | 6.2445e-06 |  | 223.4609 | 0 |  | 465 | 0.12492 |  | 223.2652 | 0 |  | 223.4609 | 0 |  | 223.4609 | -0.0003813 |  | 223.044 | 0 |  | 223.4609 | 0 |  | 223.2652 | 0 |  | 220.7011 | 0 |  | 223.4609 | 0 |  | 223.4609 | 0
| 223.6656 | 0 |  | 223.6656 | 0 |  | 223.2473 | 0 |  | 223.25 | 0 |  | 223.6656 | 0 |  | 223.2473 | 0 |  | 223.6656 | 0 |  | 230.9184 | 4.043e-05 |  | 223.6656 | 5.1311e-06 |  | 466 | 0.1205 |  | 223.4688 | 0 |  | 223.6656 | 0 |  | 223.6656 | 0.00033094 |  | 223.2473 | 0 |  | 223.6656 | 9.1162e-05 |  | 223.4688 | 0 |  | 220.9101 | 0 |  | 223.6656 | 0 |  | 223.6656 | 0
| 223.8703 | 0 |  | 223.8703 | 0 |  | 223.4506 | 0 |  | 223.45 | 0 |  | 223.8703 | 0 |  | 223.4506 | 0 |  | 223.8703 | 0 |  | 231.1267 | 5.937e-06 |  | 223.8703 | 0 |  | 467 | 0.11607 |  | 223.6724 | 0 |  | 223.8703 | 0 |  | 223.8703 | 6.9668e-05 |  | 223.4506 | 0 |  | 223.8703 | 0 |  | 223.6724 | 0 |  | 221.1191 | 0 |  | 223.8703 | 0 |  | 223.8703 | 0
| 224.075 | 0 |  | 224.075 | 0 |  | 223.654 | 0 |  | 223.65 | 0 |  | 224.075 | 0 |  | 223.6539 | 0 |  | 224.075 | 0 |  | 231.335 | 3.8763e-05 |  | 224.075 | 1.6785e-05 |  | 468 | 0.11165 |  | 223.876 | 0 |  | 224.075 | 0 |  | 224.075 | 0.00075335 |  | 223.6539 | 0 |  | 224.075 | 0.00015875 |  | 223.876 | 0 |  | 221.3281 | 0 |  | 224.075 | 0 |  | 224.075 | 0
| 224.2797 | 0 |  | 224.2797 | 0 |  | 223.8573 | 0 |  | 223.86 | 0 |  | 224.2797 | 0 |  | 223.8573 | 0 |  | 224.2797 | 0 |  | 231.5433 | 6.9161e-06 |  | 224.2797 | 0 |  | 469 | 0.10429 |  | 224.0797 | 0 |  | 224.2797 | 0 |  | 224.2797 | -0.00030414 |  | 223.8573 | 0 |  | 224.2797 | 0 |  | 224.0797 | 0 |  | 221.5371 | 0 |  | 224.2797 | 0 |  | 224.2797 | 0
| 224.4844 | 0 |  | 224.4844 | 0 |  | 224.0606 | 0 |  | 224.06 | 0 |  | 224.4844 | 0 |  | 224.0606 | 0 |  | 224.4844 | 0 |  | 231.7517 | 3.5927e-05 |  | 224.4844 | 5.7252e-06 |  | 470 | 0.096921 |  | 224.2834 | 0 |  | 224.4844 | 0 |  | 224.4844 | 0.00014865 |  | 224.0606 | 0 |  | 224.4844 | 0 |  | 224.2834 | 0 |  | 221.7461 | 0 |  | 224.4844 | 0 |  | 224.4844 | 0
| 224.6892 | 0 |  | 224.6892 | 0 |  | 224.264 | 0 |  | 224.26 | 0 |  | 224.6891 | 0 |  | 224.264 | 0 |  | 224.6891 | 0 |  | 231.9601 | 5.4784e-06 |  | 224.6892 | 0 |  | 471 | 0.091852 |  | 224.487 | 0 |  | 224.6891 | 0 |  | 224.6891 | 0.00024175 |  | 224.264 | 0 |  | 224.6892 | 0 |  | 224.487 | 0 |  | 221.9551 | 0 |  | 224.6891 | 0 |  | 224.6891 | 0
| 224.8939 | 0 |  | 224.8939 | 0 |  | 224.4674 | 0 |  | 224.47 | 0 |  | 224.8939 | 0 |  | 224.4674 | 0 |  | 224.8939 | 0 |  | 232.1684 | 3.6007e-05 |  | 224.8939 | 8.9465e-06 |  | 472 | 0.088905 |  | 224.6907 | 0 |  | 224.8939 | 0 |  | 224.8939 | 0.00059744 |  | 224.4674 | 0 |  | 224.8939 | 0.00036771 |  | 224.6908 | 0 |  | 222.1642 | 0 |  | 224.8939 | 0 |  | 224.8939 | 0
| 225.0987 | 0 |  | 225.0987 | 0 |  | 224.6708 | 0 |  | 224.67 | 0 |  | 225.0987 | 0 |  | 224.6708 | 0 |  | 225.0987 | 0 |  | 232.3768 | 3.8103e-06 |  | 225.0987 | 0 |  | 473 | 0.085958 |  | 224.8945 | 0 |  | 225.0987 | 0 |  | 225.0987 | 0.00016762 |  | 224.6708 | 0 |  | 225.0987 | 0 |  | 224.8945 | 0 |  | 222.3732 | 0 |  | 225.0987 | 0 |  | 225.0987 | 0
| 225.3035 | 0 |  | 225.3035 | 0 |  | 224.8742 | 0 |  | 224.87 | 0 |  | 225.3035 | 0 |  | 224.8742 | 0 |  | 225.3035 | 0 |  | 232.5852 | 4.3606e-05 |  | 225.3035 | 1.5985e-05 |  | 474 | 0.083011 |  | 225.0982 | 0 |  | 225.3035 | 0 |  | 225.3035 | 0.00086304 |  | 224.8742 | 0 |  | 225.3035 | 0.00059014 |  | 225.0982 | 0 |  | 222.5822 | 0 |  | 225.3035 | 0 |  | 225.3035 | 0
| 225.5083 | 0 |  | 225.5083 | 0 |  | 225.0776 | 0 |  | 225.08 | 0 |  | 225.5083 | 0 |  | 225.0776 | 0 |  | 225.5083 | 0 |  | 232.7936 | 4.6203e-06 |  | 225.5083 | 0 |  | 475 | 0.08186 |  | 225.302 | 0 |  | 225.5083 | 0 |  | 225.5083 | -0.00025559 |  | 225.0776 | 0 |  | 225.5083 | 0 |  | 225.302 | 0 |  | 222.7913 | 0 |  | 225.5083 | 0 |  | 225.5083 | 0
| 225.7131 | 0 |  | 225.7131 | 0 |  | 225.281 | 0 |  | 225.28 | 0 |  | 225.7131 | 0 |  | 225.2811 | 0 |  | 225.7131 | 0 |  | 233.002 | 3.6857e-05 |  | 225.7131 | 9.0115e-06 |  | 476 | 0.081127 |  | 225.5057 | 0 |  | 225.7131 | 0 |  | 225.7131 | 0.00041979 |  | 225.2811 | 0 |  | 225.7131 | 0.00024811 |  | 225.5057 | 0 |  | 223.0004 | 0 |  | 225.7131 | 0 |  | 225.7131 | 0
| 225.918 | 0 |  | 225.918 | 0 |  | 225.4845 | 0 |  | 225.48 | 0 |  | 225.918 | 0 |  | 225.4845 | 0 |  | 225.918 | 0 |  | 233.2105 | 7.445e-06 |  | 225.918 | 0 |  | 477 | 0.081443 |  | 225.7095 | 0 |  | 225.918 | 0 |  | 225.918 | -0.00040069 |  | 225.4845 | 0 |  | 225.918 | 0 |  | 225.7095 | 0 |  | 223.2095 | 0 |  | 225.918 | 0 |  | 225.918 | 0
| 226.1228 | 0 |  | 226.1228 | 0 |  | 225.688 | 0 |  | 225.69 | 0 |  | 226.1228 | 0 |  | 225.688 | 0 |  | 226.1228 | 0 |  | 233.4189 | 3.7422e-05 |  | 226.1228 | 1.6488e-05 |  | 478 | 0.083808 |  | 225.9133 | 0 |  | 226.1228 | 0 |  | 226.1228 | 0.00019248 |  | 225.688 | 0 |  | 226.1228 | 0.00038492 |  | 225.9133 | 0 |  | 223.4186 | 0 |  | 226.1228 | 0 |  | 226.1228 | 0
| 226.3277 | 0 |  | 226.3277 | 0 |  | 225.8914 | 0 |  | 225.89 | 0 |  | 226.3277 | 0 |  | 225.8914 | 0 |  | 226.3277 | 0 |  | 233.6274 | 4.3841e-06 |  | 226.3277 | 0 |  | 479 | 0.086174 |  | 226.1172 | 0 |  | 226.3277 | 0 |  | 226.3277 | -4.5363e-05 |  | 225.8914 | 0 |  | 226.3277 | 0 |  | 226.1172 | 0 |  | 223.6277 | 0 |  | 226.3277 | 0 |  | 226.3277 | 0
| 226.5326 | 0 |  | 226.5326 | 0 |  | 226.0949 | 0 |  | 226.09 | 0 |  | 226.5326 | 0 |  | 226.0949 | 0 |  | 226.5326 | 0 |  | 233.8359 | 3.7226e-05 |  | 226.5326 | 1.4072e-05 |  | 480 | 0.088869 |  | 226.321 | 0 |  | 226.5326 | 0 |  | 226.5326 | 0.00069797 |  | 226.0949 | 0 |  | 226.5326 | 0.00035997 |  | 226.321 | 0 |  | 223.8368 | 0 |  | 226.5326 | 0 |  | 226.5326 | 0
| 226.7375 | 0 |  | 226.7375 | 0 |  | 226.2985 | 0 |  | 226.3 | 0 |  | 226.7375 | 0 |  | 226.2984 | 0 |  | 226.7375 | 0 |  | 234.0444 | 5.0137e-06 |  | 226.7375 | 0 |  | 481 | 0.092563 |  | 226.5249 | 0 |  | 226.7375 | 0 |  | 226.7375 | 0.0002049 |  | 226.2984 | 0 |  | 226.7375 | 0 |  | 226.5249 | 0 |  | 224.0459 | 0 |  | 226.7375 | 0 |  | 226.7375 | 0
| 226.9424 | 0 |  | 226.9424 | 0 |  | 226.502 | 0 |  | 226.5 | 0 |  | 226.9424 | 0 |  | 226.502 | 0 |  | 226.9424 | 0 |  | 234.2529 | 3.4775e-05 |  | 226.9424 | 1.3313e-05 |  | 482 | 0.096257 |  | 226.7288 | 0 |  | 226.9424 | 0 |  | 226.9424 | 0.00071406 |  | 226.502 | 0 |  | 226.9424 | 0.00030854 |  | 226.7288 | 0 |  | 224.2551 | 0 |  | 226.9424 | 0 |  | 226.9424 | 0
| 227.1474 | 0 |  | 227.1474 | 0 |  | 226.7055 | 0 |  | 226.71 | 0 |  | 227.1474 | 0 |  | 226.7055 | 0 |  | 227.1474 | 0 |  | 234.4614 | -1.3949e-07 |  | 227.1474 | 0 |  | 483 | 0.10109 |  | 226.9327 | 0 |  | 227.1474 | 0 |  | 227.1474 | -8.1197e-05 |  | 226.7055 | 0 |  | 227.1474 | 0 |  | 226.9327 | 0 |  | 224.4642 | 0 |  | 227.1474 | 0 |  | 227.1474 | 0
| 227.3524 | 0 |  | 227.3524 | 0 |  | 226.9091 | 0 |  | 226.91 | 0 |  | 227.3524 | 0 |  | 226.9091 | 0 |  | 227.3524 | 0 |  | 234.6699 | 3.7609e-05 |  | 227.3524 | 1.0915e-05 |  | 484 | 0.10626 |  | 227.1366 | 0 |  | 227.3524 | 0 |  | 227.3524 | 0.00061125 |  | 226.9091 | 0 |  | 227.3524 | 0.00022788 |  | 227.1366 | 0 |  | 224.6734 | 0 |  | 227.3524 | 0 |  | 227.3524 | 0
| 227.5573 | 0 |  | 227.5573 | 0 |  | 227.1126 | 0 |  | 227.11 | 0 |  | 227.5573 | 0 |  | 227.1126 | 0 |  | 227.5573 | 0 |  | 234.8784 | 7.5201e-06 |  | 227.5573 | 0 |  | 485 | 0.11151 |  | 227.3405 | 0 |  | 227.5573 | 0 |  | 227.5573 | -0.00020347 |  | 227.1126 | 0 |  | 227.5573 | 0 |  | 227.3405 | 0 |  | 224.8825 | 0 |  | 227.5573 | 0 |  | 227.5573 | 0
| 227.7623 | 0 |  | 227.7623 | 0 |  | 227.3162 | 0 |  | 227.32 | 0 |  | 227.7623 | 0 |  | 227.3162 | 0 |  | 227.7623 | 0 |  | 235.087 | 3.633e-05 |  | 227.7623 | 9.3571e-06 |  | 486 | 0.11692 |  | 227.5445 | 0 |  | 227.7623 | 0 |  | 227.7623 | 0.00065174 |  | 227.3162 | 0 |  | 227.7623 | 0.00012371 |  | 227.5445 | 0 |  | 225.0917 | 0 |  | 227.7623 | 0 |  | 227.7623 | 0
| 227.9673 | 0 |  | 227.9673 | 0 |  | 227.5198 | 0 |  | 227.52 | 0 |  | 227.9673 | 0 |  | 227.5198 | 0 |  | 227.9673 | 0 |  | 235.2955 | 9.4991e-07 |  | 227.9673 | 0 |  | 487 | 0.12234 |  | 227.7485 | 0 |  | 227.9673 | 0 |  | 227.9673 | -0.00019516 |  | 227.5198 | 0 |  | 227.9673 | 0 |  | 227.7485 | 0 |  | 225.3009 | 0 |  | 227.9673 | 0 |  | 227.9673 | 0
| 228.1724 | 0 |  | 228.1724 | 0 |  | 227.7234 | 0 |  | 227.72 | 0 |  | 228.1724 | 0 |  | 227.7234 | 0 |  | 228.1724 | 0 |  | 235.5041 | 4.2058e-05 |  | 228.1724 | 1.5593e-05 |  | 488 | 0.12776 |  | 227.9525 | 0 |  | 228.1724 | 0 |  | 228.1724 | 2.2158e-05 |  | 227.7234 | 0 |  | 228.1724 | 0.0005471 |  | 227.9525 | 0 |  | 225.5101 | 0 |  | 228.1724 | 0 |  | 228.1724 | 0
| 228.3774 | 0 |  | 228.3774 | 0 |  | 227.927 | 0 |  | 227.93 | 0 |  | 228.3774 | 0 |  | 227.927 | 0 |  | 228.3774 | 0 |  | 235.7127 | 3.7871e-06 |  | 228.3774 | 0 |  | 489 | 0.13661 |  | 228.1565 | 0 |  | 228.3774 | 0 |  | 228.3774 | -0.0006447 |  | 227.927 | 0 |  | 228.3774 | 0 |  | 228.1565 | 0 |  | 225.7193 | 0 |  | 228.3774 | 0 |  | 228.3774 | 0
| 228.5825 | 0 |  | 228.5825 | 0 |  | 228.1307 | 0 |  | 228.13 | 0 |  | 228.5825 | 0 |  | 228.1307 | 0 |  | 228.5825 | 0 |  | 235.9213 | 3.641e-05 |  | 228.5825 | 8.1138e-06 |  | 490 | 0.14783 |  | 228.3605 | 0 |  | 228.5825 | 0 |  | 228.5825 | 0.00042179 |  | 228.1307 | 0 |  | 228.5825 | 0.00020334 |  | 228.3605 | 0 |  | 225.9285 | 0 |  | 228.5825 | 0 |  | 228.5825 | 0
| 228.7876 | 0 |  | 228.7876 | 0 |  | 228.3343 | 0 |  | 228.33 | 0 |  | 228.7876 | 0 |  | 228.3343 | 0 |  | 228.7876 | 0 |  | 236.1299 | 2.4206e-06 |  | 228.7876 | 0 |  | 491 | 0.15905 |  | 228.5646 | 0 |  | 228.7876 | 0 |  | 228.7876 | -0.00027452 |  | 228.3343 | 0 |  | 228.7876 | 0 |  | 228.5646 | 0 |  | 226.1378 | 0 |  | 228.7876 | 0 |  | 228.7876 | 0
| 228.9926 | 0 |  | 228.9926 | 0 |  | 228.538 | 0 |  | 228.54 | 0 |  | 228.9926 | 0 |  | 228.538 | 0 |  | 228.9926 | 0 |  | 236.3385 | 3.8161e-05 |  | 228.9926 | 1.3607e-05 |  | 492 | 0.17057 |  | 228.7686 | 0 |  | 228.9926 | 0 |  | 228.9926 | 0.00050938 |  | 228.538 | 0 |  | 228.9926 | 0.00029767 |  | 228.7686 | 0 |  | 226.347 | 0 |  | 228.9926 | 0 |  | 228.9926 | 0
| 229.1978 | 0 |  | 229.1978 | 0 |  | 228.7416 | 0 |  | 228.74 | 0 |  | 229.1978 | 0 |  | 228.7417 | 0 |  | 229.1978 | 0 |  | 236.5472 | 2.9223e-06 |  | 229.1978 | 0 |  | 493 | 0.18238 |  | 228.9727 | 0 |  | 229.1978 | 0 |  | 229.1978 | 0.0003166 |  | 228.7417 | 0 |  | 229.1978 | 0 |  | 228.9727 | 0 |  | 226.5563 | 0 |  | 229.1978 | 0 |  | 229.1978 | 0
| 229.4029 | 0 |  | 229.4029 | 0 |  | 228.9453 | 0 |  | 228.95 | 0 |  | 229.4029 | 0 |  | 228.9453 | 0 |  | 229.4029 | 0 |  | 236.7558 | 3.6073e-05 |  | 229.4029 | 1.4261e-05 |  | 494 | 0.1946 |  | 229.1768 | 0 |  | 229.4029 | 0 |  | 229.4029 | 0.00061732 |  | 228.9453 | 0 |  | 229.4029 | 0.00024821 |  | 229.1768 | 0 |  | 226.7655 | 0 |  | 229.4029 | 0 |  | 229.4029 | 0
| 229.608 | 0 |  | 229.608 | 0 |  | 229.149 | 0 |  | 229.15 | 0 |  | 229.608 | 0 |  | 229.149 | 0 |  | 229.608 | 0 |  | 236.9645 | 3.5931e-06 |  | 229.608 | 0 |  | 495 | 0.22117 |  | 229.3809 | 0 |  | 229.608 | 0 |  | 229.608 | 0.00013985 |  | 229.149 | 0 |  | 229.608 | 0 |  | 229.381 | 0 |  | 226.9748 | 0 |  | 229.608 | 0 |  | 229.608 | 0
| 229.8132 | 0 |  | 229.8132 | 0 |  | 229.3528 | 0 |  | 229.35 | 0 |  | 229.8132 | 0 |  | 229.3528 | 0 |  | 229.8132 | 0 |  | 237.1732 | 3.3175e-05 |  | 229.8132 | 8.5143e-06 |  | 496 | 0.2462 |  | 229.5851 | 0 |  | 229.8132 | 0 |  | 229.8132 | 0.00052285 |  | 229.3528 | 0 |  | 229.8132 | 0.00032131 |  | 229.5851 | 0 |  | 227.1841 | 0 |  | 229.8132 | 0 |  | 229.8132 | 0
| 230.0184 | 0 |  | 230.0184 | 0 |  | 229.5565 | 0 |  | 229.56 | 0 |  | 230.0184 | 0 |  | 229.5565 | 0 |  | 230.0184 | 0 |  | 237.3819 | 3.7287e-06 |  | 230.0184 | 0 |  | 497 | 0.26392 |  | 229.7892 | 0 |  | 230.0184 | 0 |  | 230.0184 | -0.00032329 |  | 229.5565 | 0 |  | 230.0184 | 0 |  | 229.7893 | 0 |  | 227.3934 | 0 |  | 230.0184 | 0 |  | 230.0184 | 0
| 230.2236 | 0 |  | 230.2236 | 0 |  | 229.7603 | 0 |  | 229.76 | 0 |  | 230.2236 | 0 |  | 229.7603 | 0 |  | 230.2236 | 0 |  | 237.5906 | 3.5333e-05 |  | 230.2236 | 1.3072e-05 |  | 498 | 0.28163 |  | 229.9934 | 0 |  | 230.2236 | 0 |  | 230.2236 | 0.00076406 |  | 229.7603 | 0 |  | 230.2236 | 0.00052565 |  | 229.9934 | 0 |  | 227.6027 | 0 |  | 230.2236 | 0 |  | 230.2236 | 0
| 230.4288 | 0 |  | 230.4288 | 0 |  | 229.964 | 0 |  | 229.96 | 0 |  | 230.4288 | 0 |  | 229.964 | 0 |  | 230.4288 | 0 |  | 237.7993 | 5.0852e-06 |  | 230.4288 | 0 |  | 499 | 0.29911 |  | 230.1976 | 0 |  | 230.4288 | 0 |  | 230.4288 | 0.0001537 |  | 229.964 | 0 |  | 230.4288 | 0 |  | 230.1976 | 0 |  | 227.812 | 0 |  | 230.4288 | 0 |  | 230.4288 | 0
| 230.634 | 0 |  | 230.634 | 0 |  | 230.1678 | 0 |  | 230.17 | 0 |  | 230.634 | 0 |  | 230.1678 | 0 |  | 230.634 | 0 |  | 238.008 | 3.4855e-05 |  | 230.634 | 8.9208e-06 |  | 500 | 0.31934 |  | 230.4018 | 0 |  | 230.634 | 0 |  | 230.634 | 0.00043885 |  | 230.1678 | 0 |  | 230.634 | 0.00032338 |  | 230.4018 | 0 |  | 228.0213 | 0 |  | 230.634 | 0 |  | 230.634 | 0
| 230.8393 | 0 |  | 230.8393 | 0 |  | 230.3716 | 0 |  | 230.37 | 0 |  | 230.8393 | 0 |  | 230.3716 | 0 |  | 230.8393 | 0 |  | 238.2167 | 4.5892e-06 |  | 230.8393 | 0 |  | 501 | 0.34591 |  | 230.6061 | 0 |  | 230.8393 | 0 |  | 230.8393 | -0.00049941 |  | 230.3716 | 0 |  | 230.8393 | 0 |  | 230.6061 | 0 |  | 228.2307 | 0 |  | 230.8393 | 0 |  | 230.8393 | 0
| 231.0445 | 0 |  | 231.0445 | 0 |  | 230.5754 | 0 |  | 230.58 | 0 |  | 231.0445 | 0 |  | 230.5754 | 0 |  | 231.0445 | 0 |  | 238.4255 | 3.7062e-05 |  | 231.0445 | 1.3317e-05 |  | 502 | 0.38493 |  | 230.8103 | 0 |  | 231.0445 | 0 |  | 231.0445 | 0.00081783 |  | 230.5754 | 0 |  | 231.0445 | 0.00017465 |  | 230.8103 | 0 |  | 228.44 | 0 |  | 231.0445 | 0 |  | 231.0445 | 0
| 231.2498 | 0 |  | 231.2498 | 0 |  | 230.7792 | 0 |  | 230.78 | 0 |  | 231.2498 | 0 |  | 230.7792 | 0 |  | 231.2498 | 0 |  | 238.6342 | -6.7592e-07 |  | 231.2498 | 0 |  | 503 | 0.41096 |  | 231.0146 | 0 |  | 231.2498 | 0 |  | 231.2498 | 6.2648e-05 |  | 230.7792 | 0 |  | 231.2498 | 0 |  | 231.0146 | 0 |  | 228.6494 | 0 |  | 231.2498 | 0 |  | 231.2498 | 0
| 231.4551 | 0 |  | 231.4551 | 0 |  | 230.983 | 0 |  | 230.98 | 0 |  | 231.4551 | 0 |  | 230.983 | 0 |  | 231.4551 | 0 |  | 238.843 | 3.5132e-05 |  | 231.4551 | 2.0112e-06 |  | 504 | 0.43699 |  | 231.2189 | 0 |  | 231.4551 | 0 |  | 231.4551 | 0.0009983 |  | 230.983 | 0 |  | 231.4551 | 7.7787e-05 |  | 231.2189 | 0 |  | 228.8588 | 0 |  | 231.4551 | 0 |  | 231.4551 | 0
| 231.6604 | 0 |  | 231.6604 | 0 |  | 231.1869 | 0 |  | 231.19 | 0 |  | 231.6604 | 0 |  | 231.1869 | 0 |  | 231.6604 | 0 |  | 239.0518 | 4.5397e-06 |  | 231.6604 | 0 |  | 505 | 0.46303 |  | 231.4232 | 0 |  | 231.6604 | 0 |  | 231.6604 | 2.3625e-06 |  | 231.1869 | 0 |  | 231.6604 | 0 |  | 231.4232 | 0 |  | 229.0681 | 0 |  | 231.6604 | 0 |  | 231.6604 | 0
| 231.8657 | 0 |  | 231.8657 | 0 |  | 231.3907 | 0 |  | 231.39 | 0 |  | 231.8657 | 0 |  | 231.3907 | 0 |  | 231.8657 | 0 |  | 239.2606 | 3.6426e-05 |  | 231.8657 | 1.1442e-05 |  | 506 | 0.48906 |  | 231.6275 | 0 |  | 231.8657 | 0 |  | 231.8657 | 0.00057177 |  | 231.3907 | 0 |  | 231.8657 | 0.00030882 |  | 231.6275 | 0 |  | 229.2775 | 0 |  | 231.8657 | 0 |  | 231.8657 | 0
| 232.0711 | 0 |  | 232.0711 | 0 |  | 231.5946 | 0 |  | 231.59 | 0 |  | 232.0711 | 0 |  | 231.5946 | 0 |  | 232.0711 | 0 |  | 239.4694 | 3.3832e-06 |  | 232.0711 | 0 |  | 507 | 0.51509 |  | 231.8318 | 0 |  | 232.0711 | 0 |  | 232.0711 | 0.00059838 |  | 231.5946 | 0 |  | 232.0711 | 0 |  | 231.8318 | 0 |  | 229.4869 | 0 |  | 232.0711 | 0 |  | 232.0711 | 0
| 232.2764 | 0 |  | 232.2764 | 0 |  | 231.7985 | 0 |  | 231.8 | 0 |  | 232.2764 | 0 |  | 231.7985 | 0 |  | 232.2764 | 0 |  | 239.6782 | 4.0228e-05 |  | 232.2764 | 9.5263e-06 |  | 508 | 0.54112 |  | 232.0362 | 0 |  | 232.2764 | 0 |  | 232.2764 | 0.00077198 |  | 231.7985 | 0 |  | 232.2764 | 0.00035714 |  | 232.0362 | 0 |  | 229.6964 | 0 |  | 232.2764 | 0 |  | 232.2764 | 0
| 232.4818 | 0 |  | 232.4818 | 0 |  | 232.0024 | 0 |  | 232 | 0 |  | 232.4818 | 0 |  | 232.0024 | 0 |  | 232.4818 | 0 |  | 239.8871 | 4.3724e-06 |  | 232.4818 | 0 |  | 509 | 0.56574 |  | 232.2406 | 0 |  | 232.4818 | 0 |  | 232.4818 | 0.0003707 |  | 232.0024 | 0 |  | 232.4818 | 0 |  | 232.2406 | 0 |  | 229.9058 | 0 |  | 232.4818 | 0 |  | 232.4818 | 0
| 232.6872 | 0 |  | 232.6872 | 0 |  | 232.2063 | 0 |  | 232.21 | 0 |  | 232.6872 | 0 |  | 232.2063 | 0 |  | 232.6872 | 0 |  | 240.0959 | 3.8553e-05 |  | 232.6872 | 6.4466e-06 |  | 510 | 0.59001 |  | 232.445 | 0 |  | 232.6872 | 0 |  | 232.6872 | 0.00084806 |  | 232.2063 | 0 |  | 232.6872 | 0.0003377 |  | 232.445 | 0 |  | 230.1152 | 0 |  | 232.6872 | 0 |  | 232.6872 | 0
| 232.8926 | 0 |  | 232.8926 | 0 |  | 232.4103 | 0 |  | 232.41 | 0 |  | 232.8926 | 0 |  | 232.4103 | 0 |  | 232.8926 | 0 |  | 240.3048 | 5.8937e-06 |  | 232.8926 | 0 |  | 511 | 0.61428 |  | 232.6494 | 0 |  | 232.8926 | 0 |  | 232.8926 | 0.00023641 |  | 232.4103 | 0 |  | 232.8926 | 0 |  | 232.6494 | 0 |  | 230.3247 | 0 |  | 232.8926 | 0 |  | 232.8926 | 0
| 233.0981 | 0 |  | 233.0981 | 0 |  | 232.6142 | 0 |  | 232.61 | 0 |  | 233.0981 | 0 |  | 232.6142 | 0 |  | 233.0981 | 0 |  | 240.5136 | 4.0878e-05 |  | 233.0981 | 1.546e-05 |  | 512 | 0.63856 |  | 232.8538 | 0 |  | 233.0981 | 0 |  | 233.0981 | 0.0012458 |  | 232.6142 | 0 |  | 233.0981 | 0.00023447 |  | 232.8538 | 0 |  | 230.5341 | 0 |  | 233.0981 | 0 |  | 233.0981 | 0
| 233.3035 | 0 |  | 233.3035 | 0 |  | 232.8182 | 0 |  | 232.82 | 0 |  | 233.3035 | 0 |  | 232.8182 | 0 |  | 233.3035 | 0 |  | 240.7225 | 2.0733e-06 |  | 233.3035 | 0 |  | 513 | 0.66283 |  | 233.0583 | 0 |  | 233.3035 | 0 |  | 233.3035 | 0.00014107 |  | 232.8182 | 0 |  | 233.3035 | 0 |  | 233.0583 | 0 |  | 230.7436 | 0 |  | 233.3035 | 0 |  | 233.3035 | 0
| 233.509 | 0 |  | 233.509 | 0 |  | 233.0222 | 0 |  | 233.02 | 0 |  | 233.509 | 0 |  | 233.0222 | 0 |  | 233.509 | 0 |  | 240.9314 | 3.5696e-05 |  | 233.509 | 5.5298e-06 |  | 514 | 0.68568 |  | 233.2627 | 0 |  | 233.509 | 0 |  | 233.509 | 0.0011473 |  | 233.0222 | 0 |  | 233.509 | 0.00011522 |  | 233.2627 | 0 |  | 230.953 | 0 |  | 233.509 | 0 |  | 233.509 | 0
| 233.7144 | 0 |  | 233.7144 | 0 |  | 233.2261 | 0 |  | 233.23 | 0 |  | 233.7144 | 0 |  | 233.2261 | 0 |  | 233.7144 | 0 |  | 241.1403 | 6.7978e-06 |  | 233.7144 | 0 |  | 515 | 0.70413 |  | 233.4672 | 0 |  | 233.7144 | 0 |  | 233.7144 | -0.00014559 |  | 233.2261 | 0 |  | 233.7144 | 0 |  | 233.4672 | 0 |  | 231.1625 | 0 |  | 233.7144 | 0 |  | 233.7144 | 0
| 233.9199 | 0 |  | 233.9199 | 0 |  | 233.4301 | 0 |  | 233.43 | 0 |  | 233.9199 | 0 |  | 233.4301 | 0 |  | 233.9199 | 0 |  | 241.3493 | 3.6516e-05 |  | 233.9199 | 1.4339e-05 |  | 516 | 0.72259 |  | 233.6717 | 0 |  | 233.9199 | 0 |  | 233.9199 | 0.00045634 |  | 233.4301 | 0 |  | 233.9199 | 0.00022795 |  | 233.6717 | 0 |  | 231.372 | 0 |  | 233.9199 | 0 |  | 233.9199 | 0
| 234.1255 | 0 |  | 234.1255 | 0 |  | 233.6342 | 0 |  | 233.63 | 0 |  | 234.1255 | 0 |  | 233.6342 | 0 |  | 234.1255 | 0 |  | 241.5582 | 7.9066e-06 |  | 234.1255 | 0 |  | 517 | 0.7473 |  | 233.8763 | 0 |  | 234.1255 | 0 |  | 234.1255 | 9.1764e-05 |  | 233.6342 | 0 |  | 234.1255 | 0 |  | 233.8762 | 0 |  | 231.5815 | 0 |  | 234.1255 | 0 |  | 234.1255 | 0
| 234.331 | 0 |  | 234.331 | 0 |  | 233.8382 | 0 |  | 233.84 | 0 |  | 234.331 | 0 |  | 233.8382 | 0 |  | 234.331 | 0 |  | 241.7671 | 3.8548e-05 |  | 234.331 | 1.1292e-05 |  | 518 | 0.77387 |  | 234.0808 | 0 |  | 234.331 | 0 |  | 234.331 | 0.0014999 |  | 233.8382 | 0 |  | 234.331 | 0.0003041 |  | 234.0808 | 0 |  | 231.7911 | 0 |  | 234.331 | 0 |  | 234.331 | 0
| 234.5365 | 0 |  | 234.5365 | 0 |  | 234.0422 | 0 |  | 234.04 | 0 |  | 234.5365 | 0 |  | 234.0422 | 0 |  | 234.5365 | 0 |  | 241.9761 | 6.4751e-06 |  | 234.5365 | 0 |  | 519 | 0.79277 |  | 234.2854 | 0 |  | 234.5365 | 0 |  | 234.5365 | -0.00034806 |  | 234.0422 | 0 |  | 234.5365 | 0 |  | 234.2853 | 0 |  | 232.0006 | 0 |  | 234.5365 | 0 |  | 234.5365 | 0
| 234.7421 | 0 |  | 234.7421 | 0 |  | 234.2463 | 0 |  | 234.25 | 0 |  | 234.7421 | 0 |  | 234.2463 | 0 |  | 234.7421 | 0 |  | 242.1851 | 3.3643e-05 |  | 234.7421 | 6.1103e-06 |  | 520 | 0.81098 |  | 234.4899 | 0 |  | 234.7421 | 0 |  | 234.7421 | 0.0010922 |  | 234.2463 | 0 |  | 234.7421 | 0.00028586 |  | 234.4899 | 0 |  | 232.2101 | 0 |  | 234.7421 | 0 |  | 234.7421 | 0
| 234.9477 | 0 |  | 234.9477 | 0 |  | 234.4504 | 0 |  | 234.45 | 0 |  | 234.9477 | 0 |  | 234.4504 | 0 |  | 234.9477 | 0 |  | 242.3941 | 3.3132e-06 |  | 234.9477 | 0 |  | 521 | 0.82919 |  | 234.6945 | 0 |  | 234.9477 | 0 |  | 234.9477 | -0.00023876 |  | 234.4504 | 0 |  | 234.9477 | 0 |  | 234.6945 | 0 |  | 232.4197 | 0 |  | 234.9477 | 0 |  | 234.9477 | 0
| 235.1533 | 0 |  | 235.1533 | 0 |  | 234.6544 | 0 |  | 234.65 | 0 |  | 235.1533 | 0 |  | 234.6544 | 0 |  | 235.1533 | 0 |  | 242.603 | 3.9777e-05 |  | 235.1533 | 9.3594e-06 |  | 522 | 0.84607 |  | 234.8991 | 0 |  | 235.1533 | 0 |  | 235.1533 | 0.00035374 |  | 234.6544 | 0 |  | 235.1533 | 0.00027965 |  | 234.8991 | 0 |  | 232.6292 | 0 |  | 235.1533 | 0 |  | 235.1533 | 0
| 235.3589 | 0 |  | 235.3589 | 0 |  | 234.8586 | 0 |  | 234.86 | 0 |  | 235.3589 | 0 |  | 234.8586 | 0 |  | 235.3589 | 0 |  | 242.8121 | 4.8303e-06 |  | 235.3589 | 0 |  | 523 | 0.85788 |  | 235.1038 | 0 |  | 235.3589 | 0 |  | 235.3589 | -7.6337e-05 |  | 234.8586 | 0 |  | 235.3589 | 0 |  | 235.1038 | 0 |  | 232.8388 | 0 |  | 235.3589 | 0 |  | 235.3589 | 0
| 235.5645 | 0 |  | 235.5645 | 0 |  | 235.0627 | 0 |  | 235.06 | 0 |  | 235.5645 | 0 |  | 235.0627 | 0 |  | 235.5645 | 0 |  | 243.0211 | 3.4643e-05 |  | 235.5645 | 2.1558e-05 |  | 524 | 0.86969 |  | 235.3084 | 0 |  | 235.5645 | 0 |  | 235.5645 | 0.0011667 |  | 235.0627 | 0 |  | 235.5645 | 0.00028837 |  | 235.3084 | 0 |  | 233.0484 | 0 |  | 235.5645 | 0 |  | 235.5645 | 0
| 235.7701 | 0 |  | 235.7701 | 0 |  | 235.2668 | 0 |  | 235.27 | 0 |  | 235.7701 | 0 |  | 235.2668 | 0 |  | 235.7701 | 0 |  | 243.2301 | 7.1495e-06 |  | 235.7701 | 0 |  | 525 | 0.8815 |  | 235.5131 | 0 |  | 235.7701 | 0 |  | 235.7701 | -0.00036118 |  | 235.2668 | 0 |  | 235.7701 | 0 |  | 235.5131 | 0 |  | 233.258 | 0 |  | 235.7701 | 0 |  | 235.7701 | 0
| 235.9758 | 0 |  | 235.9758 | 0 |  | 235.4709 | 0 |  | 235.47 | 0 |  | 235.9758 | 0 |  | 235.4709 | 0 |  | 235.9758 | 0 |  | 243.4391 | 4.0548e-05 |  | 235.9758 | 8.9899e-06 |  | 526 | 0.89331 |  | 235.7178 | 0 |  | 235.9758 | 0 |  | 235.9758 | 0.00094374 |  | 235.4709 | 0 |  | 235.9758 | 0.00037396 |  | 235.7178 | 0 |  | 233.4676 | 0 |  | 235.9758 | 0 |  | 235.9758 | 0
| 236.1815 | 0 |  | 236.1815 | 0 |  | 235.6751 | 0 |  | 235.68 | 0 |  | 236.1815 | 0 |  | 235.6751 | 0 |  | 236.1815 | 0 |  | 243.6482 | 4.7533e-06 |  | 236.1815 | 0 |  | 527 | 0.90512 |  | 235.9225 | 0 |  | 236.1815 | 0 |  | 236.1815 | 0.00042634 |  | 235.6751 | 0 |  | 236.1815 | 0 |  | 235.9225 | 0 |  | 233.6772 | 0 |  | 236.1815 | 0 |  | 236.1815 | 0
| 236.3872 | 0 |  | 236.3872 | 0 |  | 235.8793 | 0 |  | 235.88 | 0 |  | 236.3872 | 0 |  | 235.8793 | 0 |  | 236.3872 | 0 |  | 243.8573 | 4.028e-05 |  | 236.3872 | 4.8441e-06 |  | 528 | 0.91693 |  | 236.1272 | 0 |  | 236.3872 | 0 |  | 236.3872 | 0.00015448 |  | 235.8793 | 0 |  | 236.3872 | 0.00024677 |  | 236.1272 | 0 |  | 233.8868 | 0 |  | 236.3872 | 0 |  | 236.3872 | 0
| 236.5929 | 0 |  | 236.5929 | 0 |  | 236.0834 | 0 |  | 236.08 | 0 |  | 236.5929 | 0 |  | 236.0835 | 0 |  | 236.5929 | 0 |  | 244.0664 | 2.8534e-06 |  | 236.5929 | 0 |  | 529 | 0.92875 |  | 236.3319 | 0 |  | 236.5929 | 0 |  | 236.5929 | -0.00055186 |  | 236.0835 | 0 |  | 236.5929 | 0 |  | 236.3319 | 0 |  | 234.0965 | 0 |  | 236.5929 | 0 |  | 236.5929 | 0
| 236.7986 | 0 |  | 236.7986 | 0 |  | 236.2876 | 0 |  | 236.29 | 0 |  | 236.7986 | 0 |  | 236.2876 | 0 |  | 236.7986 | 0 |  | 244.2755 | 3.7389e-05 |  | 236.7986 | 5.7873e-06 |  | 530 | 0.94005 |  | 236.5367 | 0 |  | 236.7986 | 0 |  | 236.7986 | 0.00020739 |  | 236.2876 | 0 |  | 236.7986 | 0.00023959 |  | 236.5367 | 0 |  | 234.3061 | 0 |  | 236.7986 | 0 |  | 236.7986 | 0
| 237.0044 | 0 |  | 237.0044 | 0 |  | 236.4918 | 0 |  | 236.49 | 0 |  | 237.0044 | 0 |  | 236.4919 | 0 |  | 237.0044 | 0 |  | 244.4846 | 9.557e-06 |  | 237.0044 | 0 |  | 531 | 0.94891 |  | 236.7415 | 0 |  | 237.0044 | 0 |  | 237.0044 | -0.0001623 |  | 236.4919 | 0 |  | 237.0044 | 0 |  | 236.7415 | 0 |  | 234.5158 | 0 |  | 237.0044 | 0 |  | 237.0044 | 0
| 237.2101 | 0 |  | 237.2101 | 0 |  | 236.6961 | 0 |  | 236.7 | 0 |  | 237.2101 | 0 |  | 236.6961 | 0 |  | 237.2101 | 0 |  | 244.6937 | 3.7268e-05 |  | 237.2101 | 9.0276e-06 |  | 532 | 0.95777 |  | 236.9463 | 0 |  | 237.2101 | 0 |  | 237.2101 | 0.00082732 |  | 236.6961 | 0 |  | 237.2101 | 0.00024539 |  | 236.9463 | 0 |  | 234.7254 | 0 |  | 237.2101 | 0 |  | 237.2101 | 0
| 237.4159 | 0 |  | 237.4159 | 0 |  | 236.9003 | 0 |  | 236.9 | 0 |  | 237.4159 | 0 |  | 236.9003 | 0 |  | 237.4159 | 0 |  | 244.9028 | 7.2248e-06 |  | 237.4159 | 0 |  | 533 | 0.96406 |  | 237.1511 | 0 |  | 237.4159 | 0 |  | 237.4159 | -0.0002832 |  | 236.9003 | 0 |  | 237.4159 | 0 |  | 237.1511 | 0 |  | 234.9351 | 0 |  | 237.4159 | 0 |  | 237.4159 | 0
| 237.6217 | 0 |  | 237.6217 | 0 |  | 237.1046 | 0 |  | 237.1 | 0 |  | 237.6217 | 0 |  | 237.1046 | 0 |  | 237.6217 | 0 |  | 245.112 | 3.9422e-05 |  | 237.6217 | 6.9936e-06 |  | 534 | 0.96923 |  | 237.3559 | 0 |  | 237.6217 | 0 |  | 237.6217 | 0.0014109 |  | 237.1046 | 0 |  | 237.6217 | 0.0002042 |  | 237.3559 | 0 |  | 235.1448 | 0 |  | 237.6217 | 0 |  | 237.6217 | 0
| 237.8275 | 0 |  | 237.8275 | 0 |  | 237.3089 | 0 |  | 237.31 | 0 |  | 237.8275 | 0 |  | 237.3089 | 0 |  | 237.8275 | 0 |  | 245.3211 | 7.209e-06 |  | 237.8275 | 0 |  | 535 | 0.97407 |  | 237.5608 | 0 |  | 237.8275 | 0 |  | 237.8275 | 1.9621e-08 |  | 237.3089 | 0 |  | 237.8275 | 0 |  | 237.5608 | 0 |  | 235.3545 | 0 |  | 237.8275 | 0 |  | 237.8275 | 0
| 238.0333 | 0 |  | 238.0333 | 0 |  | 237.5131 | 0 |  | 237.51 | 0 |  | 238.0333 | 0 |  | 237.5131 | 0 |  | 238.0333 | 0 |  | 245.5303 | 3.5888e-05 |  | 238.0333 | 1.3226e-05 |  | 536 | 0.97776 |  | 237.7656 | 0 |  | 238.0333 | 0 |  | 238.0333 | -0.00046108 |  | 237.5131 | 0 |  | 238.0333 | 0.00025836 |  | 237.7656 | 0 |  | 235.5642 | 0 |  | 238.0333 | 0 |  | 238.0333 | 0
| 238.2392 | 0 |  | 238.2392 | 0 |  | 237.7174 | 0 |  | 237.72 | 0 |  | 238.2392 | 0 |  | 237.7174 | 0 |  | 238.2392 | 0 |  | 245.7395 | -4.9398e-07 |  | 238.2392 | 0 |  | 537 | 0.98146 |  | 237.9705 | 0 |  | 238.2392 | 0 |  | 238.2392 | -0.00020953 |  | 237.7174 | 0 |  | 238.2392 | 0 |  | 237.9705 | 0 |  | 235.7739 | 0 |  | 238.2392 | 0 |  | 238.2392 | 0
| 238.445 | 0 |  | 238.445 | 0 |  | 237.9217 | 0 |  | 237.92 | 0 |  | 238.445 | 0 |  | 237.9217 | 0 |  | 238.445 | 0 |  | 245.9487 | 3.7823e-05 |  | 238.445 | 8.3487e-06 |  | 538 | 0.98371 |  | 238.1754 | 0 |  | 238.445 | 0 |  | 238.445 | 0.00034809 |  | 237.9217 | 0 |  | 238.445 | 0.0001581 |  | 238.1754 | 0 |  | 235.9836 | 0 |  | 238.445 | 0 |  | 238.445 | 0
| 238.6509 | 0 |  | 238.6509 | 0 |  | 238.1261 | 0 |  | 238.13 | 0 |  | 238.6509 | 0 |  | 238.1261 | 0 |  | 238.6509 | 0 |  | 246.1579 | 6.317e-06 |  | 238.6509 | 0 |  | 539 | 0.98549 |  | 238.3803 | 0 |  | 238.6509 | 0 |  | 238.6509 | 0.00023821 |  | 238.1261 | 0 |  | 238.6509 | 0 |  | 238.3803 | 0 |  | 236.1934 | 0 |  | 238.6509 | 0 |  | 238.6509 | 0
| 238.8568 | 0 |  | 238.8568 | 0 |  | 238.3304 | 0 |  | 238.33 | 0 |  | 238.8568 | 0 |  | 238.3304 | 0 |  | 238.8568 | 0 |  | 246.3671 | 3.8048e-05 |  | 238.8568 | 7.5626e-06 |  | 540 | 0.98726 |  | 238.5853 | 0 |  | 238.8568 | 0 |  | 238.8568 | 0.00051305 |  | 238.3304 | 0 |  | 238.8568 | 0.00035033 |  | 238.5853 | 0 |  | 236.4031 | 0 |  | 238.8568 | 0 |  | 238.8568 | 0
| 239.0627 | 0 |  | 239.0627 | 0 |  | 238.5348 | 0 |  | 238.53 | 0 |  | 239.0627 | 0 |  | 238.5348 | 0 |  | 239.0627 | 0 |  | 246.5763 | 5.2607e-06 |  | 239.0627 | 4.7713e-06 |  | 541 | 0.98982 |  | 238.7902 | 0 |  | 239.0627 | 0 |  | 239.0627 | -0.00048389 |  | 238.5348 | 0 |  | 239.0627 | 0 |  | 238.7902 | 0 |  | 236.6129 | 0 |  | 239.0627 | 0 |  | 239.0627 | 0
| 239.2686 | 0 |  | 239.2686 | 0 |  | 238.7391 | 0 |  | 238.74 | 0 |  | 239.2686 | 0 |  | 238.7391 | 0 |  | 239.2686 | 0 |  | 246.7856 | 3.8151e-05 |  | 239.2686 | 1.093e-05 |  | 542 | 0.99277 |  | 238.9952 | 0 |  | 239.2686 | 0 |  | 239.2686 | 0.00076886 |  | 238.7391 | 0 |  | 239.2686 | 0.0003101 |  | 238.9952 | 0 |  | 236.8227 | 0 |  | 239.2686 | 0 |  | 239.2686 | 0
| 239.4746 | 0 |  | 239.4746 | 0 |  | 238.9435 | 0 |  | 238.94 | 0 |  | 239.4746 | 0 |  | 238.9435 | 0 |  | 239.4746 | 0 |  | 246.9948 | 4.9533e-06 |  | 239.4746 | 0 |  | 543 | 0.99403 |  | 239.2002 | 0 |  | 239.4746 | 0 |  | 239.4746 | -0.0002093 |  | 238.9435 | 0 |  | 239.4746 | 0 |  | 239.2002 | 0 |  | 237.0325 | 0 |  | 239.4746 | 0 |  | 239.4746 | 0
| 239.6805 | 0 |  | 239.6805 | 0 |  | 239.1479 | 0 |  | 239.15 | 0 |  | 239.6805 | 0 |  | 239.1479 | 0 |  | 239.6805 | 0 |  | 247.2041 | 4.3313e-05 |  | 239.6805 | 1.1817e-05 |  | 544 | 0.99488 |  | 239.4052 | 0 |  | 239.6805 | 0 |  | 239.6805 | 0.00056118 |  | 239.1479 | 0 |  | 239.6805 | 0.00038376 |  | 239.4052 | 0 |  | 237.2422 | 0 |  | 239.6805 | 0 |  | 239.6805 | 0
| 239.8865 | 0 |  | 239.8865 | 0 |  | 239.3523 | 0 |  | 239.35 | 0 |  | 239.8865 | 0 |  | 239.3523 | 0 |  | 239.8865 | 0 |  | 247.4134 | 2.4142e-06 |  | 239.8865 | 0 |  | 545 | 0.99573 |  | 239.6102 | 0 |  | 239.8865 | 0 |  | 239.8865 | -0.00029723 |  | 239.3523 | 0 |  | 239.8865 | 0 |  | 239.6102 | 0 |  | 237.452 | 0 |  | 239.8865 | 0 |  | 239.8865 | 0
| 240.0925 | 0 |  | 240.0925 | 0 |  | 239.5567 | 0 |  | 239.56 | 0 |  | 240.0925 | 0 |  | 239.5567 | 0 |  | 240.0925 | 0 |  | 247.6227 | 3.9491e-05 |  | 240.0925 | 9.6198e-06 |  | 546 | 0.99658 |  | 239.8153 | 0 |  | 240.0925 | 0 |  | 240.0925 | 0.00055232 |  | 239.5567 | 0 |  | 240.0925 | 0.00015234 |  | 239.8153 | 0 |  | 237.6619 | 0 |  | 240.0925 | 0 |  | 240.0925 | 0
| 240.2985 | 0 |  | 240.2985 | 0 |  | 239.7612 | 0 |  | 239.76 | 0 |  | 240.2985 | 0 |  | 239.7612 | 0 |  | 240.2985 | 0 |  | 247.832 | 2.0637e-06 |  | 240.2985 | 0 |  | 547 | 0.99686 |  | 240.0204 | 0 |  | 240.2985 | 0 |  | 240.2985 | 8.3861e-05 |  | 239.7612 | 0 |  | 240.2985 | 0 |  | 240.0204 | 0 |  | 237.8717 | 0 |  | 240.2985 | 0 |  | 240.2985 | 0
| 240.5045 | 0 |  | 240.5045 | 0 |  | 239.9656 | 0 |  | 239.97 | 0 |  | 240.5045 | 0 |  | 239.9656 | 0 |  | 240.5045 | 0 |  | 248.0413 | 4.2222e-05 |  | 240.5045 | 7.7611e-06 |  | 548 | 0.99654 |  | 240.2254 | 0 |  | 240.5045 | 0 |  | 240.5045 | 0.00071083 |  | 239.9656 | 0 |  | 240.5045 | 0.00028058 |  | 240.2254 | 0 |  | 238.0815 | 0 |  | 240.5045 | 0 |  | 240.5045 | 0
| 240.7106 | 0 |  | 240.7106 | 0 |  | 240.1701 | 0 |  | 240.17 | 0 |  | 240.7106 | 0 |  | 240.1701 | 0 |  | 240.7106 | 0 |  | 248.2506 | 3.2757e-06 |  | 240.7106 | 0 |  | 549 | 0.99622 |  | 240.4305 | 0 |  | 240.7106 | 0 |  | 240.7106 | 2.443e-05 |  | 240.1701 | 0 |  | 240.7106 | 0 |  | 240.4305 | 0 |  | 238.2914 | 0 |  | 240.7106 | 0 |  | 240.7106 | 0
| 240.9166 | 0 |  | 240.9166 | 0 |  | 240.3746 | 0 |  | 240.37 | 0 |  | 240.9166 | 0 |  | 240.3746 | 0 |  | 240.9166 | 0 |  | 248.4599 | 4.1778e-05 |  | 240.9166 | 1.0966e-05 |  | 550 | 0.99589 |  | 240.6357 | 0 |  | 240.9166 | 0 |  | 240.9166 | 0.00073314 |  | 240.3746 | 0 |  | 240.9166 | 0.00024733 |  | 240.6356 | 0 |  | 238.5012 | 0 |  | 240.9166 | 0 |  | 240.9166 | 0
| 241.1227 | 0 |  | 241.1227 | 0 |  | 240.5791 | 0 |  | 240.58 | 0 |  | 241.1227 | 0 |  | 240.5791 | 0 |  | 241.1227 | 0 |  | 248.6693 | 6.2851e-06 |  | 241.1227 | 0 |  | 551 | 0.99557 |  | 240.8408 | 0 |  | 241.1227 | 0 |  | 241.1227 | 0.00030141 |  | 240.5791 | 0 |  | 241.1227 | 0 |  | 240.8408 | 0 |  | 238.7111 | 0 |  | 241.1227 | 0 |  | 241.1227 | 0
| 241.3288 | 0 |  | 241.3288 | 0 |  | 240.7835 | 0 |  | 240.78 | 0 |  | 241.3288 | 0 |  | 240.7836 | 0 |  | 241.3288 | 0 |  | 248.8787 | 3.8998e-05 |  | 241.3288 | 1.0372e-05 |  | 552 | 0.99525 |  | 241.0459 | 0 |  | 241.3288 | 0 |  | 241.3288 | 0.00019312 |  | 240.7836 | 0 |  | 241.3288 | 0.00027965 |  | 241.046 | 0 |  | 238.921 | 0 |  | 241.3288 | 0 |  | 241.3288 | 0
| 241.5349 | 0 |  | 241.5349 | 0 |  | 240.9881 | 0 |  | 240.99 | 0 |  | 241.5349 | 0 |  | 240.9881 | 0 |  | 241.5349 | 0 |  | 249.0881 | 6.5253e-06 |  | 241.5349 | 0 |  | 553 | 0.99298 |  | 241.2511 | 0 |  | 241.5349 | 0 |  | 241.5349 | -0.00027407 |  | 240.9881 | 0 |  | 241.5349 | 0 |  | 241.2511 | 0 |  | 239.1308 | 0 |  | 241.5349 | 0 |  | 241.5349 | 0
| 241.741 | 0 |  | 241.741 | 0 |  | 241.1926 | 0 |  | 241.19 | 0 |  | 241.741 | 0 |  | 241.1926 | 0 |  | 241.741 | 0 |  | 249.2974 | 3.9006e-05 |  | 241.741 | 1.1532e-05 |  | 554 | 0.99052 |  | 241.4563 | 0 |  | 241.741 | 0 |  | 241.741 | 0.00076652 |  | 241.1926 | 0 |  | 241.741 | 0.00020344 |  | 241.4563 | 0 |  | 239.3407 | 0 |  | 241.741 | 0 |  | 241.741 | 0
| 241.9472 | 0 |  | 241.9472 | 0 |  | 241.3972 | 0 |  | 241.4 | 0 |  | 241.9472 | 0 |  | 241.3972 | 0 |  | 241.9472 | 0 |  | 249.5069 | -2.2072e-06 |  | 241.9472 | 0 |  | 555 | 0.98807 |  | 241.6615 | 0 |  | 241.9472 | 0 |  | 241.9472 | -0.00034068 |  | 241.3972 | 0 |  | 241.9472 | 0 |  | 241.6615 | 0 |  | 239.5507 | 0 |  | 241.9472 | 0 |  | 241.9472 | 0
| 242.1533 | 0 |  | 242.1533 | 0 |  | 241.6017 | 0 |  | 241.6 | 0 |  | 242.1533 | 0 |  | 241.6017 | 0 |  | 242.1533 | 0 |  | 249.7163 | 4.1225e-05 |  | 242.1533 | 1.3548e-05 |  | 556 | 0.98564 |  | 241.8667 | 0 |  | 242.1533 | 0 |  | 242.1533 | 0.0011342 |  | 241.6017 | 0 |  | 242.1533 | 0.00035813 |  | 241.8667 | 0 |  | 239.7606 | 0 |  | 242.1533 | 0 |  | 242.1533 | 0
| 242.3595 | 0 |  | 242.3595 | 0 |  | 241.8063 | 0 |  | 241.81 | 0 |  | 242.3595 | 0 |  | 241.8063 | 0 |  | 242.3595 | 0 |  | 249.9257 | 6.9349e-06 |  | 242.3595 | 0 |  | 557 | 0.98335 |  | 242.072 | 0 |  | 242.3595 | 0 |  | 242.3595 | 0.00052991 |  | 241.8063 | 0 |  | 242.3595 | 0 |  | 242.072 | 0 |  | 239.9705 | 0 |  | 242.3595 | 0 |  | 242.3595 | 0
| 242.5657 | 0 |  | 242.5657 | 0 |  | 242.0109 | 0 |  | 242.01 | 0 |  | 242.5657 | 0 |  | 242.0109 | 0 |  | 242.5657 | 0 |  | 250.1351 | 3.9725e-05 |  | 242.5657 | 8.9212e-06 |  | 558 | 0.98106 |  | 242.2773 | 0 |  | 242.5657 | 0 |  | 242.5657 | 4.8291e-05 |  | 242.0109 | 0 |  | 242.5657 | 0.00026967 |  | 242.2773 | 0 |  | 240.1805 | 0 |  | 242.5657 | 0 |  | 242.5657 | 0
| 242.7719 | 0 |  | 242.7719 | 0 |  | 242.2155 | 0 |  | 242.22 | 0 |  | 242.7719 | 0 |  | 242.2155 | 0 |  | 242.7719 | 0 |  | 250.3446 | 3.0554e-06 |  | 242.7719 | 0 |  | 559 | 0.97877 |  | 242.4825 | 0 |  | 242.7719 | 0 |  | 242.7719 | -0.0006271 |  | 242.2155 | 0 |  | 242.7719 | 0 |  | 242.4825 | 0 |  | 240.3904 | 0 |  | 242.7719 | 0 |  | 242.7719 | 0
| 242.9781 | 0 |  | 242.9781 | 0 |  | 242.4201 | 0 |  | 242.42 | 0 |  | 242.9781 | 0 |  | 242.4201 | 0 |  | 242.9781 | 0 |  | 250.554 | 4.3593e-05 |  | 242.9781 | 1.7785e-05 |  | 560 | 0.97648 |  | 242.6878 | 0 |  | 242.9781 | 0 |  | 242.9781 | 0.00023075 |  | 242.4201 | 0 |  | 242.9781 | 0.00044583 |  | 242.6878 | 0 |  | 240.6004 | 0 |  | 242.9781 | 0 |  | 242.9781 | 0
| 243.1844 | 0 |  | 243.1844 | 0 |  | 242.6248 | 0 |  | 242.62 | 0 |  | 243.1844 | 0 |  | 242.6248 | 0 |  | 243.1844 | 0 |  | 250.7635 | 7.8713e-06 |  | 243.1844 | 0 |  | 561 | 0.97419 |  | 242.8932 | 0 |  | 243.1844 | 0 |  | 243.1844 | -6.4453e-05 |  | 242.6248 | 0 |  | 243.1844 | 0 |  | 242.8931 | 0 |  | 240.8103 | 0 |  | 243.1844 | 0 |  | 243.1844 | 0
| 243.3906 | 0 |  | 243.3906 | 0 |  | 242.8294 | 0 |  | 242.83 | 0 |  | 243.3906 | 0 |  | 242.8294 | 0 |  | 243.3906 | 0 |  | 250.973 | 4.0232e-05 |  | 243.3906 | 1.0316e-05 |  | 562 | 0.97116 |  | 243.0985 | 0 |  | 243.3906 | 0 |  | 243.3906 | 0.0012703 |  | 242.8294 | 0 |  | 243.3906 | 0.00028018 |  | 243.0985 | 0 |  | 241.0203 | 0 |  | 243.3906 | 0 |  | 243.3906 | 0
| 243.5969 | 0 |  | 243.5969 | 0 |  | 243.0341 | 0 |  | 243.03 | 0 |  | 243.5969 | 0 |  | 243.0341 | 0 |  | 243.5969 | 0 |  | 251.1825 | 1.0042e-05 |  | 243.5969 | 0 |  | 563 | 0.96772 |  | 243.3038 | 0 |  | 243.5969 | 0 |  | 243.5969 | 0.00016841 |  | 243.0341 | 0 |  | 243.5969 | 0 |  | 243.3038 | 0 |  | 241.2303 | 0 |  | 243.5969 | 0 |  | 243.5969 | 0
| 243.8032 | 0 |  | 243.8032 | 0 |  | 243.2387 | 0 |  | 243.24 | 0 |  | 243.8032 | 0 |  | 243.2387 | 0 |  | 243.8032 | 0 |  | 251.392 | 4.263e-05 |  | 243.8032 | 3.9116e-06 |  | 564 | 0.96428 |  | 243.5092 | 0 |  | 243.8032 | 0 |  | 243.8032 | 0.00066389 |  | 243.2387 | 0 |  | 243.8032 | 0.00020262 |  | 243.5092 | 0 |  | 241.4403 | 0 |  | 243.8032 | 0 |  | 243.8032 | 0
| 244.0095 | 0 |  | 244.0095 | 0 |  | 243.4434 | 0 |  | 243.44 | 0 |  | 244.0095 | 0 |  | 243.4434 | 0 |  | 244.0095 | 0 |  | 251.6016 | 1.0376e-05 |  | 244.0095 | 0 |  | 565 | 0.96085 |  | 243.7146 | 0 |  | 244.0095 | 0 |  | 244.0095 | 0.00058898 |  | 243.4434 | 0 |  | 244.0095 | 0 |  | 243.7146 | 0 |  | 241.6503 | 0 |  | 244.0095 | 0 |  | 244.0095 | 0
| 244.2158 | 0 |  | 244.2158 | 0 |  | 243.6481 | 0 |  | 243.65 | 0 |  | 244.2158 | 0 |  | 243.6481 | 0 |  | 244.2158 | 0 |  | 251.8111 | 3.6607e-05 |  | 244.2158 | 5.059e-06 |  | 566 | 0.95752 |  | 243.92 | 0 |  | 244.2158 | 0 |  | 244.2158 | -0.00018697 |  | 243.6481 | 0 |  | 244.2158 | 0.00018186 |  | 243.92 | 0 |  | 241.8604 | 0 |  | 244.2158 | 0 |  | 244.2158 | 0
| 244.4221 | 0 |  | 244.4221 | 0 |  | 243.8528 | 0 |  | 243.85 | 0 |  | 244.4221 | 0 |  | 243.8528 | 0 |  | 244.4221 | 0 |  | 252.0206 | 7.6875e-06 |  | 244.4221 | 0 |  | 567 | 0.95421 |  | 244.1254 | 0 |  | 244.4221 | 0 |  | 244.4221 | -0.00023352 |  | 243.8528 | 0 |  | 244.4221 | 0 |  | 244.1254 | 0 |  | 242.0704 | 0 |  | 244.4221 | 0 |  | 244.4221 | 0
| 244.6285 | 0 |  | 244.6285 | 0 |  | 244.0576 | 0 |  | 244.06 | 0 |  | 244.6285 | 0 |  | 244.0576 | 0 |  | 244.6285 | 0 |  | 252.2302 | 4.0372e-05 |  | 244.6285 | 4.8708e-06 |  | 568 | 0.95089 |  | 244.3309 | 0 |  | 244.6285 | 0 |  | 244.6285 | 0.00046603 |  | 244.0576 | 0 |  | 244.6285 | 0.00029719 |  | 244.3309 | 0 |  | 242.2804 | 0 |  | 244.6285 | 0 |  | 244.6285 | 0
| 244.8349 | 0 |  | 244.8349 | 0 |  | 244.2623 | 0 |  | 244.26 | 0 |  | 244.8349 | 0 |  | 244.2623 | 0 |  | 244.8349 | 0 |  | 252.4398 | 3.9921e-06 |  | 244.8349 | 0 |  | 569 | 0.94757 |  | 244.5363 | 0 |  | 244.8349 | 0 |  | 244.8349 | -0.00024146 |  | 244.2623 | 0 |  | 244.8349 | 0 |  | 244.5363 | 0 |  | 242.4905 | 0 |  | 244.8349 | 0 |  | 244.8349 | 0
| 245.0413 | 0 |  | 245.0413 | 0 |  | 244.4671 | 0 |  | 244.47 | 0 |  | 245.0413 | 0 |  | 244.4671 | 0 |  | 245.0413 | 0 |  | 252.6494 | 4.0101e-05 |  | 245.0413 | 6.8246e-06 |  | 570 | 0.94426 |  | 244.7418 | 0 |  | 245.0413 | 0 |  | 245.0413 | 0.00037011 |  | 244.4671 | 0 |  | 245.0413 | 0.00022033 |  | 244.7418 | 0 |  | 242.7005 | 0 |  | 245.0413 | 0 |  | 245.0413 | 0
| 245.2477 | 0 |  | 245.2477 | 0 |  | 244.6718 | 0 |  | 244.67 | 0 |  | 245.2477 | 0 |  | 244.6718 | 0 |  | 245.2477 | 0 |  | 252.859 | 7.8793e-06 |  | 245.2477 | 0 |  | 571 | 0.93113 |  | 244.9473 | 0 |  | 245.2477 | 0 |  | 245.2477 | -0.00014771 |  | 244.6718 | 0 |  | 245.2477 | 0 |  | 244.9473 | 0 |  | 242.9106 | 0 |  | 245.2477 | 0 |  | 245.2477 | 0
| 245.4541 | 0 |  | 245.4541 | 0 |  | 244.8766 | 0 |  | 244.88 | 0 |  | 245.4541 | 0 |  | 244.8766 | 0 |  | 245.4541 | 0 |  | 253.0686 | 4.2776e-05 |  | 245.4541 | 1.6499e-05 |  | 572 | 0.92387 |  | 245.1528 | 0 |  | 245.4541 | 0 |  | 245.4541 | 0.00022634 |  | 244.8766 | 0 |  | 245.4541 | 0.00037126 |  | 245.1528 | 0 |  | 243.1207 | 0 |  | 245.4541 | 0 |  | 245.4541 | 0
| 245.6605 | 0 |  | 245.6605 | 0 |  | 245.0814 | 0 |  | 245.08 | 0 |  | 245.6605 | 0 |  | 245.0814 | 0 |  | 245.6605 | 0 |  | 253.2782 | 3.0496e-06 |  | 245.6605 | 0 |  | 573 | 0.91862 |  | 245.3584 | 0 |  | 245.6605 | 0 |  | 245.6605 | 0.00039249 |  | 245.0814 | 0 |  | 245.6605 | 0 |  | 245.3584 | 0 |  | 243.3308 | 0 |  | 245.6605 | 0 |  | 245.6605 | 0
| 245.867 | 0 |  | 245.867 | 0 |  | 245.2862 | 0 |  | 245.29 | 0 |  | 245.867 | 0 |  | 245.2862 | 0 |  | 245.867 | 0 |  | 253.4879 | 4.333e-05 |  | 245.867 | 1.0359e-05 |  | 574 | 0.91338 |  | 245.5639 | 0 |  | 245.867 | 0 |  | 245.867 | 0.00024494 |  | 245.2862 | 0 |  | 245.867 | 0.00027486 |  | 245.5639 | 0 |  | 243.5409 | 0 |  | 245.867 | 0 |  | 245.867 | 0
| 246.0734 | 0 |  | 246.0734 | 0 |  | 245.4911 | 0 |  | 245.49 | 0 |  | 246.0734 | 0 |  | 245.4911 | 0 |  | 246.0734 | 0 |  | 253.6975 | 6.675e-06 |  | 246.0734 | 0 |  | 575 | 0.90814 |  | 245.7695 | 0 |  | 246.0734 | 0 |  | 246.0734 | -0.00023307 |  | 245.4911 | 0 |  | 246.0734 | 0 |  | 245.7695 | 0 |  | 243.751 | 0 |  | 246.0734 | 0 |  | 246.0734 | 0
| 246.2799 | 0 |  | 246.2799 | 0 |  | 245.6959 | 0 |  | 245.7 | 0 |  | 246.2799 | 0 |  | 245.6959 | 0 |  | 246.2799 | 0 |  | 253.9072 | 4.3923e-05 |  | 246.2799 | 1.1207e-05 |  | 576 | 0.9029 |  | 245.9751 | 0 |  | 246.2799 | 0 |  | 246.2799 | 0.00039131 |  | 245.6959 | 0 |  | 246.2799 | 0.00022272 |  | 245.9751 | 0 |  | 243.9612 | 0 |  | 246.2799 | 0 |  | 246.2799 | 0
| 246.4864 | 0 |  | 246.4864 | 0 |  | 245.9008 | 0 |  | 245.9 | 0 |  | 246.4864 | 0 |  | 245.9008 | 0 |  | 246.4864 | 0 |  | 254.1168 | 6.852e-06 |  | 246.4864 | 0 |  | 577 | 0.89721 |  | 246.1807 | 0 |  | 246.4864 | 0 |  | 246.4864 | -0.00033257 |  | 245.9008 | 0 |  | 246.4864 | 0 |  | 246.1807 | 0 |  | 244.1713 | 0 |  | 246.4864 | 0 |  | 246.4864 | 0
| 246.6929 | 0 |  | 246.6929 | 0 |  | 246.1056 | 0 |  | 246.11 | 0 |  | 246.693 | 0 |  | 246.1056 | 0 |  | 246.693 | 0 |  | 254.3265 | 3.8784e-05 |  | 246.6929 | 1.4095e-05 |  | 578 | 0.88954 |  | 246.3863 | 0 |  | 246.693 | 0 |  | 246.6929 | 0.00065994 |  | 246.1056 | 0 |  | 246.6929 | 0.00027011 |  | 246.3863 | 0 |  | 244.3815 | 0 |  | 246.693 | 0 |  | 246.693 | 0
| 246.8995 | 0 |  | 246.8995 | 0 |  | 246.3105 | 0 |  | 246.31 | 0 |  | 246.8995 | 0 |  | 246.3105 | 0 |  | 246.8995 | 0 |  | 254.5362 | 9.4969e-06 |  | 246.8995 | 0 |  | 579 | 0.88187 |  | 246.5919 | 0 |  | 246.8995 | 0 |  | 246.8995 | -9.0897e-05 |  | 246.3105 | 0 |  | 246.8995 | 0 |  | 246.5919 | 0 |  | 244.5916 | 0 |  | 246.8995 | 0 |  | 246.8995 | 0
| 247.106 | 0 |  | 247.106 | 0 |  | 246.5154 | 0 |  | 246.52 | 0 |  | 247.106 | 0 |  | 246.5154 | 0 |  | 247.106 | 0 |  | 254.7459 | 4.0993e-05 |  | 247.106 | 1.3503e-05 |  | 580 | 0.87431 |  | 246.7976 | 0 |  | 247.106 | 0 |  | 247.106 | 0.00054484 |  | 246.5154 | 0 |  | 247.106 | 0.00021816 |  | 246.7976 | 0 |  | 244.8018 | 0 |  | 247.106 | 0 |  | 247.106 | 0
| 247.3126 | 0 |  | 247.3126 | 0 |  | 246.7203 | 0 |  | 246.72 | 0 |  | 247.3126 | 0 |  | 246.7203 | 0 |  | 247.3126 | 0 |  | 254.9557 | 8.2164e-06 |  | 247.3126 | 0 |  | 581 | 0.86782 |  | 247.0033 | 0 |  | 247.3126 | 0 |  | 247.3126 | 9.1013e-05 |  | 246.7203 | 0 |  | 247.3126 | 0 |  | 247.0033 | 0 |  | 245.012 | 0 |  | 247.3126 | 0 |  | 247.3126 | 0
| 247.5192 | 0 |  | 247.5192 | 0 |  | 246.9253 | 0 |  | 246.93 | 0 |  | 247.5192 | 0 |  | 246.9252 | 0 |  | 247.5192 | 0 |  | 255.1654 | 4.086e-05 |  | 247.5192 | 1.6449e-05 |  | 582 | 0.86133 |  | 247.209 | 0 |  | 247.5192 | 0 |  | 247.5192 | 0.00043748 |  | 246.9252 | 0 |  | 247.5192 | 0.00026818 |  | 247.2089 | 0 |  | 245.2222 | 0 |  | 247.5192 | 0 |  | 247.5192 | 0
| 247.7258 | 0 |  | 247.7258 | 0 |  | 247.1302 | 0 |  | 247.13 | 0 |  | 247.7258 | 0 |  | 247.1302 | 0 |  | 247.7258 | 0 |  | 255.3752 | 3.4158e-06 |  | 247.7258 | 0 |  | 583 | 0.85484 |  | 247.4147 | 0 |  | 247.7258 | 0 |  | 247.7258 | 0.00029923 |  | 247.1302 | 0 |  | 247.7258 | 0 |  | 247.4147 | 0 |  | 245.4324 | 0 |  | 247.7258 | 0 |  | 247.7258 | 0
| 247.9324 | 0 |  | 247.9324 | 0 |  | 247.3351 | 0 |  | 247.34 | 0 |  | 247.9324 | 0 |  | 247.3351 | 0 |  | 247.9324 | 0 |  | 255.5849 | 3.8635e-05 |  | 247.9324 | 1.6248e-05 |  | 584 | 0.84835 |  | 247.6204 | 0 |  | 247.9324 | 0 |  | 247.9324 | 0.00015505 |  | 247.3351 | 0 |  | 247.9324 | 0.00029391 |  | 247.6204 | 0 |  | 245.6426 | 0 |  | 247.9324 | 0 |  | 247.9324 | 0
| 248.139 | 0 |  | 248.139 | 0 |  | 247.5401 | 0 |  | 247.54 | 0 |  | 248.139 | 0 |  | 247.5401 | 0 |  | 248.139 | 0 |  | 255.7947 | 5.7705e-06 |  | 248.139 | 0 |  | 585 | 0.84186 |  | 247.8261 | 0 |  | 248.139 | 0 |  | 248.139 | -0.00057072 |  | 247.5401 | 0 |  | 248.139 | 0 |  | 247.8261 | 0 |  | 245.8528 | 0 |  | 248.139 | 0 |  | 248.139 | 0
| 248.3457 | 0 |  | 248.3457 | 0 |  | 247.7451 | 0 |  | 247.75 | 0 |  | 248.3457 | 0 |  | 247.7451 | 0 |  | 248.3457 | 0 |  | 256.0045 | 4.3675e-05 |  | 248.3457 | 1.6967e-06 |  | 586 | 0.83537 |  | 248.0319 | 0 |  | 248.3457 | 0 |  | 248.3457 | 0.00057802 |  | 247.7451 | 0 |  | 248.3457 | 0.00028337 |  | 248.0319 | 0 |  | 246.063 | 0 |  | 248.3457 | 0 |  | 248.3457 | 0
| 248.5524 | 0 |  | 248.5524 | 0 |  | 247.9501 | 0 |  | 247.95 | 0 |  | 248.5524 | 0 |  | 247.9501 | 0 |  | 248.5524 | 0 |  | 256.2143 | 9.3485e-06 |  | 248.5523 | 0 |  | 587 | 0.82703 |  | 248.2377 | 0 |  | 248.5524 | 0 |  | 248.5524 | -0.00018673 |  | 247.9501 | 0 |  | 248.5523 | 0 |  | 248.2377 | 0 |  | 246.2733 | 0 |  | 248.5524 | 0 |  | 248.5524 | 0
| 248.759 | 0 |  | 248.759 | 0 |  | 248.1551 | 0 |  | 248.16 | 0 |  | 248.759 | 0 |  | 248.1551 | 0 |  | 248.759 | 0 |  | 256.4241 | 4.2706e-05 |  | 248.7591 | 1.2082e-05 |  | 588 | 0.81851 |  | 248.4435 | 0 |  | 248.759 | 0 |  | 248.759 | 0.0006317 |  | 248.1551 | 0 |  | 248.7591 | 0.00025879 |  | 248.4435 | 0 |  | 246.4836 | 0 |  | 248.759 | 0 |  | 248.759 | 0
| 248.9657 | 0 |  | 248.9657 | 0 |  | 248.3601 | 0 |  | 248.36 | 0 |  | 248.9657 | 0 |  | 248.3601 | 0 |  | 248.9657 | 0 |  | 256.6339 | 7.2192e-06 |  | 248.9657 | 0 |  | 589 | 0.80999 |  | 248.6493 | 0 |  | 248.9657 | 0 |  | 248.9657 | -0.0005209 |  | 248.3601 | 0 |  | 248.9657 | 0 |  | 248.6493 | 0 |  | 246.6938 | 0 |  | 248.9657 | 0 |  | 248.9657 | 0
| 249.1725 | 0 |  | 249.1725 | 0 |  | 248.5651 | 0 |  | 248.57 | 0 |  | 249.1725 | 0 |  | 248.5651 | 0 |  | 249.1725 | 0 |  | 256.8437 | 4.4562e-05 |  | 249.1724 | 1.2633e-05 |  | 590 | 0.80146 |  | 248.8551 | 0 |  | 249.1725 | 0 |  | 249.1725 | 0.00050545 |  | 248.5651 | 0 |  | 249.1724 | 0.0003988 |  | 248.8551 | 0 |  | 246.9041 | 0 |  | 249.1725 | 0 |  | 249.1725 | 0
| 249.3792 | 0 |  | 249.3792 | 0 |  | 248.7702 | 0 |  | 248.77 | 0 |  | 249.3792 | 0 |  | 248.7702 | 0 |  | 249.3792 | 0 |  | 257.0536 | 7.0171e-06 |  | 249.3792 | 0 |  | 591 | 0.79294 |  | 249.061 | 0 |  | 249.3792 | 0 |  | 249.3792 | -0.00046703 |  | 248.7702 | 0 |  | 249.3792 | 0 |  | 249.061 | 0 |  | 247.1144 | 0 |  | 249.3792 | 0 |  | 249.3792 | 0
| 249.5859 | 0 |  | 249.5859 | 0 |  | 248.9753 | 0 |  | 248.98 | 0 |  | 249.5859 | 0 |  | 248.9753 | 0 |  | 249.5859 | 0 |  | 257.2634 | 4.3471e-05 |  | 249.5859 | 1.0059e-05 |  | 592 | 0.78442 |  | 249.2669 | 0 |  | 249.5859 | 0 |  | 249.5859 | 0.00054443 |  | 248.9753 | 0 |  | 249.5859 | 0.00010898 |  | 249.2669 | 0 |  | 247.3247 | 0 |  | 249.5859 | 0 |  | 249.5859 | 0
| 249.7927 | 0 |  | 249.7927 | 0 |  | 249.1803 | 0 |  | 249.18 | 0 |  | 249.7927 | 0 |  | 249.1803 | 0 |  | 249.7927 | 0 |  | 257.4733 | 8.359e-06 |  | 249.7927 | 0 |  | 593 | 0.7759 |  | 249.4728 | 0 |  | 249.7927 | 0 |  | 249.7927 | -0.00011968 |  | 249.1803 | 0 |  | 249.7927 | 0 |  | 249.4728 | 0 |  | 247.535 | 0 |  | 249.7927 | 0 |  | 249.7927 | 0
| 249.9995 | 0 |  | 249.9995 | 0 |  | 249.3854 | 0 |  | 249.39 | 0 |  | 249.9995 | 0 |  | 249.3854 | 0 |  | 249.9995 | 0 |  | 257.6832 | 4.103e-05 |  | 249.9995 | 8.5671e-06 |  | 594 | 0.76738 |  | 249.6787 | 0 |  | 249.9995 | 0 |  | 249.9995 | 0.00049517 |  | 249.3854 | 0 |  | 249.9995 | 0.00015925 |  | 249.6787 | 0 |  | 247.7453 | 0 |  | 249.9995 | 0 |  | 249.9995 | 0
| 250.2063 | 0 |  | 250.2063 | 0 |  | 249.5905 | 0 |  | 249.59 | 0 |  | 250.2063 | 0 |  | 249.5905 | 0 |  | 250.2063 | 0 |  | 257.8931 | 1.2022e-05 |  | 250.2063 | 0 |  | 595 | 0.75885 |  | 249.8846 | 0 |  | 250.2063 | 0 |  | 250.2063 | -0.00038731 |  | 249.5905 | 0 |  | 250.2063 | 0 |  | 249.8846 | 0 |  | 247.9556 | 0 |  | 250.2063 | 0 |  | 250.2063 | 0
| 250.4131 | 0 |  | 250.4131 | 0 |  | 249.7956 | 0 |  | 249.8 | 0 |  | 250.4131 | 0 |  | 249.7957 | 0 |  | 250.4131 | 0 |  | 258.103 | 4.1979e-05 |  | 250.4131 | 9.5327e-06 |  | 596 | 0.75033 |  | 250.0905 | 0 |  | 250.4131 | 0 |  | 250.4131 | 0.0011895 |  | 249.7957 | 0 |  | 250.4131 | 0.00042285 |  | 250.0905 | 0 |  | 248.166 | 0 |  | 250.4131 | 0 |  | 250.4131 | 0
| 250.6199 | 0 |  | 250.6199 | 0 |  | 250.0008 | 0 |  | 250 | 0 |  | 250.6199 | 0 |  | 250.0008 | 0 |  | 250.6199 | 0 |  | 258.3129 | 8.0276e-06 |  | 250.6199 | 0 |  | 597 | 0.74181 |  | 250.2965 | 0 |  | 250.6199 | 0 |  | 250.6199 | 0.00019071 |  | 250.0008 | 0 |  | 250.6199 | 0 |  | 250.2965 | 0 |  | 248.3763 | 0 |  | 250.6199 | 0 |  | 250.6199 | 0
| 250.8268 | 0 |  | 250.8268 | 0 |  | 250.2059 | 0 |  | 250.21 | 0 |  | 250.8268 | 0 |  | 250.2059 | 0 |  | 250.8268 | 0 |  | 258.5229 | 4.2135e-05 |  | 250.8268 | 8.2582e-06 |  | 598 | 0.73243 |  | 250.5025 | 0 |  | 250.8268 | 0 |  | 250.8268 | 0.00064739 |  | 250.2059 | 0 |  | 250.8268 | 0.00031987 |  | 250.5025 | 0 |  | 248.5867 | 0 |  | 250.8268 | 0 |  | 250.8268 | 0
| 251.0336 | 0 |  | 251.0336 | 0 |  | 250.4111 | 0 |  | 250.41 | 0 |  | 251.0336 | 0 |  | 250.4111 | 0 |  | 251.0336 | 0 |  | 258.7328 | 1.0382e-05 |  | 251.0336 | 0 |  | 599 | 0.72281 |  | 250.7085 | 0 |  | 251.0336 | 0 |  | 251.0336 | -0.00039308 |  | 250.4111 | 0 |  | 251.0336 | 0 |  | 250.7085 | 0 |  | 248.7971 | 0 |  | 251.0336 | 0 |  | 251.0336 | 0
| 251.2405 | 0 |  | 251.2405 | 0 |  | 250.6163 | 0 |  | 250.62 | 0 |  | 251.2405 | 0 |  | 250.6163 | 0 |  | 251.2405 | 0 |  | 258.9427 | 4.2209e-05 |  | 251.2405 | 6.064e-06 |  | 600 | 0.71319 |  | 250.9145 | 0 |  | 251.2405 | 0 |  | 251.2405 | 0.00086713 |  | 250.6163 | 0 |  | 251.2405 | 0.0001469 |  | 250.9145 | 0 |  | 249.0074 | 0 |  | 251.2405 | 0 |  | 251.2405 | 0
| 251.4474 | 0 |  | 251.4474 | 0 |  | 250.8215 | 0 |  | 250.82 | 0 |  | 251.4474 | 0 |  | 250.8215 | 0 |  | 251.4474 | 0 |  | 259.1527 | 6.6321e-06 |  | 251.4474 | 0 |  | 601 | 0.70357 |  | 251.1205 | 0 |  | 251.4474 | 0 |  | 251.4474 | -0.00013165 |  | 250.8215 | 0 |  | 251.4474 | 0 |  | 251.1205 | 0 |  | 249.2178 | 0 |  | 251.4474 | 0 |  | 251.4474 | 0
| 251.6543 | 0 |  | 251.6543 | 0 |  | 251.0267 | 0 |  | 251.03 | 0 |  | 251.6543 | 0 |  | 251.0267 | 0 |  | 251.6543 | 0 |  | 259.3627 | 4.4976e-05 |  | 251.6543 | 1.9326e-06 |  | 602 | 0.69395 |  | 251.3266 | 0 |  | 251.6543 | 0 |  | 251.6543 | 0.00032775 |  | 251.0267 | 0 |  | 251.6543 | 0.00032018 |  | 251.3266 | 0 |  | 249.4282 | 0 |  | 251.6543 | 0 |  | 251.6543 | 0
| 251.8613 | 0 |  | 251.8613 | 0 |  | 251.2319 | 0 |  | 251.23 | 0 |  | 251.8613 | 0 |  | 251.2319 | 0 |  | 251.8613 | 0 |  | 259.5727 | 5.6468e-06 |  | 251.8613 | 0 |  | 603 | 0.68432 |  | 251.5326 | 0 |  | 251.8613 | 0 |  | 251.8613 | -0.00027291 |  | 251.2319 | 0 |  | 251.8613 | 0 |  | 251.5326 | 0 |  | 249.6387 | 0 |  | 251.8613 | 0 |  | 251.8613 | 0
| 252.0682 | 0 |  | 252.0682 | 0 |  | 251.4371 | 0 |  | 251.44 | 0 |  | 252.0682 | 0 |  | 251.4371 | 0 |  | 252.0682 | 0 |  | 259.7827 | 4.4269e-05 |  | 252.0682 | 1.6027e-05 |  | 604 | 0.6747 |  | 251.7387 | 0 |  | 252.0682 | 0 |  | 252.0682 | 0.00032477 |  | 251.4371 | 0 |  | 252.0682 | 0.00033072 |  | 251.7387 | 0 |  | 249.8491 | 0 |  | 252.0682 | 0 |  | 252.0682 | 0
| 252.2752 | 0 |  | 252.2752 | 0 |  | 251.6423 | 0 |  | 251.64 | 0 |  | 252.2752 | 0 |  | 251.6423 | 0 |  | 252.2752 | 0 |  | 259.9927 | 5.0157e-06 |  | 252.2752 | 0 |  | 605 | 0.66508 |  | 251.9448 | 0 |  | 252.2752 | 0 |  | 252.2752 | 0.00034355 |  | 251.6423 | 0 |  | 252.2752 | 0 |  | 251.9448 | 0 |  | 250.0595 | 0 |  | 252.2752 | 0 |  | 252.2752 | 0
| 252.4821 | 0 |  | 252.4821 | 0 |  | 251.8476 | 0 |  | 251.85 | 0 |  | 252.4821 | 0 |  | 251.8476 | 0 |  | 252.4821 | 0 |  | 260.2028 | 4.309e-05 |  | 252.4821 | 1.3826e-05 |  | 606 | 0.65546 |  | 252.1509 | 0 |  | 252.4821 | 0 |  | 252.4821 | 0.00071009 |  | 251.8476 | 0 |  | 252.4821 | 0.00037691 |  | 252.1509 | 0 |  | 250.27 | 0 |  | 252.4821 | 0 |  | 252.4821 | 0
| 252.6891 | 0 |  | 252.6891 | 0 |  | 252.0529 | 0 |  | 252.05 | 0 |  | 252.6891 | 0 |  | 252.0529 | 0 |  | 252.6891 | 0 |  | 260.4128 | 7.6346e-06 |  | 252.6891 | 0 |  | 607 | 0.64584 |  | 252.3571 | 0 |  | 252.6891 | 0 |  | 252.6891 | -5.1747e-05 |  | 252.0529 | 0 |  | 252.6891 | 0 |  | 252.3571 | 0 |  | 250.4804 | 0 |  | 252.6891 | 0 |  | 252.6891 | 0
| 252.8961 | 0 |  | 252.8961 | 0 |  | 252.2582 | 0 |  | 252.26 | 0 |  | 252.8961 | 0 |  | 252.2582 | 0 |  | 252.8961 | 0 |  | 260.6228 | 4.3183e-05 |  | 252.8961 | 9.2514e-06 |  | 608 | 0.63622 |  | 252.5632 | 0 |  | 252.8961 | 0 |  | 252.8961 | 0.00078515 |  | 252.2582 | 0 |  | 252.8961 | 0.00023126 |  | 252.5633 | 0 |  | 250.6909 | 0 |  | 252.8961 | 0 |  | 252.8961 | 0
| 253.1032 | 0 |  | 253.1032 | 0 |  | 252.4635 | 0 |  | 252.46 | 0 |  | 253.1032 | 0 |  | 252.4635 | 0 |  | 253.1032 | 0 |  | 260.8329 | 6.1332e-06 |  | 253.1032 | 0 |  | 609 | 0.6266 |  | 252.7694 | 0 |  | 253.1032 | 0 |  | 253.1032 | 0.00077779 |  | 252.4635 | 0 |  | 253.1032 | 0 |  | 252.7694 | 0 |  | 250.9014 | 0 |  | 253.1032 | 0 |  | 253.1032 | 0
| 253.3102 | 0 |  | 253.3102 | 0 |  | 252.6688 | 0 |  | 252.67 | 0 |  | 253.3102 | 0 |  | 252.6688 | 0 |  | 253.3102 | 0 |  | 261.043 | 4.1111e-05 |  | 253.3102 | 1.3252e-05 |  | 610 | 0.61698 |  | 252.9756 | 0 |  | 253.3102 | 0 |  | 253.3102 | 0.00045408 |  | 252.6688 | 0 |  | 253.3102 | 0.00043703 |  | 252.9756 | 0 |  | 251.1118 | 0 |  | 253.3102 | 0 |  | 253.3102 | 0
| 253.5173 | 0 |  | 253.5173 | 0 |  | 252.8741 | 0 |  | 252.87 | 0 |  | 253.5173 | 0 |  | 252.8741 | 0 |  | 253.5173 | 0 |  | 261.2531 | 7.7693e-06 |  | 253.5173 | 0 |  | 611 | 0.60736 |  | 253.1818 | 0 |  | 253.5173 | 0 |  | 253.5173 | 0.00025709 |  | 252.8741 | 0 |  | 253.5173 | 0 |  | 253.1818 | 0 |  | 251.3223 | 0 |  | 253.5173 | 0 |  | 253.5173 | 0
| 253.7243 | 0 |  | 253.7243 | 0 |  | 253.0794 | 0 |  | 253.08 | 0 |  | 253.7243 | 0 |  | 253.0794 | 0 |  | 253.7243 | 0 |  | 261.4632 | 3.9746e-05 |  | 253.7243 | 4.824e-06 |  | 612 | 0.59768 |  | 253.3881 | 0 |  | 253.7243 | 0 |  | 253.7243 | 0.00050782 |  | 253.0794 | 0 |  | 253.7243 | 0.00019346 |  | 253.388 | 0 |  | 251.5329 | 0 |  | 253.7243 | 0 |  | 253.7243 | 0
| 253.9314 | 0 |  | 253.9314 | 0 |  | 253.2848 | 0 |  | 253.28 | 0 |  | 253.9314 | 0 |  | 253.2848 | 0 |  | 253.9314 | 0 |  | 261.6733 | 1.2386e-05 |  | 253.9314 | 0 |  | 613 | 0.58794 |  | 253.5943 | 0 |  | 253.9314 | 0 |  | 253.9314 | -0.00016525 |  | 253.2848 | 0 |  | 253.9314 | 0 |  | 253.5943 | 0 |  | 251.7434 | 0 |  | 253.9314 | 0 |  | 253.9314 | 0
| 254.1385 | 0 |  | 254.1385 | 0 |  | 253.4902 | 0 |  | 253.49 | 0 |  | 254.1385 | 0 |  | 253.4902 | 0 |  | 254.1385 | 0 |  | 261.8834 | 4.8292e-05 |  | 254.1385 | 1.2421e-05 |  | 614 | 0.5782 |  | 253.8006 | 0 |  | 254.1385 | 0 |  | 254.1385 | 0.00018793 |  | 253.4902 | 0 |  | 254.1385 | 0.00043223 |  | 253.8006 | 0 |  | 251.9539 | 0 |  | 254.1385 | 0 |  | 254.1385 | 0
| 254.3457 | 0 |  | 254.3457 | 0 |  | 253.6955 | 0 |  | 253.7 | 0 |  | 254.3457 | 0 |  | 253.6955 | 0 |  | 254.3457 | 0 |  | 262.0936 | 9.5036e-06 |  | 254.3457 | 0 |  | 615 | 0.56847 |  | 254.0068 | 0 |  | 254.3457 | 0 |  | 254.3457 | 0.00068864 |  | 253.6955 | 0 |  | 254.3457 | 0 |  | 254.0068 | 0 |  | 252.1644 | 0 |  | 254.3457 | 0 |  | 254.3457 | 0
| 254.5528 | 0 |  | 254.5528 | 0 |  | 253.9009 | 0 |  | 253.9 | 0 |  | 254.5528 | 0 |  | 253.9009 | 0 |  | 254.5528 | 0 |  | 262.3037 | 4.2936e-05 |  | 254.5528 | 1.1029e-05 |  | 616 | 0.55873 |  | 254.2131 | 0 |  | 254.5528 | 0 |  | 254.5528 | 0.00066196 |  | 253.9009 | 0 |  | 254.5528 | 0.00034647 |  | 254.2131 | 0 |  | 252.375 | 0 |  | 254.5528 | 0 |  | 254.5528 | 0
| 254.76 | 0 |  | 254.76 | 0 |  | 254.1063 | 0 |  | 254.11 | 0 |  | 254.76 | 0 |  | 254.1064 | 0 |  | 254.76 | 0 |  | 262.5139 | 1.0685e-05 |  | 254.76 | 0 |  | 617 | 0.549 |  | 254.4195 | 0 |  | 254.76 | 0 |  | 254.76 | 9.99e-05 |  | 254.1064 | 0 |  | 254.76 | 0 |  | 254.4195 | 0 |  | 252.5856 | 0 |  | 254.76 | 0 |  | 254.76 | 0
| 254.9671 | 0 |  | 254.9671 | 0 |  | 254.3118 | 0 |  | 254.31 | 0 |  | 254.9671 | 0 |  | 254.3118 | 0 |  | 254.9671 | 0 |  | 262.7241 | 4.4437e-05 |  | 254.9671 | 1.2393e-05 |  | 618 | 0.53926 |  | 254.6258 | 0 |  | 254.9671 | 0 |  | 254.9671 | 0.00056759 |  | 254.3118 | 0 |  | 254.9671 | 0.00012565 |  | 254.6258 | 0 |  | 252.7961 | 0 |  | 254.9671 | 0 |  | 254.9671 | 0
| 255.1743 | 0 |  | 255.1743 | 0 |  | 254.5172 | 0 |  | 254.52 | 0 |  | 255.1743 | 0 |  | 254.5172 | 0 |  | 255.1743 | 0 |  | 262.9343 | 1.1125e-05 |  | 255.1743 | 0 |  | 619 | 0.52953 |  | 254.8321 | 0 |  | 255.1743 | 0 |  | 255.1743 | 0.00033126 |  | 254.5172 | 0 |  | 255.1743 | 0 |  | 254.8321 | 0 |  | 253.0067 | 0 |  | 255.1743 | 0 |  | 255.1743 | 0
| 255.3815 | 0 |  | 255.3815 | 0 |  | 254.7227 | 0 |  | 254.72 | 0 |  | 255.3815 | 0 |  | 254.7227 | 0 |  | 255.3815 | 0 |  | 263.1445 | 4.6518e-05 |  | 255.3815 | 6.1985e-06 |  | 620 | 0.51979 |  | 255.0385 | 0 |  | 255.3815 | 0 |  | 255.3815 | 0.0010223 |  | 254.7227 | 0 |  | 255.3815 | 0.0003024 |  | 255.0385 | 0 |  | 253.2173 | 0 |  | 255.3815 | 0 |  | 255.3815 | 0
| 255.5888 | 0 |  | 255.5888 | 0 |  | 254.9281 | 0 |  | 254.93 | 0 |  | 255.5888 | 0 |  | 254.9281 | 0 |  | 255.5888 | 0 |  | 263.3547 | 9.3039e-06 |  | 255.5888 | 0 |  | 621 | 0.51005 |  | 255.2449 | 0 |  | 255.5888 | 0 |  | 255.5888 | 5.9504e-05 |  | 254.9281 | 0 |  | 255.5888 | 0 |  | 255.2449 | 0 |  | 253.4279 | 0 |  | 255.5888 | 0 |  | 255.5888 | 0
| 255.796 | 0 |  | 255.796 | 0 |  | 255.1336 | 0 |  | 255.13 | 0 |  | 255.796 | 0 |  | 255.1336 | 0 |  | 255.796 | 0 |  | 263.5649 | 3.8429e-05 |  | 255.796 | 7.3106e-06 |  | 622 | 0.50032 |  | 255.4513 | 0 |  | 255.796 | 0 |  | 255.796 | 0.00081137 |  | 255.1336 | 0 |  | 255.796 | 0.00028707 |  | 255.4513 | 0 |  | 253.6385 | 0 |  | 255.796 | 0 |  | 255.796 | 0
| 256.0032 | 0 |  | 256.0032 | 0 |  | 255.3391 | 0 |  | 255.34 | 0 |  | 256.0032 | 0 |  | 255.3391 | 0 |  | 256.0032 | 0 |  | 263.7751 | 5.9648e-06 |  | 256.0032 | 0 |  | 623 | 0.49058 |  | 255.6577 | 0 |  | 256.0032 | 0 |  | 256.0032 | -0.00019116 |  | 255.3391 | 0 |  | 256.0032 | 0 |  | 255.6577 | 0 |  | 253.8491 | 0 |  | 256.0032 | 0 |  | 256.0032 | 0
| 256.2105 | 0 |  | 256.2105 | 0 |  | 255.5446 | 0 |  | 255.54 | 0 |  | 256.2105 | 0 |  | 255.5446 | 0 |  | 256.2105 | 0 |  | 263.9854 | 4.1181e-05 |  | 256.2105 | 1.9997e-05 |  | 624 | 0.48149 |  | 255.8642 | 0 |  | 256.2105 | 0 |  | 256.2105 | 0.00096846 |  | 255.5446 | 0 |  | 256.2105 | 0.00028534 |  | 255.8642 | 0 |  | 254.0598 | 0 |  | 256.2105 | 0 |  | 256.2105 | 0
| 256.4178 | 0 |  | 256.4178 | 0 |  | 255.7501 | 0 |  | 255.75 | 0 |  | 256.4178 | 0 |  | 255.7501 | 0 |  | 256.4178 | 0 |  | 264.1956 | 1.0666e-05 |  | 256.4178 | 0 |  | 625 | 0.475 |  | 256.0706 | 0 |  | 256.4178 | 0 |  | 256.4178 | -0.00084344 |  | 255.7501 | 0 |  | 256.4178 | 0 |  | 256.0706 | 0 |  | 254.2704 | 0 |  | 256.4178 | 0 |  | 256.4178 | 0
| 256.6251 | 0 |  | 256.6251 | 0 |  | 255.9557 | 0 |  | 255.96 | 0 |  | 256.6251 | 0 |  | 255.9557 | 0 |  | 256.6251 | 0 |  | 264.4059 | 4.3561e-05 |  | 256.6251 | 6.3435e-06 |  | 626 | 0.46851 |  | 256.2771 | 0 |  | 256.6251 | 0 |  | 256.6251 | 0.00075072 |  | 255.9557 | 0 |  | 256.6251 | 0.00026669 |  | 256.2771 | 0 |  | 254.4811 | 0 |  | 256.6251 | 0 |  | 256.6251 | 0
| 256.8324 | 0 |  | 256.8324 | 0 |  | 256.1612 | 0 |  | 256.16 | 0 |  | 256.8324 | 0 |  | 256.1612 | 0 |  | 256.8324 | 0 |  | 264.6162 | 1.3913e-05 |  | 256.8324 | 0 |  | 627 | 0.46202 |  | 256.4836 | 0 |  | 256.8324 | 0 |  | 256.8324 | -0.00017645 |  | 256.1612 | 0 |  | 256.8324 | 0 |  | 256.4836 | 0 |  | 254.6917 | 0 |  | 256.8324 | 0 |  | 256.8324 | 0
| 257.0398 | 0 |  | 257.0398 | 0 |  | 256.3668 | 0 |  | 256.37 | 0 |  | 257.0398 | 0 |  | 256.3668 | 0 |  | 257.0398 | 0 |  | 264.8265 | 4.2863e-05 |  | 257.0398 | 9.9941e-06 |  | 628 | 0.45553 |  | 256.6901 | 0 |  | 257.0398 | 0 |  | 257.0398 | 0.00084128 |  | 256.3668 | 0 |  | 257.0398 | 0.0001989 |  | 256.6901 | 0 |  | 254.9024 | 0 |  | 257.0398 | 0 |  | 257.0398 | 0
| 257.2471 | 0 |  | 257.2471 | 0 |  | 256.5723 | 0 |  | 256.57 | 0 |  | 257.2471 | 0 |  | 256.5723 | 0 |  | 257.2471 | 0 |  | 265.0368 | 1.0106e-05 |  | 257.2471 | 0 |  | 629 | 0.44904 |  | 256.8966 | 0 |  | 257.2471 | 0 |  | 257.2471 | 0.00022334 |  | 256.5723 | 0 |  | 257.2471 | 0 |  | 256.8966 | 0 |  | 255.1131 | 0 |  | 257.2471 | 0 |  | 257.2471 | 0
| 257.4545 | 0 |  | 257.4545 | 0 |  | 256.7779 | 0 |  | 256.78 | 0 |  | 257.4545 | 0 |  | 256.7779 | 0 |  | 257.4545 | 0 |  | 265.2472 | 4.2e-05 |  | 257.4545 | 1.675e-05 |  | 630 | 0.4422 |  | 257.1032 | 0 |  | 257.4545 | 0 |  | 257.4545 | 0.00072418 |  | 256.7779 | 0 |  | 257.4545 | 0.00042366 |  | 257.1032 | 0 |  | 255.3238 | 0 |  | 257.4545 | 0 |  | 257.4545 | 0
| 257.6619 | 0 |  | 257.6619 | 0 |  | 256.9835 | 0 |  | 256.98 | 0 |  | 257.6619 | 0 |  | 256.9835 | 0 |  | 257.6619 | 0 |  | 265.4575 | 7.9803e-06 |  | 257.6619 | 0 |  | 631 | 0.42207 |  | 257.3098 | 0 |  | 257.6619 | 0 |  | 257.6619 | 0.0004856 |  | 256.9835 | 0 |  | 257.6619 | 0 |  | 257.3098 | 0 |  | 255.5345 | 0 |  | 257.6619 | 0 |  | 257.6619 | 0
| 257.8693 | 0 |  | 257.8693 | 0 |  | 257.1891 | 0 |  | 257.19 | 0 |  | 257.8693 | 0 |  | 257.1891 | 0 |  | 257.8693 | 0 |  | 265.6678 | 4.7187e-05 |  | 257.8693 | 9.0088e-06 |  | 632 | 0.41617 |  | 257.5163 | 0 |  | 257.8693 | 0 |  | 257.8693 | 0.00083639 |  | 257.1891 | 0 |  | 257.8693 | 0.00033392 |  | 257.5163 | 0 |  | 255.7452 | 0 |  | 257.8693 | 0 |  | 257.8693 | 0
| 258.0767 | 0 |  | 258.0767 | 0 |  | 257.3948 | 0 |  | 257.39 | 0 |  | 258.0767 | 0 |  | 257.3948 | 0 |  | 258.0767 | 0 |  | 265.8782 | 1.1517e-05 |  | 258.0767 | 0 |  | 633 | 0.40386 |  | 257.7229 | 0 |  | 258.0767 | 0 |  | 258.0767 | 0.00011309 |  | 257.3948 | 0 |  | 258.0767 | 0 |  | 257.7229 | 0 |  | 255.956 | 0 |  | 258.0767 | 0 |  | 258.0767 | 0
| 258.2841 | 0 |  | 258.2841 | 0 |  | 257.6004 | 0 |  | 257.6 | 0 |  | 258.2841 | 0 |  | 257.6004 | 0 |  | 258.2841 | 0 |  | 266.0886 | 4.5029e-05 |  | 258.2841 | 6.7062e-06 |  | 634 | 0.41056 |  | 257.9296 | 0 |  | 258.2841 | 0 |  | 258.2841 | 0.00074287 |  | 257.6004 | 0 |  | 258.2841 | 0.00045185 |  | 257.9296 | 0 |  | 256.1667 | 0 |  | 258.2841 | 0 |  | 258.2841 | 0
| 258.4916 | 0 |  | 258.4916 | 0 |  | 257.8061 | 0 |  | 257.81 | 0 |  | 258.4916 | 0 |  | 257.8061 | 0 |  | 258.4916 | 0 |  | 266.299 | 1.1231e-05 |  | 258.4916 | 0 |  | 635 | 0.40148 |  | 258.1362 | 0 |  | 258.4916 | 0 |  | 258.4916 | -0.00028999 |  | 257.8061 | 0 |  | 258.4916 | 0 |  | 258.1362 | 0 |  | 256.3774 | 0 |  | 258.4916 | 0 |  | 258.4916 | 0
| 258.699 | 0 |  | 258.699 | 0 |  | 258.0118 | 0 |  | 258.01 | 0 |  | 258.699 | 0 |  | 258.0117 | 0 |  | 258.699 | 0 |  | 266.5094 | 4.2188e-05 |  | 258.699 | 7.634e-06 |  | 636 | 0.3924 |  | 258.3428 | 0 |  | 258.699 | 0 |  | 258.699 | 0.00026618 |  | 258.0117 | 0 |  | 258.699 | 0.00029252 |  | 258.3428 | 0 |  | 256.5882 | 0 |  | 258.699 | 0 |  | 258.699 | 0
| 258.9065 | 0 |  | 258.9065 | 0 |  | 258.2174 | 0 |  | 258.22 | 0 |  | 258.9065 | 0 |  | 258.2174 | 0 |  | 258.9065 | 0 |  | 266.7198 | 1.1682e-05 |  | 258.9065 | 0 |  | 637 | 0.38332 |  | 258.5495 | 0 |  | 258.9065 | 0 |  | 258.9065 | -9.4763e-05 |  | 258.2174 | 0 |  | 258.9065 | 0 |  | 258.5495 | 0 |  | 256.799 | 0 |  | 258.9065 | 0 |  | 258.9065 | 0
| 259.114 | 0 |  | 259.114 | 0 |  | 258.4231 | 0 |  | 258.42 | 0 |  | 259.114 | 0 |  | 258.4231 | 0 |  | 259.114 | 0 |  | 266.9302 | 4.0216e-05 |  | 259.114 | 7.048e-06 |  | 638 | 0.37425 |  | 258.7562 | 0 |  | 259.114 | 0 |  | 259.114 | 0.0009402 |  | 258.4231 | 0 |  | 259.114 | 0.00032739 |  | 258.7562 | 0 |  | 257.0098 | 0 |  | 259.114 | 0 |  | 259.114 | 0
| 259.3215 | 0 |  | 259.3215 | 0 |  | 258.6288 | 0 |  | 258.63 | 0 |  | 259.3215 | 0 |  | 258.6288 | 0 |  | 259.3215 | 0 |  | 267.1406 | 8.6979e-06 |  | 259.3215 | 0 |  | 639 | 0.36517 |  | 258.9629 | 0 |  | 259.3215 | 0 |  | 259.3215 | 0.00051886 |  | 258.6288 | 0 |  | 259.3215 | 0 |  | 258.9629 | 0 |  | 257.2206 | 0 |  | 259.3215 | 0 |  | 259.3215 | 0
| 259.5291 | 0 |  | 259.5291 | 0 |  | 258.8346 | 0 |  | 258.83 | 0 |  | 259.5291 | 0 |  | 258.8346 | 0 |  | 259.5291 | 0 |  | 267.3511 | 4.4121e-05 |  | 259.529 | 1.3005e-05 |  | 640 | 0.35609 |  | 259.1696 | 0 |  | 259.5291 | 0 |  | 259.5291 | 0.00094878 |  | 258.8346 | 0 |  | 259.529 | 0.00027518 |  | 259.1696 | 0 |  | 257.4314 | 0 |  | 259.5291 | 0 |  | 259.5291 | 0
| 259.7366 | 0 |  | 259.7366 | 0 |  | 259.0403 | 0 |  | 259.04 | 0 |  | 259.7366 | 0 |  | 259.0403 | 0 |  | 259.7366 | 0 |  | 267.5615 | 1.3853e-05 |  | 259.7366 | 0 |  | 641 | 0.34702 |  | 259.3764 | 0 |  | 259.7366 | 0 |  | 259.7366 | -8.4202e-05 |  | 259.0403 | 0 |  | 259.7366 | 0 |  | 259.3764 | 0 |  | 257.6422 | 0 |  | 259.7366 | 0 |  | 259.7366 | 0
| 259.9442 | 0 |  | 259.9442 | 0 |  | 259.2461 | 0 |  | 259.25 | 0 |  | 259.9442 | 0 |  | 259.2461 | 0 |  | 259.9442 | 0 |  | 267.772 | 4.5104e-05 |  | 259.9442 | 1.275e-05 |  | 642 | 0.33926 |  | 259.5831 | 0 |  | 259.9442 | 0 |  | 259.9442 | 0.00090936 |  | 259.2461 | 0 |  | 259.9442 | 0.00037179 |  | 259.5831 | 0 |  | 257.853 | 0 |  | 259.9442 | 0 |  | 259.9442 | 0
| 260.1517 | 0 |  | 260.1517 | 0 |  | 259.4518 | 0 |  | 259.45 | 0 |  | 260.1517 | 0 |  | 259.4518 | 0 |  | 260.1517 | 0 |  | 267.9825 | 1.2508e-05 |  | 260.1518 | 0 |  | 643 | 0.33168 |  | 259.7899 | 0 |  | 260.1517 | 0 |  | 260.1518 | 3.0962e-05 |  | 259.4518 | 0 |  | 260.1518 | 0 |  | 259.7899 | 0 |  | 258.0638 | 0 |  | 260.1517 | 0 |  | 260.1517 | 0
| 260.3594 | 0 |  | 260.3594 | 0 |  | 259.6576 | 0 |  | 259.66 | 0 |  | 260.3593 | 0 |  | 259.6576 | 0 |  | 260.3593 | 0 |  | 268.193 | 4.0806e-05 |  | 260.3593 | 7.0805e-06 |  | 644 | 0.32409 |  | 259.9967 | 0 |  | 260.3593 | 0 |  | 260.3593 | 0.0011237 |  | 259.6576 | 0 |  | 260.3593 | 0.00030406 |  | 259.9967 | 0 |  | 258.2747 | 0 |  | 260.3593 | 0 |  | 260.3593 | 0
| 260.567 | 0 |  | 260.567 | 0 |  | 259.8634 | 0 |  | 259.86 | 0 |  | 260.567 | 0 |  | 259.8634 | 0 |  | 260.567 | 0 |  | 268.4035 | 5.9044e-06 |  | 260.567 | 0 |  | 645 | 0.3165 |  | 260.2035 | 0 |  | 260.567 | 0 |  | 260.567 | 0.00014946 |  | 259.8634 | 0 |  | 260.567 | 0 |  | 260.2035 | 0 |  | 258.4855 | 0 |  | 260.567 | 0 |  | 260.567 | 0
| 260.7746 | 0 |  | 260.7746 | 0 |  | 260.0692 | 0 |  | 260.07 | 0 |  | 260.7746 | 0 |  | 260.0692 | 0 |  | 260.7746 | 0 |  | 268.614 | 4.4529e-05 |  | 260.7746 | 9.5139e-06 |  | 646 | 0.30974 |  | 260.4103 | 0 |  | 260.7746 | 0 |  | 260.7746 | 0.0012216 |  | 260.0692 | 0 |  | 260.7746 | 0.00028936 |  | 260.4103 | 0 |  | 258.6964 | 0 |  | 260.7746 | 0 |  | 260.7746 | 0
| 260.9822 | 0 |  | 260.9822 | 0 |  | 260.2751 | 0 |  | 260.28 | 0 |  | 260.9822 | 0 |  | 260.2751 | 0 |  | 260.9822 | 0 |  | 268.8246 | 5.3489e-06 |  | 260.9822 | 0 |  | 647 | 0.30361 |  | 260.6172 | 0 |  | 260.9822 | 0 |  | 260.9822 | 5.7574e-05 |  | 260.2751 | 0 |  | 260.9822 | 0 |  | 260.6172 | 0 |  | 258.9073 | 0 |  | 260.9822 | 0 |  | 260.9822 | 0
| 261.1899 | 0 |  | 261.1899 | 0 |  | 260.4809 | 0 |  | 260.48 | 0 |  | 261.1899 | 0 |  | 260.4809 | 0 |  | 261.1899 | 0 |  | 269.0351 | 4.3055e-05 |  | 261.1899 | 1.2336e-05 |  | 648 | 0.29748 |  | 260.8241 | 0 |  | 261.1899 | 0 |  | 261.1899 | 0.00098389 |  | 260.4809 | 0 |  | 261.1899 | 0.00022353 |  | 260.8241 | 0 |  | 259.1182 | 0 |  | 261.1899 | 0 |  | 261.1899 | 0
| 261.3976 | 0 |  | 261.3976 | 0 |  | 260.6867 | 0 |  | 260.69 | 0 |  | 261.3976 | 0 |  | 260.6867 | 0 |  | 261.3976 | 0 |  | 269.2456 | 7.7596e-06 |  | 261.3976 | 0 |  | 649 | 0.29136 |  | 261.0309 | 0 |  | 261.3976 | 0 |  | 261.3976 | -9.4267e-05 |  | 260.6867 | 0 |  | 261.3976 | 0 |  | 261.0309 | 0 |  | 259.329 | 0 |  | 261.3976 | 0 |  | 261.3976 | 0
| 261.6053 | 0 |  | 261.6053 | 0 |  | 260.8926 | 0 |  | 260.89 | 0 |  | 261.6053 | 0 |  | 260.8926 | 0 |  | 261.6053 | 0 |  | 269.4562 | 4.2733e-05 |  | 261.6053 | 1.9069e-05 |  | 650 | 0.28523 |  | 261.2378 | 0 |  | 261.6053 | 0 |  | 261.6053 | 0.00046183 |  | 260.8926 | 0 |  | 261.6053 | 0.00043169 |  | 261.2378 | 0 |  | 259.5399 | 0 |  | 261.6053 | 0 |  | 261.6053 | 0
| 261.813 | 0 |  | 261.813 | 0 |  | 261.0985 | 0 |  | 261.1 | 0 |  | 261.813 | 0 |  | 261.0985 | 0 |  | 261.813 | 0 |  | 269.6668 | 7.9416e-06 |  | 261.813 | 0 |  | 651 | 0.27911 |  | 261.4448 | 0 |  | 261.813 | 0 |  | 261.813 | 0.00047166 |  | 261.0985 | 0 |  | 261.813 | 0 |  | 261.4448 | 0 |  | 259.7509 | 0 |  | 261.813 | 0 |  | 261.813 | 0
| 262.0207 | 0 |  | 262.0207 | 0 |  | 261.3043 | 0 |  | 261.3 | 0 |  | 262.0207 | 0 |  | 261.3044 | 0 |  | 262.0207 | 0 |  | 269.8774 | 4.3282e-05 |  | 262.0207 | 1.215e-05 |  | 652 | 0.27298 |  | 261.6517 | 0 |  | 262.0207 | 0 |  | 262.0207 | 0.00073098 |  | 261.3044 | 0 |  | 262.0207 | 0.00039939 |  | 261.6517 | 0 |  | 259.9618 | 0 |  | 262.0207 | 0 |  | 262.0207 | 0
| 262.2284 | 0 |  | 262.2284 | 0 |  | 261.5103 | 0 |  | 261.51 | 0 |  | 262.2284 | 0 |  | 261.5103 | 0 |  | 262.2284 | 0 |  | 270.088 | 1.0788e-05 |  | 262.2284 | 0 |  | 653 | 0.26686 |  | 261.8586 | 0 |  | 262.2284 | 0 |  | 262.2284 | -9.6308e-05 |  | 261.5103 | 0 |  | 262.2284 | 0 |  | 261.8586 | 0 |  | 260.1728 | 0 |  | 262.2284 | 0 |  | 262.2284 | 0
| 262.4362 | 0 |  | 262.4362 | 0 |  | 261.7162 | 0 |  | 261.72 | 0 |  | 262.4362 | 0 |  | 261.7162 | 0 |  | 262.4362 | 0 |  | 270.2986 | 4.2797e-05 |  | 262.4362 | 7.2949e-06 |  | 654 | 0.26107 |  | 262.0656 | 0 |  | 262.4362 | 0 |  | 262.4362 | 0.00084124 |  | 261.7162 | 0 |  | 262.4362 | 0.00032268 |  | 262.0656 | 0 |  | 260.3837 | 0 |  | 262.4362 | 0 |  | 262.4362 | 0
| 262.644 | 0 |  | 262.644 | 0 |  | 261.9221 | 0 |  | 261.92 | 0 |  | 262.644 | 0 |  | 261.9221 | 0 |  | 262.644 | 0 |  | 270.5092 | 9.5812e-06 |  | 262.644 | 0 |  | 655 | 0.25559 |  | 262.2726 | 0 |  | 262.644 | 0 |  | 262.644 | -0.00021341 |  | 261.9221 | 0 |  | 262.644 | 0 |  | 262.2726 | 0 |  | 260.5947 | 0 |  | 262.644 | 0 |  | 262.644 | 0
| 262.8518 | 0 |  | 262.8518 | 0 |  | 262.1281 | 0 |  | 262.13 | 0 |  | 262.8518 | 0 |  | 262.1281 | 0 |  | 262.8518 | 0 |  | 270.7199 | 4.4182e-05 |  | 262.8517 | 6.3017e-06 |  | 656 | 0.25011 |  | 262.4796 | 0 |  | 262.8518 | 0 |  | 262.8517 | 0.00070921 |  | 262.1281 | 0 |  | 262.8517 | 0.00033098 |  | 262.4796 | 0 |  | 260.8056 | 0 |  | 262.8518 | 0 |  | 262.8518 | 0
| 263.0596 | 0 |  | 263.0596 | 0 |  | 262.334 | 0 |  | 262.33 | 0 |  | 263.0596 | 0 |  | 262.334 | 0 |  | 263.0596 | 0 |  | 270.9305 | 5.7805e-06 |  | 263.0596 | 0 |  | 657 | 0.24464 |  | 262.6866 | 0 |  | 263.0596 | 0 |  | 263.0596 | 1.2435e-05 |  | 262.334 | 0 |  | 263.0596 | 0 |  | 262.6866 | 0 |  | 261.0166 | 0 |  | 263.0596 | 0 |  | 263.0596 | 0
| 263.2674 | 0 |  | 263.2674 | 0 |  | 262.54 | 0 |  | 262.54 | 0 |  | 263.2674 | 0 |  | 262.54 | 0 |  | 263.2674 | 0 |  | 271.1412 | 4.6137e-05 |  | 263.2674 | 9.2103e-06 |  | 658 | 0.23918 |  | 262.8937 | 0 |  | 263.2674 | 0 |  | 263.2674 | 0.0010513 |  | 262.54 | 0 |  | 263.2674 | 0.00036156 |  | 262.8937 | 0 |  | 261.2276 | 0 |  | 263.2674 | 0 |  | 263.2674 | 0
| 263.4752 | 0 |  | 263.4752 | 0 |  | 262.746 | 0 |  | 262.75 | 0 |  | 263.4752 | 0 |  | 262.746 | 0 |  | 263.4752 | 0 |  | 271.3519 | 9.9914e-06 |  | 263.4752 | 0 |  | 659 | 0.23382 |  | 263.1007 | 0 |  | 263.4752 | 0 |  | 263.4752 | 2.4876e-05 |  | 262.746 | 0 |  | 263.4752 | 0 |  | 263.1007 | 0 |  | 261.4386 | 0 |  | 263.4752 | 0 |  | 263.4752 | 0
| 263.6831 | 0 |  | 263.6831 | 0 |  | 262.952 | 0 |  | 262.95 | 0 |  | 263.6831 | 0 |  | 262.952 | 0 |  | 263.6831 | 0 |  | 271.5626 | 4.2721e-05 |  | 263.6831 | 1.0001e-05 |  | 660 | 0.22846 |  | 263.3078 | 0 |  | 263.6831 | 0 |  | 263.6831 | 0.00029402 |  | 262.952 | 0 |  | 263.6831 | 0.00028282 |  | 263.3078 | 0 |  | 261.6496 | 0 |  | 263.6831 | 0 |  | 263.6831 | 0
| 263.8909 | 0 |  | 263.8909 | 0 |  | 263.158 | 0 |  | 263.16 | 0 |  | 263.8909 | 0 |  | 263.158 | 0 |  | 263.8909 | 0 |  | 271.7733 | 6.6451e-06 |  | 263.891 | 0 |  | 661 | 0.2231 |  | 263.5149 | 0 |  | 263.8909 | 0 |  | 263.891 | -0.00015841 |  | 263.158 | 0 |  | 263.891 | 0 |  | 263.5149 | 0 |  | 261.8606 | 0 |  | 263.8909 | 0 |  | 263.8909 | 0
| 264.0988 | 0 |  | 264.0988 | 0 |  | 263.364 | 0 |  | 263.36 | 0 |  | 264.0988 | 0 |  | 263.364 | 0 |  | 264.0988 | 0 |  | 271.984 | 4.3626e-05 |  | 264.0989 | 1.4008e-05 |  | 662 | 0.21774 |  | 263.722 | 0 |  | 264.0988 | 0 |  | 264.0988 | 0.0006684 |  | 263.364 | 0 |  | 264.0989 | 0.00043577 |  | 263.722 | 0 |  | 262.0717 | 0 |  | 264.0988 | 0 |  | 264.0988 | 0
| 264.3067 | 0 |  | 264.3067 | 0 |  | 263.5701 | 0 |  | 263.57 | 0 |  | 264.3067 | 0 |  | 263.5701 | 0 |  | 264.3067 | 0 |  | 272.1947 | 5.8227e-06 |  | 264.3067 | 0 |  | 663 | 0.21237 |  | 263.9291 | 0 |  | 264.3067 | 0 |  | 264.3067 | 0.00042727 |  | 263.5701 | 0 |  | 264.3067 | 0 |  | 263.9291 | 0 |  | 262.2827 | 0 |  | 264.3067 | 0 |  | 264.3067 | 0
| 264.5147 | 0 |  | 264.5147 | 0 |  | 263.7761 | 0 |  | 263.78 | 0 |  | 264.5147 | 0 |  | 263.7761 | 0 |  | 264.5147 | 0 |  | 272.4055 | 4.3091e-05 |  | 264.5147 | 1.5732e-05 |  | 664 | 0.20701 |  | 264.1363 | 0 |  | 264.5147 | 0 |  | 264.5146 | 0.00037413 |  | 263.7761 | 0 |  | 264.5147 | 0.00035275 |  | 264.1363 | 0 |  | 262.4938 | 0 |  | 264.5147 | 0 |  | 264.5147 | 0
| 264.7226 | 0 |  | 264.7226 | 0 |  | 263.9822 | 0 |  | 263.98 | 0 |  | 264.7226 | 0 |  | 263.9822 | 0 |  | 264.7226 | 0 |  | 272.6162 | 9.0891e-06 |  | 264.7226 | 0 |  | 665 | 0.20207 |  | 264.3434 | 0 |  | 264.7226 | 0 |  | 264.7226 | -0.0001438 |  | 263.9822 | 0 |  | 264.7226 | 0 |  | 264.3435 | 0 |  | 262.7048 | 0 |  | 264.7226 | 0 |  | 264.7226 | 0
| 264.9305 | 0 |  | 264.9305 | 0 |  | 264.1883 | 0 |  | 264.19 | 0 |  | 264.9305 | 0 |  | 264.1883 | 0 |  | 264.9305 | 0 |  | 272.827 | 4.1291e-05 |  | 264.9305 | 1.7725e-05 |  | 666 | 0.19778 |  | 264.5506 | 0 |  | 264.9305 | 0 |  | 264.9305 | 0.000165 |  | 264.1883 | 0 |  | 264.9305 | 0.00034289 |  | 264.5506 | 0 |  | 262.9159 | 0 |  | 264.9305 | 0 |  | 264.9305 | 0
| 265.1385 | 0 |  | 265.1385 | 0 |  | 264.3944 | 0 |  | 264.39 | 0 |  | 265.1385 | 0 |  | 264.3944 | 0 |  | 265.1385 | 0 |  | 273.0378 | 1.0734e-05 |  | 265.1385 | 0 |  | 667 | 0.19349 |  | 264.7578 | 0 |  | 265.1385 | 0 |  | 265.1385 | -0.00013002 |  | 264.3944 | 0 |  | 265.1385 | 0 |  | 264.7578 | 0 |  | 263.127 | 0 |  | 265.1385 | 0 |  | 265.1385 | 0
| 265.3465 | 0 |  | 265.3465 | 0 |  | 264.6005 | 0 |  | 264.6 | 0 |  | 265.3465 | 0 |  | 264.6005 | 0 |  | 265.3465 | 0 |  | 273.2485 | 4.2066e-05 |  | 265.3465 | 1.003e-05 |  | 668 | 0.18921 |  | 264.965 | 0 |  | 265.3465 | 0 |  | 265.3465 | 0.0004147 |  | 264.6005 | 0 |  | 265.3465 | 8.4238e-05 |  | 264.9651 | 0 |  | 263.3381 | 0 |  | 265.3465 | 0 |  | 265.3465 | 0
| 265.5545 | 0 |  | 265.5545 | 0 |  | 264.8066 | 0 |  | 264.81 | 0 |  | 265.5545 | 0 |  | 264.8066 | 0 |  | 265.5545 | 0 |  | 273.4594 | 1.1267e-05 |  | 265.5545 | 0 |  | 669 | 0.18492 |  | 265.1723 | 0 |  | 265.5545 | 0 |  | 265.5545 | 0.00025464 |  | 264.8066 | 0 |  | 265.5545 | 0 |  | 265.1723 | 0 |  | 263.5492 | 0 |  | 265.5545 | 0 |  | 265.5545 | 0
| 265.7625 | 0 |  | 265.7625 | 0 |  | 265.0128 | 0 |  | 265.01 | 0 |  | 265.7625 | 0 |  | 265.0128 | 0 |  | 265.7625 | 0 |  | 273.6701 | 4.5975e-05 |  | 265.7625 | 5.3402e-06 |  | 670 | 0.18063 |  | 265.3795 | 0 |  | 265.7625 | 0 |  | 265.7625 | 0.00017827 |  | 265.0128 | 0 |  | 265.7625 | 0.00012738 |  | 265.3795 | 0 |  | 263.7603 | 0 |  | 265.7625 | 0 |  | 265.7625 | 0
| 265.9705 | 0 |  | 265.9705 | 0 |  | 265.2189 | 0 |  | 265.22 | 0 |  | 265.9705 | 0 |  | 265.2189 | 0 |  | 265.9705 | 0 |  | 273.881 | 8.5907e-06 |  | 265.9706 | 0 |  | 671 | 0.17634 |  | 265.5868 | 0 |  | 265.9705 | 0 |  | 265.9706 | 0.00015882 |  | 265.2189 | 0 |  | 265.9706 | 0 |  | 265.5868 | 0 |  | 263.9714 | 0 |  | 265.9705 | 0 |  | 265.9705 | 0
| 266.1786 | 0 |  | 266.1786 | 0 |  | 265.4251 | 0 |  | 265.43 | 0 |  | 266.1786 | 0 |  | 265.4251 | 0 |  | 266.1786 | 0 |  | 274.0918 | 4.2815e-05 |  | 266.1786 | 1.4898e-05 |  | 672 | 0.17217 |  | 265.7941 | 0 |  | 266.1786 | 0 |  | 266.1786 | 0.00064486 |  | 265.4251 | 0 |  | 266.1786 | 0.00033863 |  | 265.7941 | 0 |  | 264.1826 | 0 |  | 266.1786 | 0 |  | 266.1786 | 0
| 266.3867 | 0 |  | 266.3867 | 0 |  | 265.6313 | 0 |  | 265.63 | 0 |  | 266.3867 | 0 |  | 265.6313 | 0 |  | 266.3867 | 0 |  | 274.3027 | 1.0022e-05 |  | 266.3867 | 0 |  | 673 | 0.16809 |  | 266.0014 | 0 |  | 266.3867 | 0 |  | 266.3867 | -0.000432 |  | 265.6313 | 0 |  | 266.3867 | 0 |  | 266.0014 | 0 |  | 264.3937 | 0 |  | 266.3867 | 0 |  | 266.3867 | 0
| 266.5947 | 0 |  | 266.5947 | 0 |  | 265.8374 | 0 |  | 265.84 | 0 |  | 266.5947 | 0 |  | 265.8374 | 0 |  | 266.5947 | 0 |  | 274.5135 | 4.2596e-05 |  | 266.5947 | 1.0031e-05 |  | 674 | 0.16401 |  | 266.2087 | 0 |  | 266.5947 | 0 |  | 266.5947 | 0.00056426 |  | 265.8374 | 0 |  | 266.5947 | 0.00021401 |  | 266.2087 | 0 |  | 264.6049 | 0 |  | 266.5947 | 0 |  | 266.5947 | 0
| 266.8028 | 0 |  | 266.8028 | 0 |  | 266.0436 | 0 |  | 266.04 | 0 |  | 266.8028 | 0 |  | 266.0436 | 0 |  | 266.8028 | 0 |  | 274.7244 | 1.317e-05 |  | 266.8028 | 0 |  | 675 | 0.15993 |  | 266.4161 | 0 |  | 266.8028 | 0 |  | 266.8028 | -0.00017051 |  | 266.0436 | 0 |  | 266.8028 | 0 |  | 266.416 | 0 |  | 264.8161 | 0 |  | 266.8028 | 0 |  | 266.8028 | 0
| 267.0109 | 0 |  | 267.0109 | 0 |  | 266.2499 | 0 |  | 266.25 | 0 |  | 267.0109 | 0 |  | 266.2499 | 0 |  | 267.0109 | 0 |  | 274.9353 | 4.5445e-05 |  | 267.011 | 5.6979e-06 |  | 676 | 0.15584 |  | 266.6234 | 0 |  | 267.0109 | 0 |  | 267.011 | 0.00086655 |  | 266.2499 | 0 |  | 267.011 | 0.00031663 |  | 266.6234 | 0 |  | 265.0273 | 0 |  | 267.0109 | 0 |  | 267.0109 | 0
| 267.2191 | 0 |  | 267.2191 | 0 |  | 266.4561 | 0 |  | 266.46 | 0 |  | 267.2191 | 0 |  | 266.4561 | 0 |  | 267.2191 | 0 |  | 275.1462 | 1.027e-05 |  | 267.2191 | 0 |  | 677 | 0.15176 |  | 266.8308 | 0 |  | 267.2191 | 0 |  | 267.2191 | 0.00023604 |  | 266.4561 | 0 |  | 267.2191 | 0 |  | 266.8308 | 0 |  | 265.2384 | 0 |  | 267.2191 | 0 |  | 267.2191 | 0
| 267.4272 | 0 |  | 267.4272 | 0 |  | 266.6624 | 0 |  | 266.66 | 0 |  | 267.4272 | 0 |  | 266.6624 | 0 |  | 267.4272 | 0 |  | 275.3571 | 4.9104e-05 |  | 267.4272 | 5.5534e-06 |  | 678 | 0.14768 |  | 267.0382 | 0 |  | 267.4272 | 0 |  | 267.4272 | 0.00095481 |  | 266.6624 | 0 |  | 267.4272 | 0.00010355 |  | 267.0382 | 0 |  | 265.4496 | 0 |  | 267.4272 | 0 |  | 267.4272 | 0
| 267.6354 | 0 |  | 267.6354 | 0 |  | 266.8686 | 0 |  | 266.87 | 0 |  | 267.6354 | 0 |  | 266.8686 | 0 |  | 267.6354 | 0 |  | 275.568 | 4.7523e-06 |  | 267.6354 | 0 |  | 679 | 0.1436 |  | 267.2456 | 0 |  | 267.6354 | 0 |  | 267.6354 | 0.00023208 |  | 266.8686 | 0 |  | 267.6354 | 0 |  | 267.2456 | 0 |  | 265.6609 | 0 |  | 267.6354 | 0 |  | 267.6354 | 0
| 267.8436 | 0 |  | 267.8436 | 0 |  | 267.0749 | 0 |  | 267.07 | 0 |  | 267.8436 | 0 |  | 267.0749 | 0 |  | 267.8436 | 0 |  | 275.7789 | 4.2053e-05 |  | 267.8436 | 9.8941e-06 |  | 680 | 0.14002 |  | 267.453 | 0 |  | 267.8436 | 0 |  | 267.8436 | 0.00056148 |  | 267.0749 | 0 |  | 267.8436 | 0.00031106 |  | 267.453 | 0 |  | 265.8721 | 0 |  | 267.8436 | 0 |  | 267.8436 | 0
| 268.0518 | 0 |  | 268.0518 | 0 |  | 267.2812 | 0 |  | 267.28 | 0 |  | 268.0518 | 0 |  | 267.2812 | 0 |  | 268.0518 | 0 |  | 275.9899 | 3.624e-06 |  | 268.0518 | 0 |  | 681 | 0.13685 |  | 267.6605 | 0 |  | 268.0518 | 0 |  | 268.0518 | 0.00062626 |  | 267.2812 | 0 |  | 268.0518 | 0 |  | 267.6605 | 0 |  | 266.0833 | 0 |  | 268.0518 | 0 |  | 268.0518 | 0
| 268.26 | 0 |  | 268.26 | 0 |  | 267.4875 | 0 |  | 267.49 | 0 |  | 268.26 | 0 |  | 267.4875 | 0 |  | 268.26 | 0 |  | 276.2008 | 4.3968e-05 |  | 268.26 | 1.4106e-05 |  | 682 | 0.13367 |  | 267.8679 | 0 |  | 268.26 | 0 |  | 268.2599 | 0.0011888 |  | 267.4875 | 0 |  | 268.26 | 0.00031711 |  | 267.8679 | 0 |  | 266.2946 | 0 |  | 268.26 | 0 |  | 268.26 | 0
| 268.4682 | 0 |  | 268.4682 | 0 |  | 267.6938 | 0 |  | 267.69 | 0 |  | 268.4682 | 0 |  | 267.6938 | 0 |  | 268.4682 | 0 |  | 276.4118 | 1.1307e-05 |  | 268.4682 | 0 |  | 683 | 0.1305 |  | 268.0754 | 0 |  | 268.4682 | 0 |  | 268.4682 | -0.00021092 |  | 267.6938 | 0 |  | 268.4682 | 0 |  | 268.0754 | 0 |  | 266.5058 | 0 |  | 268.4682 | 0 |  | 268.4682 | 0
| 268.6764 | 0 |  | 268.6764 | 0 |  | 267.9001 | 0 |  | 267.9 | 0 |  | 268.6764 | 0 |  | 267.9001 | 0 |  | 268.6764 | 0 |  | 276.6228 | 4.6789e-05 |  | 268.6764 | 1.4188e-05 |  | 684 | 0.12732 |  | 268.2829 | 0 |  | 268.6764 | 0 |  | 268.6764 | 0.00067986 |  | 267.9001 | 0 |  | 268.6764 | 0.00023172 |  | 268.2829 | 0 |  | 266.7171 | 0 |  | 268.6764 | 0 |  | 268.6764 | 0
| 268.8847 | 0 |  | 268.8847 | 0 |  | 268.1065 | 0 |  | 268.11 | 0 |  | 268.8847 | 0 |  | 268.1065 | 0 |  | 268.8847 | 0 |  | 276.8338 | 1.0936e-05 |  | 268.8847 | 0 |  | 685 | 0.12415 |  | 268.4904 | 0 |  | 268.8847 | 0 |  | 268.8847 | -0.00012628 |  | 268.1065 | 0 |  | 268.8847 | 0 |  | 268.4904 | 0 |  | 266.9283 | 0 |  | 268.8847 | 0 |  | 268.8847 | 0
| 269.093 | 0 |  | 269.093 | 0 |  | 268.3128 | 0 |  | 268.31 | 0 |  | 269.093 | 0 |  | 268.3128 | 0 |  | 269.093 | 0 |  | 277.0448 | 4.4358e-05 |  | 269.093 | 1.0984e-05 |  | 686 | 0.12097 |  | 268.6979 | 0 |  | 269.093 | 0 |  | 269.093 | 0.00047262 |  | 268.3128 | 0 |  | 269.093 | 0.00025058 |  | 268.6979 | 0 |  | 267.1396 | 0 |  | 269.093 | 0 |  | 269.093 | 0
| 269.3012 | 0 |  | 269.3012 | 0 |  | 268.5192 | 0 |  | 268.52 | 0 |  | 269.3013 | 0 |  | 268.5192 | 0 |  | 269.3013 | 0 |  | 277.2558 | 1.3813e-05 |  | 269.3012 | 0 |  | 687 | 0.1178 |  | 268.9055 | 0 |  | 269.3013 | 0 |  | 269.3012 | 6.5891e-05 |  | 268.5192 | 0 |  | 269.3012 | 0 |  | 268.9055 | 0 |  | 267.3509 | 0 |  | 269.3013 | 0 |  | 269.3013 | 0
| 269.5096 | 0 |  | 269.5096 | 0 |  | 268.7256 | 0 |  | 268.73 | 0 |  | 269.5096 | 0 |  | 268.7256 | 0 |  | 269.5096 | 0 |  | 277.4669 | 4.5869e-05 |  | 269.5095 | 1.1425e-05 |  | 688 | 0.1149 |  | 269.113 | 0 |  | 269.5096 | 0 |  | 269.5096 | 3.3671e-05 |  | 268.7256 | 0 |  | 269.5095 | 0 |  | 269.113 | 0 |  | 267.5622 | 0 |  | 269.5096 | 0 |  | 269.5096 | 0
| 269.7179 | 0 |  | 269.7179 | 0 |  | 268.932 | 0 |  | 268.93 | 0 |  | 269.7179 | 0 |  | 268.932 | 0 |  | 269.7179 | 0 |  | 277.6779 | 8.6094e-06 |  | 269.7179 | 0 |  | 689 | 0.11225 |  | 269.3206 | 0 |  | 269.7179 | 0 |  | 269.7179 | 7.5315e-05 |  | 268.932 | 0 |  | 269.7179 | 0 |  | 269.3206 | 0 |  | 267.7735 | 0 |  | 269.7179 | 0 |  | 269.7179 | 0
| 269.9262 | 0 |  | 269.9262 | 0 |  | 269.1384 | 0 |  | 269.14 | 0 |  | 269.9262 | 0 |  | 269.1384 | 0 |  | 269.9262 | 0 |  | 277.8889 | 4.3961e-05 |  | 269.9262 | 1.7014e-05 |  | 690 | 0.10959 |  | 269.5282 | 0 |  | 269.9262 | 0 |  | 269.9262 | 0.00080484 |  | 269.1384 | 0 |  | 269.9262 | 0.00047616 |  | 269.5282 | 0 |  | 267.9849 | 0 |  | 269.9262 | 0 |  | 269.9262 | 0
| 270.1346 | 0 |  | 270.1346 | 0 |  | 269.3448 | 0 |  | 269.34 | 0 |  | 270.1346 | 0 |  | 269.3448 | 0 |  | 270.1346 | 0 |  | 278.1 | 1.0459e-05 |  | 270.1346 | 0 |  | 691 | 0.10694 |  | 269.7359 | 0 |  | 270.1346 | 0 |  | 270.1346 | -0.00033205 |  | 269.3448 | 0 |  | 270.1346 | 0 |  | 269.7359 | 0 |  | 268.1962 | 0 |  | 270.1346 | 0 |  | 270.1346 | 0
| 270.3429 | 0 |  | 270.3429 | 0 |  | 269.5512 | 0 |  | 269.55 | 0 |  | 270.3429 | 0 |  | 269.5512 | 0 |  | 270.3429 | 0 |  | 278.3111 | 4.3139e-05 |  | 270.3429 | 9.847e-06 |  | 692 | 0.10429 |  | 269.9435 | 0 |  | 270.3429 | 0 |  | 270.3429 | 0.00076127 |  | 269.5512 | 0 |  | 270.3429 | 0.00014785 |  | 269.9435 | 0 |  | 268.4076 | 0 |  | 270.3429 | 0 |  | 270.3429 | 0
| 270.5513 | 0 |  | 270.5513 | 0 |  | 269.7577 | 0 |  | 269.76 | 0 |  | 270.5513 | 0 |  | 269.7577 | 0 |  | 270.5513 | 0 |  | 278.5222 | 1.3947e-05 |  | 270.5513 | 0 |  | 693 | 0.10164 |  | 270.1511 | 0 |  | 270.5513 | 0 |  | 270.5513 | -0.00030637 |  | 269.7577 | 0 |  | 270.5513 | 0 |  | 270.1511 | 0 |  | 268.6189 | 0 |  | 270.5513 | 0 |  | 270.5513 | 0
| 270.7597 | 0 |  | 270.7597 | 0 |  | 269.9642 | 0 |  | 269.96 | 0 |  | 270.7597 | 0 |  | 269.9642 | 0 |  | 270.7597 | 0 |  | 278.7333 | 4.7023e-05 |  | 270.7597 | 8.1107e-06 |  | 694 | 0.098986 |  | 270.3588 | 0 |  | 270.7597 | 0 |  | 270.7597 | 1.4445e-05 |  | 269.9642 | 0 |  | 270.7597 | 0.00037346 |  | 270.3588 | 0 |  | 268.8303 | 0 |  | 270.7597 | 0 |  | 270.7597 | 0
| 270.9681 | 0 |  | 270.9681 | 0 |  | 270.1707 | 0 |  | 270.17 | 0 |  | 270.9681 | 0 |  | 270.1707 | 0 |  | 270.9681 | 0 |  | 278.9444 | 1.2256e-05 |  | 270.9681 | 0 |  | 695 | 0.096334 |  | 270.5665 | 0 |  | 270.9681 | 0 |  | 270.9681 | -0.00015299 |  | 270.1707 | 0 |  | 270.9681 | 0 |  | 270.5665 | 0 |  | 269.0417 | 0 |  | 270.9681 | 0 |  | 270.9681 | 0
| 271.1766 | 0 |  | 271.1766 | 0 |  | 270.3771 | 0 |  | 270.38 | 0 |  | 271.1766 | 0 |  | 270.3771 | 0 |  | 271.1766 | 0 |  | 279.1555 | 4.7062e-05 |  | 271.1766 | 9.012e-06 |  | 696 | 0.093683 |  | 270.7742 | 0 |  | 271.1766 | 0 |  | 271.1766 | 0.0007521 |  | 270.3771 | 0 |  | 271.1766 | 0.0004246 |  | 270.7742 | 0 |  | 269.2531 | 0 |  | 271.1766 | 0 |  | 271.1766 | 0
| 271.385 | 0 |  | 271.385 | 0 |  | 270.5836 | 0 |  | 270.58 | 0 |  | 271.385 | 0 |  | 270.5836 | 0 |  | 271.385 | 0 |  | 279.3667 | 7.8957e-06 |  | 271.385 | 0 |  | 697 | 0.091031 |  | 270.9819 | 0 |  | 271.385 | 0 |  | 271.385 | -4.1651e-05 |  | 270.5836 | 0 |  | 271.385 | 0 |  | 270.9819 | 0 |  | 269.4644 | 0 |  | 271.385 | 0 |  | 271.385 | 0
| 271.5935 | 0 |  | 271.5935 | 0 |  | 270.7902 | 0 |  | 270.79 | 0 |  | 271.5935 | 0 |  | 270.7902 | 0 |  | 271.5935 | 0 |  | 279.5779 | 4.8171e-05 |  | 271.5935 | 1.0174e-05 |  | 698 | 0.088379 |  | 271.1897 | 0 |  | 271.5935 | 0 |  | 271.5935 | 0.00017594 |  | 270.7902 | 0 |  | 271.5935 | 0.00020406 |  | 271.1897 | 0 |  | 269.6759 | 0 |  | 271.5935 | 0 |  | 271.5935 | 0
| 271.802 | 0 |  | 271.802 | 0 |  | 270.9967 | 0 |  | 271 | 0 |  | 271.802 | 0 |  | 270.9967 | 0 |  | 271.802 | 0 |  | 279.789 | 8.2554e-06 |  | 271.802 | 0 |  | 699 | 0.085727 |  | 271.3974 | 0 |  | 271.802 | 0 |  | 271.802 | -0.00010352 |  | 270.9967 | 0 |  | 271.802 | 0 |  | 271.3974 | 0 |  | 269.8873 | 0 |  | 271.802 | 0 |  | 271.802 | 0
| 272.0105 | 0 |  | 272.0105 | 0 |  | 271.2033 | 0 |  | 271.2 | 0 |  | 272.0105 | 0 |  | 271.2032 | 0 |  | 272.0105 | 0 |  | 280.0002 | 4.5604e-05 |  | 272.0105 | 1.2717e-05 |  | 700 | 0.083217 |  | 271.6052 | 0 |  | 272.0105 | 0 |  | 272.0105 | 0.00074843 |  | 271.2032 | 0 |  | 272.0105 | 0.00034615 |  | 271.6052 | 0 |  | 270.0987 | 0 |  | 272.0105 | 0 |  | 272.0105 | 0
| 272.219 | 0 |  | 272.219 | 0 |  | 271.4098 | 0 |  | 271.41 | 0 |  | 272.219 | 0 |  | 271.4098 | 0 |  | 272.219 | 0 |  | 280.2114 | 1.1814e-05 |  | 272.219 | 0 |  | 701 | 0.081485 |  | 271.813 | 0 |  | 272.219 | 0 |  | 272.219 | 0.00018311 |  | 271.4098 | 0 |  | 272.219 | 0 |  | 271.813 | 0 |  | 270.3102 | 0 |  | 272.219 | 0 |  | 272.219 | 0
| 272.4275 | 0 |  | 272.4275 | 0 |  | 271.6164 | 0 |  | 271.62 | 0 |  | 272.4275 | 0 |  | 271.6164 | 0 |  | 272.4275 | 0 |  | 280.4226 | 4.6891e-05 |  | 272.4275 | 5.8448e-06 |  | 702 | 0.079754 |  | 272.0208 | 0 |  | 272.4275 | 0 |  | 272.4275 | 0.00099636 |  | 271.6164 | 0 |  | 272.4275 | 0.0002283 |  | 272.0208 | 0 |  | 270.5216 | 0 |  | 272.4275 | 0 |  | 272.4275 | 0
| 272.6361 | 0 |  | 272.6361 | 0 |  | 271.823 | 0 |  | 271.82 | 0 |  | 272.6361 | 0 |  | 271.823 | 0 |  | 272.6361 | 0 |  | 280.6338 | 6.6846e-06 |  | 272.6361 | 0 |  | 703 | 0.078022 |  | 272.2286 | 0 |  | 272.6361 | 0 |  | 272.6361 | 0.00059219 |  | 271.823 | 0 |  | 272.6361 | 0 |  | 272.2286 | 0 |  | 270.7331 | 0 |  | 272.6361 | 0 |  | 272.6361 | 0
| 272.8446 | 0 |  | 272.8446 | 0 |  | 272.0296 | 0 |  | 272.03 | 0 |  | 272.8446 | 0 |  | 272.0296 | 0 |  | 272.8446 | 0 |  | 280.845 | 4.7703e-05 |  | 272.8446 | 8.6869e-06 |  | 704 | 0.07629 |  | 272.4365 | 0 |  | 272.8446 | 0 |  | 272.8446 | 0.00086158 |  | 272.0296 | 0 |  | 272.8446 | 0.00025711 |  | 272.4365 | 0 |  | 270.9445 | 0 |  | 272.8446 | 0 |  | 272.8446 | 0
| 273.0532 | 0 |  | 273.0532 | 0 |  | 272.2362 | 0 |  | 272.24 | 0 |  | 273.0532 | 0 |  | 272.2362 | 0 |  | 273.0532 | 0 |  | 281.0562 | 1.3977e-05 |  | 273.0532 | 0 |  | 705 | 0.074559 |  | 272.6443 | 0 |  | 273.0532 | 0 |  | 273.0532 | -0.00030046 |  | 272.2362 | 0 |  | 273.0532 | 0 |  | 272.6443 | 0 |  | 271.156 | 0 |  | 273.0532 | 0 |  | 273.0532 | 0
| 273.2618 | 0 |  | 273.2618 | 0 |  | 272.4428 | 0 |  | 272.44 | 0 |  | 273.2618 | 0 |  | 272.4428 | 0 |  | 273.2618 | 0 |  | 281.2675 | 3.6953e-05 |  | 273.2618 | 1.149e-05 |  | 706 | 0.072827 |  | 272.8522 | 0 |  | 273.2618 | 0 |  | 273.2618 | 0.00079653 |  | 272.4428 | 0 |  | 273.2618 | 0.00043074 |  | 272.8522 | 0 |  | 271.3675 | 0 |  | 273.2618 | 0 |  | 273.2618 | 0
| 273.4704 | 0 |  | 273.4704 | 0 |  | 272.6494 | 0 |  | 272.65 | 0 |  | 273.4704 | 0 |  | 272.6494 | 0 |  | 273.4704 | 0 |  | 281.4788 | 1.1201e-05 |  | 273.4704 | 0 |  | 707 | 0.071095 |  | 273.0601 | 0 |  | 273.4704 | 0 |  | 273.4704 | 0.00030899 |  | 272.6494 | 0 |  | 273.4704 | 0 |  | 273.0601 | 0 |  | 271.579 | 0 |  | 273.4704 | 0 |  | 273.4704 | 0
| 273.6791 | 0 |  | 273.6791 | 0 |  | 272.8561 | 0 |  | 272.86 | 0 |  | 273.679 | 0 |  | 272.8561 | 0 |  | 273.679 | 0 |  | 281.69 | 4.1615e-05 |  | 273.6791 | 1.3953e-05 |  | 708 | 0.069363 |  | 273.268 | 0 |  | 273.679 | 0 |  | 273.679 | 0.00075234 |  | 272.8561 | 0 |  | 273.6791 | 0.00035963 |  | 273.268 | 0 |  | 271.7906 | 0 |  | 273.679 | 0 |  | 273.679 | 0
| 273.8877 | 0 |  | 273.8877 | 0 |  | 273.0628 | 0 |  | 273.06 | 0 |  | 273.8877 | 0 |  | 273.0628 | 0 |  | 273.8877 | 0 |  | 281.9013 | 1.0366e-05 |  | 273.8877 | 0 |  | 709 | 0.067632 |  | 273.476 | 0 |  | 273.8877 | 0 |  | 273.8877 | -0.00015572 |  | 273.0628 | 0 |  | 273.8877 | 0 |  | 273.476 | 0 |  | 272.0021 | 0 |  | 273.8877 | 0 |  | 273.8877 | 0
| 274.0963 | 0 |  | 274.0963 | 0 |  | 273.2695 | 0 |  | 273.27 | 0 |  | 274.0963 | 0 |  | 273.2695 | 0 |  | 274.0963 | 0 |  | 282.1126 | 4.0839e-05 |  | 274.0963 | 1.2993e-05 |  | 710 | 0.0659 |  | 273.6839 | 0 |  | 274.0963 | 0 |  | 274.0963 | 0.00084731 |  | 273.2695 | 0 |  | 274.0963 | 0.00020572 |  | 273.6839 | 0 |  | 272.2136 | 0 |  | 274.0963 | 0 |  | 274.0963 | 0
| 274.305 | 0 |  | 274.305 | 0 |  | 273.4762 | 0 |  | 273.48 | 0 |  | 274.305 | 0 |  | 273.4762 | 0 |  | 274.305 | 0 |  | 282.3239 | 1.1323e-05 |  | 274.305 | 0 |  | 711 | 0.064286 |  | 273.8919 | 0 |  | 274.305 | 0 |  | 274.305 | 0.00013529 |  | 273.4762 | 0 |  | 274.305 | 0 |  | 273.8919 | 0 |  | 272.4252 | 0 |  | 274.305 | 0 |  | 274.305 | 0
| 274.5137 | 0 |  | 274.5137 | 0 |  | 273.6829 | 0 |  | 273.68 | 0 |  | 274.5137 | 0 |  | 273.6829 | 0 |  | 274.5137 | 0 |  | 282.5353 | 4.8181e-05 |  | 274.5137 | 1.0022e-05 |  | 712 | 0.062737 |  | 274.0999 | 0 |  | 274.5137 | 0 |  | 274.5137 | 0.00042502 |  | 273.6829 | 0 |  | 274.5137 | 0.00038976 |  | 274.0999 | 0 |  | 272.6367 | 0 |  | 274.5137 | 0 |  | 274.5137 | 0
| 274.7224 | 0 |  | 274.7224 | 0 |  | 273.8896 | 0 |  | 273.89 | 0 |  | 274.7224 | 0 |  | 273.8896 | 0 |  | 274.7224 | 0 |  | 282.7466 | 8.3032e-06 |  | 274.7224 | 0 |  | 713 | 0.061188 |  | 274.3079 | 0 |  | 274.7224 | 0 |  | 274.7224 | 0.00031516 |  | 273.8896 | 0 |  | 274.7224 | 0 |  | 274.3079 | 0 |  | 272.8483 | 0 |  | 274.7224 | 0 |  | 274.7224 | 0
| 274.9311 | 0 |  | 274.9311 | 0 |  | 274.0963 | 0 |  | 274.1 | 0 |  | 274.9311 | 0 |  | 274.0963 | 0 |  | 274.9311 | 0 |  | 282.9579 | 4.1784e-05 |  | 274.9312 | 2.3795e-05 |  | 714 | 0.059639 |  | 274.5159 | 0 |  | 274.9311 | 0 |  | 274.9312 | 0.00096582 |  | 274.0963 | 0 |  | 274.9312 | 0.0004469 |  | 274.5159 | 0 |  | 273.0599 | 0 |  | 274.9311 | 0 |  | 274.9311 | 0
| 275.1399 | 0 |  | 275.1399 | 0 |  | 274.3031 | 0 |  | 274.3 | 0 |  | 275.1399 | 0 |  | 274.3031 | 0 |  | 275.1399 | 0 |  | 283.1693 | 5.6672e-06 |  | 275.1399 | 0 |  | 715 | 0.05809 |  | 274.7239 | 0 |  | 275.1399 | 0 |  | 275.1399 | -0.00020099 |  | 274.3031 | 0 |  | 275.1399 | 0 |  | 274.7239 | 0 |  | 273.2715 | 0 |  | 275.1399 | 0 |  | 275.1399 | 0
| 275.3486 | 0 |  | 275.3486 | 0 |  | 274.5099 | 0 |  | 274.51 | 0 |  | 275.3486 | 0 |  | 274.5099 | 0 |  | 275.3486 | 0 |  | 283.3807 | 4.2307e-05 |  | 275.3486 | 1.2403e-05 |  | 716 | 0.056542 |  | 274.932 | 0 |  | 275.3486 | 0 |  | 275.3486 | 0.0003466 |  | 274.5099 | 0 |  | 275.3486 | 0.00035039 |  | 274.932 | 0 |  | 273.4831 | 0 |  | 275.3486 | 0 |  | 275.3486 | 0
| 275.5574 | 0 |  | 275.5574 | 0 |  | 274.7166 | 0 |  | 274.72 | 0 |  | 275.5574 | 0 |  | 274.7166 | 0 |  | 275.5574 | 0 |  | 283.5921 | 8.9988e-06 |  | 275.5574 | 0 |  | 717 | 0.054993 |  | 275.14 | 0 |  | 275.5574 | 0 |  | 275.5574 | 0.00065152 |  | 274.7166 | 0 |  | 275.5574 | 0 |  | 275.14 | 0 |  | 273.6947 | 0 |  | 275.5574 | 0 |  | 275.5574 | 0
| 275.7662 | 0 |  | 275.7662 | 0 |  | 274.9234 | 0 |  | 274.92 | 0 |  | 275.7662 | 0 |  | 274.9234 | 0 |  | 275.7662 | 0 |  | 283.8035 | 4.3842e-05 |  | 275.7662 | 9.795e-06 |  | 718 | 0.053444 |  | 275.3481 | 0 |  | 275.7662 | 0 |  | 275.7662 | 0.00077765 |  | 274.9234 | 0 |  | 275.7662 | 0.00015047 |  | 275.3481 | 0 |  | 273.9063 | 0 |  | 275.7662 | 0 |  | 275.7662 | 0
| 275.975 | 0 |  | 275.975 | 0 |  | 275.1302 | 0 |  | 275.13 | 0 |  | 275.975 | 0 |  | 275.1302 | 0 |  | 275.975 | 0 |  | 284.0149 | 9.6345e-06 |  | 275.975 | 0 |  | 719 | 0.051895 |  | 275.5562 | 0 |  | 275.975 | 0 |  | 275.975 | 0.00025561 |  | 275.1302 | 0 |  | 275.975 | 0 |  | 275.5562 | 0 |  | 274.1179 | 0 |  | 275.975 | 0 |  | 275.975 | 0
| 276.1838 | 0 |  | 276.1838 | 0 |  | 275.337 | 0 |  | 275.34 | 0 |  | 276.1838 | 0 |  | 275.337 | 0 |  | 276.1838 | 0 |  | 284.2263 | 4.0482e-05 |  | 276.1838 | 1.1115e-05 |  | 720 | 0.050346 |  | 275.7644 | 0 |  | 276.1838 | 0 |  | 276.1838 | 0.00047341 |  | 275.337 | 0 |  | 276.1838 | 0.00030212 |  | 275.7644 | 0 |  | 274.3296 | 0 |  | 276.1838 | 0 |  | 276.1838 | 0
| 276.3927 | 0 |  | 276.3927 | 0 |  | 275.5439 | 0 |  | 275.54 | 0 |  | 276.3926 | 0 |  | 275.5439 | 0 |  | 276.3926 | 0 |  | 284.4377 | 1.0654e-05 |  | 276.3926 | 0 |  | 721 | 0.048797 |  | 275.9725 | 0 |  | 276.3926 | 0 |  | 276.3926 | 0.00029463 |  | 275.5439 | 0 |  | 276.3926 | 0 |  | 275.9725 | 0 |  | 274.5412 | 0 |  | 276.3926 | 0 |  | 276.3926 | 0
| 276.6015 | 0 |  | 276.6015 | 0 |  | 275.7507 | 0 |  | 275.75 | 0 |  | 276.6015 | 0 |  | 275.7507 | 0 |  | 276.6015 | 0 |  | 284.6492 | 4.4957e-05 |  | 276.6015 | 5.1028e-06 |  | 722 | 0.047248 |  | 276.1807 | 0 |  | 276.6015 | 0 |  | 276.6015 | 2.024e-05 |  | 275.7507 | 0 |  | 276.6015 | 0.000363 |  | 276.1807 | 0 |  | 274.7529 | 0 |  | 276.6015 | 0 |  | 276.6015 | 0
| 276.8104 | 0 |  | 276.8104 | 0 |  | 275.9576 | 0 |  | 275.96 | 0 |  | 276.8104 | 0 |  | 275.9576 | 0 |  | 276.8104 | 0 |  | 284.8606 | 7.0818e-06 |  | 276.8104 | 0 |  | 723 | 0.045579 |  | 276.3888 | 0 |  | 276.8104 | 0 |  | 276.8104 | -8.0194e-05 |  | 275.9576 | 0 |  | 276.8104 | 0 |  | 276.3888 | 0 |  | 274.9645 | 0 |  | 276.8104 | 0 |  | 276.8104 | 0
| 277.0192 | 0 |  | 277.0192 | 0 |  | 276.1645 | 0 |  | 276.16 | 0 |  | 277.0192 | 0 |  | 276.1645 | 0 |  | 277.0192 | 0 |  | 285.0721 | 4.6489e-05 |  | 277.0193 | 1.1137e-05 |  | 724 | 0.043897 |  | 276.597 | 0 |  | 277.0192 | 0 |  | 277.0193 | 0.00060055 |  | 276.1645 | 0 |  | 277.0193 | 0.00026063 |  | 276.597 | 0 |  | 275.1762 | 0 |  | 277.0192 | 0 |  | 277.0192 | 0
| 277.2282 | 0 |  | 277.2282 | 0 |  | 276.3713 | 0 |  | 276.37 | 0 |  | 277.2281 | 0 |  | 276.3713 | 0 |  | 277.2281 | 0 |  | 285.2836 | 5.5557e-06 |  | 277.2282 | 0 |  | 725 | 0.042215 |  | 276.8052 | 0 |  | 277.2281 | 0 |  | 277.2281 | -6.8979e-05 |  | 276.3713 | 0 |  | 277.2282 | 0 |  | 276.8052 | 0 |  | 275.3879 | 0 |  | 277.2281 | 0 |  | 277.2281 | 0
| 277.4371 | 0 |  | 277.4371 | 0 |  | 276.5783 | 0 |  | 276.58 | 0 |  | 277.4371 | 0 |  | 276.5782 | 0 |  | 277.4371 | 0 |  | 285.4951 | 4.3327e-05 |  | 277.4371 | 1.0805e-05 |  | 726 | 0.040533 |  | 277.0135 | 0 |  | 277.4371 | 0 |  | 277.4371 | 0.0010089 |  | 276.5782 | 0 |  | 277.4371 | 0.00032101 |  | 277.0135 | 0 |  | 275.5996 | 0 |  | 277.4371 | 0 |  | 277.4371 | 0
| 277.646 | 0 |  | 277.646 | 0 |  | 276.7852 | 0 |  | 276.79 | 0 |  | 277.646 | 0 |  | 276.7852 | 0 |  | 277.646 | 0 |  | 285.7066 | 8.9098e-06 |  | 277.646 | 0 |  | 727 | 0.039252 |  | 277.2217 | 0 |  | 277.646 | 0 |  | 277.646 | -0.00042311 |  | 276.7852 | 0 |  | 277.646 | 0 |  | 277.2217 | 0 |  | 275.8113 | 0 |  | 277.646 | 0 |  | 277.646 | 0
| 277.8549 | 0 |  | 277.8549 | 0 |  | 276.9921 | 0 |  | 276.99 | 0 |  | 277.8549 | 0 |  | 276.9921 | 0 |  | 277.8549 | 0 |  | 285.9181 | 4.1255e-05 |  | 277.8549 | 9.8782e-06 |  | 728 | 0.038273 |  | 277.43 | 0 |  | 277.8549 | 0 |  | 277.8549 | 0.00074583 |  | 276.9921 | 0 |  | 277.8549 | 0.00033344 |  | 277.43 | 0 |  | 276.0231 | 0 |  | 277.8549 | 0 |  | 277.8549 | 0
| 278.0639 | 0 |  | 278.0639 | 0 |  | 277.199 | 0 |  | 277.2 | 0 |  | 278.0639 | 0 |  | 277.199 | 0 |  | 278.0639 | 0 |  | 286.1296 | 4.7284e-06 |  | 278.0639 | 0 |  | 729 | 0.037293 |  | 277.6383 | 0 |  | 278.0639 | 0 |  | 278.0639 | -0.00043036 |  | 277.199 | 0 |  | 278.0639 | 0 |  | 277.6383 | 0 |  | 276.2348 | 0 |  | 278.0639 | 0 |  | 278.0639 | 0
| 278.2729 | 0 |  | 278.2729 | 0 |  | 277.406 | 0 |  | 277.41 | 0 |  | 278.2729 | 0 |  | 277.406 | 0 |  | 278.2729 | 0 |  | 286.3412 | 4.4463e-05 |  | 278.2729 | 1.1115e-05 |  | 730 | 0.036314 |  | 277.8465 | 0 |  | 278.2729 | 0 |  | 278.2729 | 0.00016461 |  | 277.406 | 0 |  | 278.2729 | 0.00040755 |  | 277.8465 | 0 |  | 276.4465 | 0 |  | 278.2729 | 0 |  | 278.2729 | 0
| 278.4819 | 0 |  | 278.4819 | 0 |  | 277.613 | 0 |  | 277.61 | 0 |  | 278.4819 | 0 |  | 277.6129 | 0 |  | 278.4819 | 0 |  | 286.5527 | 1.0936e-05 |  | 278.4819 | 0 |  | 731 | 0.035334 |  | 278.0549 | 0 |  | 278.4819 | 0 |  | 278.4819 | 0.00023388 |  | 277.6129 | 0 |  | 278.4819 | 0 |  | 278.0549 | 0 |  | 276.6583 | 0 |  | 278.4819 | 0 |  | 278.4819 | 0
| 278.6909 | 0 |  | 278.6909 | 0 |  | 277.8199 | 0 |  | 277.82 | 0 |  | 278.6909 | 0 |  | 277.8199 | 0 |  | 278.6909 | 0 |  | 286.7643 | 4.7117e-05 |  | 278.6909 | 7.2906e-06 |  | 732 | 0.034357 |  | 278.2632 | 0 |  | 278.6909 | 0 |  | 278.6909 | 0.00062597 |  | 277.8199 | 0 |  | 278.6909 | 0.00047943 |  | 278.2632 | 0 |  | 276.8701 | 0 |  | 278.6909 | 0 |  | 278.6909 | 0
| 278.8999 | 0 |  | 278.8999 | 0 |  | 278.0269 | 0 |  | 278.03 | 0 |  | 278.8999 | 0 |  | 278.0269 | 0 |  | 278.8999 | 0 |  | 286.9759 | 1.2374e-05 |  | 278.8999 | 0 |  | 733 | 0.033623 |  | 278.4715 | 0 |  | 278.8999 | 0 |  | 278.8999 | 0.00074194 |  | 278.0269 | 0 |  | 278.8999 | 0 |  | 278.4715 | 0 |  | 277.0818 | 0 |  | 278.8999 | 0 |  | 278.8999 | 0
| 279.1089 | 0 |  | 279.1089 | 0 |  | 278.2339 | 0 |  | 278.23 | 0 |  | 279.109 | 0 |  | 278.2339 | 0 |  | 279.109 | 0 |  | 287.1874 | 4.6663e-05 |  | 279.1089 | 6.1884e-06 |  | 734 | 0.03289 |  | 278.6799 | 0 |  | 279.109 | 0 |  | 279.1089 | 0.00037161 |  | 278.2339 | 0 |  | 279.1089 | 0.00030604 |  | 278.6799 | 0 |  | 277.2936 | 0 |  | 279.109 | 0 |  | 279.109 | 0
| 279.318 | 0 |  | 279.318 | 0 |  | 278.4409 | 0 |  | 278.44 | 0 |  | 279.318 | 0 |  | 278.4409 | 0 |  | 279.318 | 0 |  | 287.399 | 1.1372e-05 |  | 279.318 | 0 |  | 735 | 0.032157 |  | 278.8883 | 0 |  | 279.318 | 0 |  | 279.318 | 0.00037995 |  | 278.4409 | 0 |  | 279.318 | 0 |  | 278.8883 | 0 |  | 277.5054 | 0 |  | 279.318 | 0 |  | 279.318 | 0
| 279.5271 | 0 |  | 279.5271 | 0 |  | 278.648 | 0 |  | 278.65 | 0 |  | 279.5271 | 0 |  | 278.648 | 0 |  | 279.5271 | 0 |  | 287.6107 | 4.3199e-05 |  | 279.5271 | 1.2817e-05 |  | 736 | 0.031423 |  | 279.0967 | 0 |  | 279.5271 | 0 |  | 279.5271 | 0.00092155 |  | 278.648 | 0 |  | 279.5271 | 0.00018484 |  | 279.0967 | 0 |  | 277.7172 | 0 |  | 279.5271 | 0 |  | 279.5271 | 0
| 279.7362 | 0 |  | 279.7362 | 0 |  | 278.855 | 0 |  | 278.86 | 0 |  | 279.7362 | 0 |  | 278.855 | 0 |  | 279.7362 | 0 |  | 287.8223 | 6.9332e-06 |  | 279.7362 | 0 |  | 737 | 0.03069 |  | 279.3051 | 0 |  | 279.7362 | 0 |  | 279.7362 | -0.00018711 |  | 278.855 | 0 |  | 279.7362 | 0 |  | 279.3051 | 0 |  | 277.929 | 0 |  | 279.7362 | 0 |  | 279.7362 | 0
| 279.9453 | 0 |  | 279.9453 | 0 |  | 279.0621 | 0 |  | 279.06 | 0 |  | 279.9453 | 0 |  | 279.0621 | 0 |  | 279.9453 | 0 |  | 288.0339 | 3.7936e-05 |  | 279.9453 | 7.4586e-06 |  | 738 | 0.029957 |  | 279.5135 | 0 |  | 279.9453 | 0 |  | 279.9453 | 0.0009919 |  | 279.0621 | 0 |  | 279.9453 | 0.00031557 |  | 279.5135 | 0 |  | 278.1409 | 0 |  | 279.9453 | 0 |  | 279.9453 | 0
| 280.1544 | 0 |  | 280.1544 | 0 |  | 279.2692 | 0 |  | 279.27 | 0 |  | 280.1544 | 0 |  | 279.2692 | 0 |  | 280.1544 | 0 |  | 288.2456 | 2.9872e-06 |  | 280.1544 | 0 |  | 739 | 0.029223 |  | 279.722 | 0 |  | 280.1544 | 0 |  | 280.1544 | 0.00023849 |  | 279.2692 | 0 |  | 280.1544 | 0 |  | 279.722 | 0 |  | 278.3527 | 0 |  | 280.1544 | 0 |  | 280.1544 | 0
| 280.3635 | 0 |  | 280.3635 | 0 |  | 279.4763 | 0 |  | 279.48 | 0 |  | 280.3635 | 0 |  | 279.4763 | 0 |  | 280.3635 | 0 |  | 288.4572 | 6.5194e-05 |  | 280.3635 | 1.018e-05 |  | 740 | 0.028657 |  | 279.9305 | 0 |  | 280.3635 | 0 |  | 280.3635 | 0.00025942 |  | 279.4763 | 0 |  | 280.3635 | 0.00040465 |  | 279.9305 | 0 |  | 278.5646 | 0 |  | 280.3635 | 0 |  | 280.3635 | 0
| 280.5727 | 0 |  | 280.5727 | 0 |  | 279.6834 | 0 |  | 279.68 | 0 |  | 280.5727 | 0 |  | 279.6833 | 0 |  | 280.5727 | 0 |  | 288.6689 | 1.2635e-05 |  | 280.5727 | 0 |  | 741 | 0.028207 |  | 280.1389 | 0 |  | 280.5727 | 0 |  | 280.5727 | -0.00041821 |  | 279.6833 | 0 |  | 280.5727 | 0 |  | 280.1389 | 0 |  | 278.7764 | 0 |  | 280.5727 | 0 |  | 280.5727 | 0
| 280.7819 | 0 |  | 280.7819 | 0 |  | 279.8905 | 0 |  | 279.89 | 0 |  | 280.7819 | 0 |  | 279.8905 | 0 |  | 280.7819 | 0 |  | 288.8806 | 4.5278e-05 |  | 280.7819 | 9.8562e-06 |  | 742 | 0.027758 |  | 280.3474 | 0 |  | 280.7819 | 0 |  | 280.7819 | 0.00077479 |  | 279.8905 | 0 |  | 280.7819 | 7.933e-05 |  | 280.3474 | 0 |  | 278.9883 | 0 |  | 280.7819 | 0 |  | 280.7819 | 0
| 280.991 | 0 |  | 280.991 | 0 |  | 280.0976 | 0 |  | 280.1 | 0 |  | 280.991 | 0 |  | 280.0976 | 0 |  | 280.991 | 0 |  | 289.0923 | 1.2135e-05 |  | 280.9911 | 0 |  | 743 | 0.027308 |  | 280.556 | 0 |  | 280.991 | 0 |  | 280.9911 | -0.00018905 |  | 280.0976 | 0 |  | 280.9911 | 0 |  | 280.556 | 0 |  | 279.2002 | 0 |  | 280.991 | 0 |  | 280.991 | 0
| 281.2002 | 0 |  | 281.2002 | 0 |  | 280.3048 | 0 |  | 280.3 | 0 |  | 281.2002 | 0 |  | 280.3047 | 0 |  | 281.2002 | 0 |  | 289.304 | 4.5533e-05 |  | 281.2003 | 1.2491e-05 |  | 744 | 0.026859 |  | 280.7645 | 0 |  | 281.2002 | 0 |  | 281.2003 | 0.00091023 |  | 280.3047 | 0 |  | 281.2003 | 0.00030992 |  | 280.7645 | 0 |  | 279.4121 | 0 |  | 281.2002 | 0 |  | 281.2002 | 0
| 281.4095 | 0 |  | 281.4095 | 0 |  | 280.5119 | 0 |  | 280.51 | 0 |  | 281.4095 | 0 |  | 280.5119 | 0 |  | 281.4095 | 0 |  | 289.5157 | 1.3621e-05 |  | 281.4094 | 0 |  | 745 | 0.026409 |  | 280.9731 | 0 |  | 281.4095 | 0 |  | 281.4095 | -8.8131e-05 |  | 280.5119 | 0 |  | 281.4094 | 0 |  | 280.9731 | 0 |  | 279.624 | 0 |  | 281.4095 | 0 |  | 281.4095 | 0
| 281.6187 | 0 |  | 281.6187 | 0 |  | 280.7191 | 0 |  | 280.72 | 0 |  | 281.6187 | 0 |  | 280.7191 | 0 |  | 281.6187 | 0 |  | 289.7274 | 4.2117e-05 |  | 281.6187 | 8.1564e-06 |  | 746 | 0.025959 |  | 281.1816 | 0 |  | 281.6187 | 0 |  | 281.6187 | 0.00054011 |  | 280.7191 | 0 |  | 281.6187 | 0.00029355 |  | 281.1816 | 0 |  | 279.8359 | 0 |  | 281.6187 | 0 |  | 281.6187 | 0
| 281.8279 | 0 |  | 281.8279 | 0 |  | 280.9263 | 0 |  | 280.93 | 0 |  | 281.8279 | 0 |  | 280.9263 | 0 |  | 281.8279 | 0 |  | 289.9392 | 1.2045e-05 |  | 281.8279 | 0 |  | 747 | 0.02551 |  | 281.3902 | 0 |  | 281.8279 | 0 |  | 281.8279 | 4.533e-05 |  | 280.9263 | 0 |  | 281.8279 | 0 |  | 281.3902 | 0 |  | 280.0478 | 0 |  | 281.8279 | 0 |  | 281.8279 | 0
| 282.0372 | 0 |  | 282.0372 | 0 |  | 281.1334 | 0 |  | 281.13 | 0 |  | 282.0372 | 0 |  | 281.1335 | 0 |  | 282.0372 | 0 |  | 290.151 | 3.917e-05 |  | 282.0372 | 1.1439e-05 |  | 748 | 0.024985 |  | 281.5988 | 0 |  | 282.0372 | 0 |  | 282.0372 | 0.0010741 |  | 281.1335 | 0 |  | 282.0372 | 0.00021607 |  | 281.5988 | 0 |  | 280.2598 | 0 |  | 282.0372 | 0 |  | 282.0372 | 0
| 282.2465 | 0 |  | 282.2465 | 0 |  | 281.3407 | 0 |  | 281.34 | 0 |  | 282.2465 | 0 |  | 281.3407 | 0 |  | 282.2465 | 0 |  | 290.3627 | 8.8172e-06 |  | 282.2465 | 1.5151e-06 |  | 749 | 0.0244 |  | 281.8075 | 0 |  | 282.2465 | 0 |  | 282.2465 | -3.0427e-05 |  | 281.3407 | 0 |  | 282.2465 | 0 |  | 281.8075 | 0 |  | 280.4717 | 0 |  | 282.2465 | 0 |  | 282.2465 | 0
| 282.4558 | 0 |  | 282.4558 | 0 |  | 281.5479 | 0 |  | 281.55 | 0 |  | 282.4558 | 0 |  | 281.5479 | 0 |  | 282.4558 | 0 |  | 290.5745 | 4.2478e-05 |  | 282.4558 | 8.012e-06 |  | 750 | 0.023814 |  | 282.0161 | 0 |  | 282.4558 | 0 |  | 282.4558 | 0.00018034 |  | 281.5479 | 0 |  | 282.4558 | 0.0001825 |  | 282.0161 | 0 |  | 280.6837 | 0 |  | 282.4558 | 0 |  | 282.4558 | 0
| 282.6651 | 0 |  | 282.6651 | 0 |  | 281.7551 | 0 |  | 281.76 | 0 |  | 282.6651 | 0 |  | 281.7551 | 0 |  | 282.6651 | 0 |  | 290.7863 | 5.707e-06 |  | 282.6651 | 0 |  | 751 | 0.023228 |  | 282.2247 | 0 |  | 282.6651 | 0 |  | 282.6651 | 0.0001858 |  | 281.7551 | 0 |  | 282.6651 | 0 |  | 282.2247 | 0 |  | 280.8956 | 0 |  | 282.6651 | 0 |  | 282.6651 | 0
| 282.8744 | 0 |  | 282.8744 | 0 |  | 281.9624 | 0 |  | 281.96 | 0 |  | 282.8744 | 0 |  | 281.9624 | 0 |  | 282.8744 | 0 |  | 290.9981 | 4.5726e-05 |  | 282.8744 | 7.734e-06 |  | 752 | 0.022642 |  | 282.4334 | 0 |  | 282.8744 | 0 |  | 282.8744 | 0.00086349 |  | 281.9624 | 0 |  | 282.8744 | 0.0002693 |  | 282.4334 | 0 |  | 281.1076 | 0 |  | 282.8744 | 0 |  | 282.8744 | 0
| 283.0838 | 0 |  | 283.0838 | 0 |  | 282.1696 | 0 |  | 282.17 | 0 |  | 283.0838 | 0 |  | 282.1696 | 0 |  | 283.0838 | 0 |  | 291.2099 | 7.8828e-06 |  | 283.0838 | 0 |  | 753 | 0.022057 |  | 282.6421 | 0 |  | 283.0838 | 0 |  | 283.0838 | -0.00058454 |  | 282.1696 | 0 |  | 283.0838 | 0 |  | 282.6421 | 0 |  | 281.3196 | 0 |  | 283.0838 | 0 |  | 283.0838 | 0
| 283.2931 | 0 |  | 283.2931 | 0 |  | 282.3769 | 0 |  | 282.38 | 0 |  | 283.2931 | 0 |  | 282.3769 | 0 |  | 283.2931 | 0 |  | 291.4218 | 3.938e-05 |  | 283.2931 | 1.5033e-05 |  | 754 | 0.021471 |  | 282.8508 | 0 |  | 283.2931 | 0 |  | 283.2931 | 0.000462 |  | 282.3769 | 0 |  | 283.2931 | 0.00023193 |  | 282.8508 | 0 |  | 281.5316 | 0 |  | 283.2931 | 0 |  | 283.2931 | 0
| 283.5025 | 0 |  | 283.5025 | 0 |  | 282.5842 | 0 |  | 282.58 | 0 |  | 283.5025 | 0 |  | 282.5842 | 0 |  | 283.5025 | 0 |  | 291.6336 | 1.0331e-05 |  | 283.5025 | 0 |  | 755 | 0.020885 |  | 283.0596 | 0 |  | 283.5025 | 0 |  | 283.5025 | -0.00016235 |  | 282.5842 | 0 |  | 283.5025 | 0 |  | 283.0596 | 0 |  | 281.7436 | 0 |  | 283.5025 | 0 |  | 283.5025 | 0
| 283.7119 | 0 |  | 283.7119 | 0 |  | 282.7915 | 0 |  | 282.79 | 0 |  | 283.7119 | 0 |  | 282.7915 | 0 |  | 283.7119 | 0 |  | 291.8455 | 4.236e-05 |  | 283.7119 | 1.2592e-05 |  | 756 | 0.020299 |  | 283.2683 | 0 |  | 283.7119 | 0 |  | 283.7119 | 0.00090495 |  | 282.7915 | 0 |  | 283.7119 | 0.00027649 |  | 283.2683 | 0 |  | 281.9556 | 0 |  | 283.7119 | 0 |  | 283.7119 | 0
| 283.9213 | 0 |  | 283.9213 | 0 |  | 282.9988 | 0 |  | 283 | 0 |  | 283.9213 | 0 |  | 282.9988 | 0 |  | 283.9213 | 0 |  | 292.0573 | 1.084e-05 |  | 283.9213 | 0 |  | 757 | 0.019713 |  | 283.4771 | 0 |  | 283.9213 | 0 |  | 283.9213 | -0.00043842 |  | 282.9988 | 0 |  | 283.9213 | 0 |  | 283.4771 | 0 |  | 282.1676 | 0 |  | 283.9213 | 0 |  | 283.9213 | 0
| 284.1307 | 0 |  | 284.1307 | 0 |  | 283.2062 | 0 |  | 283.21 | 0 |  | 284.1307 | 0 |  | 283.2062 | 0 |  | 284.1307 | 0 |  | 292.2692 | 4.3548e-05 |  | 284.1307 | 1.6362e-05 |  | 758 | 0.019128 |  | 283.6858 | 0 |  | 284.1307 | 0 |  | 284.1307 | 0.0011667 |  | 283.2062 | 0 |  | 284.1307 | 0.0002951 |  | 283.6858 | 0 |  | 282.3797 | 0 |  | 284.1307 | 0 |  | 284.1307 | 0
| 284.3402 | 0 |  | 284.3402 | 0 |  | 283.4135 | 0 |  | 283.41 | 0 |  | 284.3402 | 0 |  | 283.4135 | 0 |  | 284.3402 | 0 |  | 292.4811 | 7.3987e-06 |  | 284.3402 | 0 |  | 759 | 0.018542 |  | 283.8946 | 0 |  | 284.3402 | 0 |  | 284.3402 | -0.00014403 |  | 283.4135 | 0 |  | 284.3402 | 0 |  | 283.8946 | 0 |  | 282.5917 | 0 |  | 284.3402 | 0 |  | 284.3402 | 0
| 284.5496 | 0 |  | 284.5496 | 0 |  | 283.6209 | 0 |  | 283.62 | 0.0025577 |  | 284.5496 | 0 |  | 283.6209 | 0 |  | 284.5496 | 0 |  | 292.693 | 4.3522e-05 |  | 284.5496 | 8.1572e-06 |  | 760 | 0.017966 |  | 284.1034 | 0 |  | 284.5496 | 0 |  | 284.5496 | 0.00066559 |  | 283.6209 | 0 |  | 284.5496 | 0.00039384 |  | 284.1035 | 0 |  | 282.8038 | 0 |  | 284.5496 | 0 |  | 284.5496 | 0
| 284.7591 | 0 |  | 284.7591 | 0 |  | 283.8283 | 0 |  | 283.83 | 0 |  | 284.7591 | 0 |  | 283.8282 | 0 |  | 284.7591 | 0 |  | 292.9049 | 9.7273e-06 |  | 284.7591 | 0 |  | 761 | 0.017434 |  | 284.3123 | 0 |  | 284.7591 | 0 |  | 284.7591 | -0.0001618 |  | 283.8282 | 0 |  | 284.7591 | 0 |  | 284.3123 | 0 |  | 283.0158 | 0 |  | 284.7591 | 0 |  | 284.7591 | 0
| 284.9686 | 0 |  | 284.9686 | 0 |  | 284.0356 | 0 |  | 284.04 | 0 |  | 284.9686 | 0 |  | 284.0356 | 0 |  | 284.9686 | 0 |  | 293.1169 | 4.4479e-05 |  | 284.9686 | 1.0575e-05 |  | 762 | 0.016902 |  | 284.5211 | 0 |  | 284.9686 | 0 |  | 284.9686 | 0.00098247 |  | 284.0356 | 0 |  | 284.9686 | 0.00024853 |  | 284.5211 | 0 |  | 283.2279 | 0 |  | 284.9686 | 0 |  | 284.9686 | 0
| 285.1781 | 0 |  | 285.1781 | 0 |  | 284.243 | 0 |  | 284.24 | 0 |  | 285.1781 | 0 |  | 284.243 | 0 |  | 285.1781 | 0 |  | 293.3288 | 8.4033e-06 |  | 285.1781 | 0 |  | 763 | 0.01637 |  | 284.73 | 0 |  | 285.1781 | 0 |  | 285.1781 | 0.00038318 |  | 284.243 | 0 |  | 285.1781 | 0 |  | 284.73 | 0 |  | 283.44 | 0 |  | 285.1781 | 0 |  | 285.1781 | 0
| 285.3876 | 0 |  | 285.3876 | 0 |  | 284.4504 | 0 |  | 284.45 | 0 |  | 285.3876 | 0 |  | 284.4504 | 0 |  | 285.3876 | 0 |  | 293.5407 | 4.0594e-05 |  | 285.3876 | 8.183e-06 |  | 764 | 0.015838 |  | 284.9389 | 0 |  | 285.3876 | 0 |  | 285.3876 | 0.00055668 |  | 284.4504 | 0 |  | 285.3876 | 0.00029564 |  | 284.9389 | 0 |  | 283.6521 | 0 |  | 285.3876 | 0 |  | 285.3876 | 0
| 285.5971 | 0 |  | 285.5971 | 0 |  | 284.6579 | 0 |  | 284.66 | 0 |  | 285.5971 | 0 |  | 284.6579 | 0 |  | 285.5971 | 0 |  | 293.7527 | 1.0531e-05 |  | 285.5971 | 0 |  | 765 | 0.015306 |  | 285.1478 | 0 |  | 285.5971 | 0 |  | 285.5971 | 0.00062267 |  | 284.6579 | 0 |  | 285.5971 | 0 |  | 285.1478 | 0 |  | 283.8642 | 0 |  | 285.5971 | 0 |  | 285.5971 | 0
| 285.8067 | 0 |  | 285.8067 | 0 |  | 284.8653 | 0 |  | 284.87 | 0 |  | 285.8067 | 0 |  | 284.8653 | 0 |  | 285.8067 | 0 |  | 293.9647 | 4.3411e-05 |  | 285.8067 | 1.3335e-05 |  | 766 | 0.014774 |  | 285.3567 | 0 |  | 285.8067 | 0 |  | 285.8067 | 0.00061497 |  | 284.8653 | 0 |  | 285.8067 | 0.00031363 |  | 285.3567 | 0 |  | 284.0764 | 0 |  | 285.8067 | 0 |  | 285.8067 | 0
| 286.0163 | 0 |  | 286.0163 | 0 |  | 285.0727 | 0 |  | 285.07 | 0 |  | 286.0163 | 0 |  | 285.0728 | 0 |  | 286.0163 | 0 |  | 294.1767 | 1.4051e-05 |  | 286.0163 | 0 |  | 767 | 0.014069 |  | 285.5656 | 0 |  | 286.0163 | 0 |  | 286.0163 | 0.00049268 |  | 285.0728 | 0 |  | 286.0163 | 0 |  | 285.5656 | 0 |  | 284.2885 | 0 |  | 286.0163 | 0 |  | 286.0163 | 0
| 286.2258 | 0 |  | 286.2258 | 0 |  | 285.2802 | 0 |  | 285.28 | 0 |  | 286.2258 | 0 |  | 285.2802 | 0 |  | 286.2258 | 0 |  | 294.3887 | 4.3805e-05 |  | 286.2258 | 6.1656e-06 |  | 768 | 0.01309 |  | 285.7746 | 0 |  | 286.2258 | 0 |  | 286.2258 | 0.00053856 |  | 285.2802 | 0 |  | 286.2258 | 0.00017761 |  | 285.7746 | 0 |  | 284.5006 | 0 |  | 286.2258 | 0 |  | 286.2258 | 0
| 286.4354 | 0 |  | 286.4354 | 0 |  | 285.4877 | 0 |  | 285.49 | 0 |  | 286.4354 | 0 |  | 285.4877 | 0 |  | 286.4354 | 0 |  | 294.6007 | 1.1704e-05 |  | 286.4354 | 0 |  | 769 | 0.012111 |  | 285.9835 | 0 |  | 286.4354 | 0 |  | 286.4354 | 1.8214e-05 |  | 285.4877 | 0 |  | 286.4354 | 0 |  | 285.9835 | 0 |  | 284.7128 | 0 |  | 286.4354 | 0 |  | 286.4354 | 0
| 286.6451 | 0 |  | 286.6451 | 0 |  | 285.6952 | 0 |  | 285.7 | 0 |  | 286.645 | 0 |  | 285.6952 | 0 |  | 286.645 | 0 |  | 294.8127 | 4.5975e-05 |  | 286.6451 | 6.8086e-06 |  | 770 | 0.011131 |  | 286.1925 | 0 |  | 286.645 | 0 |  | 286.6451 | 0.00066938 |  | 285.6952 | 0 |  | 286.6451 | 0.00032997 |  | 286.1925 | 0 |  | 284.925 | 0 |  | 286.645 | 0 |  | 286.645 | 0
| 286.8547 | 0 |  | 286.8547 | 0 |  | 285.9027 | 0 |  | 285.9 | 0 |  | 286.8547 | 0 |  | 285.9027 | 0 |  | 286.8547 | 0 |  | 295.0247 | 7.8329e-06 |  | 286.8547 | 0 |  | 771 | 0.010817 |  | 286.4015 | 0 |  | 286.8547 | 0 |  | 286.8547 | 0.00061435 |  | 285.9027 | 0 |  | 286.8547 | 0 |  | 286.4015 | 0 |  | 285.1371 | 0 |  | 286.8547 | 0 |  | 286.8547 | 0
| 287.0643 | 0 |  | 287.0643 | 0 |  | 286.1102 | 0 |  | 286.11 | 0 |  | 287.0643 | 0 |  | 286.1102 | 0 |  | 287.0643 | 0 |  | 295.2368 | 4.1248e-05 |  | 287.0643 | 6.0946e-06 |  | 772 | 0.010821 |  | 286.6105 | 0 |  | 287.0643 | 0 |  | 287.0643 | 0.00057776 |  | 286.1102 | 0 |  | 287.0643 | 0.00017477 |  | 286.6105 | 0 |  | 285.3493 | 0 |  | 287.0643 | 0 |  | 287.0643 | 0
| 287.274 | 0 |  | 287.274 | 0 |  | 286.3177 | 0 |  | 286.32 | 0 |  | 287.274 | 0 |  | 286.3177 | 0 |  | 287.274 | 0 |  | 295.4489 | 1.3218e-05 |  | 287.274 | 0 |  | 773 | 0.010826 |  | 286.8196 | 0 |  | 287.274 | 0 |  | 287.274 | 3.4625e-05 |  | 286.3177 | 0 |  | 287.274 | 0 |  | 286.8196 | 0 |  | 285.5615 | 0 |  | 287.274 | 0 |  | 287.274 | 0
| 287.4837 | 0 |  | 287.4837 | 0 |  | 286.5253 | 0 |  | 286.53 | 0 |  | 287.4837 | 0 |  | 286.5253 | 0 |  | 287.4837 | 0 |  | 295.6609 | 4.495e-05 |  | 287.4836 | 3.8488e-06 |  | 774 | 0.01083 |  | 287.0286 | 0 |  | 287.4837 | 0 |  | 287.4836 | 0.00085667 |  | 286.5253 | 0 |  | 287.4836 | 0.000386 |  | 287.0286 | 0 |  | 285.7737 | 0 |  | 287.4837 | 0 |  | 287.4837 | 0
| 287.6934 | 0 |  | 287.6934 | 0 |  | 286.7329 | 0 |  | 286.73 | 0 |  | 287.6934 | 0 |  | 286.7329 | 0 |  | 287.6934 | 0 |  | 295.873 | 7.5044e-06 |  | 287.6934 | 0 |  | 775 | 0.010835 |  | 287.2377 | 0 |  | 287.6934 | 0 |  | 287.6934 | -0.00015993 |  | 286.7329 | 0 |  | 287.6934 | 0 |  | 287.2377 | 0 |  | 285.9859 | 0 |  | 287.6934 | 0 |  | 287.6934 | 0
| 287.9031 | 0 |  | 287.9031 | 0 |  | 286.9404 | 0 |  | 286.94 | 0 |  | 287.9031 | 0 |  | 286.9404 | 0 |  | 287.9031 | 0 |  | 296.0851 | 4.66e-05 |  | 287.9031 | 1.1016e-05 |  | 776 | 0.01057 |  | 287.4468 | 0 |  | 287.9031 | 0 |  | 287.903 | 0.0009894 |  | 286.9404 | 0 |  | 287.9031 | 0.00013438 |  | 287.4468 | 0 |  | 286.1982 | 0 |  | 287.9031 | 0 |  | 287.9031 | 0
| 288.1128 | 0 |  | 288.1128 | 0 |  | 287.148 | 0 |  | 287.15 | 0 |  | 288.1128 | 0 |  | 287.148 | 0 |  | 288.1128 | 0 |  | 296.2972 | 1.2756e-05 |  | 288.1128 | 0 |  | 777 | 0.010206 |  | 287.6559 | 0 |  | 288.1128 | 0 |  | 288.1128 | -8.9623e-05 |  | 287.148 | 0 |  | 288.1128 | 0 |  | 287.6559 | 0 |  | 286.4104 | 0 |  | 288.1128 | 0 |  | 288.1128 | 0
| 288.3225 | 0 |  | 288.3225 | 0 |  | 287.3556 | 0 |  | 287.36 | 0 |  | 288.3225 | 0 |  | 287.3556 | 0 |  | 288.3225 | 0 |  | 296.5093 | 4.3338e-05 |  | 288.3225 | 1.37e-05 |  | 778 | 0.0098415 |  | 287.865 | 0 |  | 288.3225 | 0 |  | 288.3225 | 0.00020788 |  | 287.3556 | 0 |  | 288.3225 | 0.00022848 |  | 287.865 | 0 |  | 286.6227 | 0 |  | 288.3225 | 0 |  | 288.3225 | 0
| 288.5323 | 0 |  | 288.5323 | 0 |  | 287.5632 | 0 |  | 287.56 | 0 |  | 288.5323 | 0 |  | 287.5632 | 0 |  | 288.5323 | 0 |  | 296.7215 | 1.0711e-05 |  | 288.5323 | 0 |  | 779 | 0.0094771 |  | 288.0741 | 0 |  | 288.5323 | 0 |  | 288.5323 | -0.00010183 |  | 287.5632 | 0 |  | 288.5323 | 0 |  | 288.0741 | 0 |  | 286.8349 | 0 |  | 288.5323 | 0 |  | 288.5323 | 0
| 288.7421 | 0 |  | 288.7421 | 0 |  | 287.7709 | 0 |  | 287.77 | 0 |  | 288.742 | 0 |  | 287.7709 | 0 |  | 288.742 | 0 |  | 296.9336 | 4.5897e-05 |  | 288.742 | 1.609e-05 |  | 780 | 0.0091127 |  | 288.2833 | 0 |  | 288.742 | 0 |  | 288.742 | 0.00016397 |  | 287.7709 | 0 |  | 288.742 | 0.00058449 |  | 288.2833 | 0 |  | 287.0471 | 0 |  | 288.742 | 0 |  | 288.742 | 0
| 288.9518 | 0 |  | 288.9518 | 0 |  | 287.9785 | 0 |  | 287.98 | 0 |  | 288.9518 | 0 |  | 287.9785 | 0 |  | 288.9518 | 0 |  | 297.1458 | 1.0115e-05 |  | 288.9518 | 0 |  | 781 | 0.0087483 |  | 288.4925 | 0 |  | 288.9518 | 0 |  | 288.9518 | 0.00065983 |  | 287.9785 | 0 |  | 288.9518 | 0 |  | 288.4925 | 0 |  | 287.2594 | 0 |  | 288.9518 | 0 |  | 288.9518 | 0
| 289.1616 | 0 |  | 289.1616 | 0 |  | 288.1862 | 0 |  | 288.19 | 0 |  | 289.1616 | 0 |  | 288.1862 | 0 |  | 289.1616 | 0 |  | 297.3579 | 4.0919e-05 |  | 289.1617 | 9.374e-06 |  | 782 | 0.0083839 |  | 288.7017 | 0 |  | 289.1616 | 0 |  | 289.1617 | 0.00062354 |  | 288.1862 | 0 |  | 289.1617 | 0.00045316 |  | 288.7017 | 0 |  | 287.4717 | 0 |  | 289.1616 | 0 |  | 289.1616 | 0
| 289.3715 | 0 |  | 289.3715 | 0 |  | 288.3938 | 0 |  | 288.39 | 0 |  | 289.3715 | 0 |  | 288.3938 | 0 |  | 289.3715 | 0 |  | 297.5701 | 6.6526e-06 |  | 289.3715 | 0 |  | 783 | 0.0080195 |  | 288.9109 | 0 |  | 289.3715 | 0 |  | 289.3715 | -0.00093875 |  | 288.3938 | 0 |  | 289.3715 | 0 |  | 288.9109 | 0 |  | 287.684 | 0 |  | 289.3715 | 0 |  | 289.3715 | 0
| 289.5813 | 0 |  | 289.5813 | 0 |  | 288.6015 | 0 |  | 288.6 | 0 |  | 289.5813 | 0 |  | 288.6015 | 0 |  | 289.5813 | 0 |  | 297.7823 | 4.3868e-05 |  | 289.5813 | 9.1459e-06 |  | 784 | 0.0076551 |  | 289.1201 | 0 |  | 289.5813 | 0 |  | 289.5813 | 0.00053753 |  | 288.6015 | 0 |  | 289.5813 | 0.00020555 |  | 289.1201 | 0 |  | 287.8963 | 0 |  | 289.5813 | 0 |  | 289.5813 | 0
| 289.7911 | 0 |  | 289.7911 | 0 |  | 288.8092 | 0 |  | 288.81 | 0 |  | 289.7911 | 0 |  | 288.8092 | 0 |  | 289.7911 | 0 |  | 297.9945 | 1.2947e-05 |  | 289.7911 | 5.5154e-07 |  | 785 | 0.0072907 |  | 289.3293 | 0 |  | 289.7911 | 0 |  | 289.7911 | -0.00017974 |  | 288.8092 | 0 |  | 289.7911 | 0 |  | 289.3293 | 0 |  | 288.1087 | 0 |  | 289.7911 | 0 |  | 289.7911 | 0
| 290.001 | 0 |  | 290.001 | 0 |  | 289.0169 | 0 |  | 289.02 | 0 |  | 290.001 | 0 |  | 289.0169 | 0 |  | 290.001 | 0 |  | 298.2067 | 4.1436e-05 |  | 290.001 | 8.1861e-06 |  | 786 | 0.0064112 |  | 289.5386 | 0 |  | 290.001 | 0 |  | 290.001 | 0.00054286 |  | 289.0169 | 0 |  | 290.001 | 0.00029581 |  | 289.5386 | 0 |  | 288.321 | 0 |  | 290.001 | 0 |  | 290.001 | 0
| 290.2109 | 0 |  | 290.2109 | 0 |  | 289.2246 | 0 |  | 289.22 | 0 |  | 290.2109 | 0 |  | 289.2246 | 0 |  | 290.2109 | 0 |  | 298.419 | 1.3194e-05 |  | 290.2109 | 0 |  | 787 | 0.0054319 |  | 289.7479 | 0 |  | 290.2109 | 0 |  | 290.2109 | -0.00056767 |  | 289.2246 | 0 |  | 290.2109 | 0 |  | 289.7479 | 0 |  | 288.5333 | 0 |  | 290.2109 | 0 |  | 290.2109 | 0
| 290.4208 | 0 |  | 290.4208 | 0 |  | 289.4324 | 0 |  | 289.43 | 0 |  | 290.4208 | 0 |  | 289.4324 | 0 |  | 290.4208 | 0 |  | 298.6312 | 4.3797e-05 |  | 290.4208 | 4.8394e-06 |  | 788 | 0.0051779 |  | 289.9572 | 0 |  | 290.4208 | 0 |  | 290.4208 | 9.3203e-05 |  | 289.4324 | 0 |  | 290.4208 | 0.00054189 |  | 289.9572 | 0 |  | 288.7457 | 0 |  | 290.4208 | 0 |  | 290.4208 | 0
| 290.6307 | 0 |  | 290.6307 | 0 |  | 289.6401 | 0 |  | 289.64 | 0 |  | 290.6307 | 0 |  | 289.6401 | 0 |  | 290.6307 | 0 |  | 298.8435 | 1.0761e-05 |  | 290.6307 | 0 |  | 789 | 0.0049365 |  | 290.1665 | 0 |  | 290.6307 | 0 |  | 290.6307 | -9.7258e-05 |  | 289.6401 | 0 |  | 290.6307 | 0 |  | 290.1665 | 0 |  | 288.958 | 0 |  | 290.6307 | 0 |  | 290.6307 | 0
| 290.8406 | 0 |  | 290.8406 | 0 |  | 289.8479 | 0 |  | 289.85 | 0 |  | 290.8406 | 0 |  | 289.8479 | 0 |  | 290.8406 | 0 |  | 299.0557 | 4.3268e-05 |  | 290.8406 | 1.8953e-05 |  | 790 | 0.0046951 |  | 290.3758 | 0 |  | 290.8406 | 0 |  | 290.8406 | 0.0013331 |  | 289.8479 | 0 |  | 290.8406 | 0.00044793 |  | 290.3758 | 0 |  | 289.1704 | 0 |  | 290.8406 | 0 |  | 290.8406 | 0
| 291.0506 | 0 |  | 291.0506 | 0 |  | 290.0557 | 0 |  | 290.06 | 0 |  | 291.0506 | 0 |  | 290.0557 | 0 |  | 291.0506 | 0 |  | 299.268 | 1.1531e-05 |  | 291.0506 | 3.4419e-06 |  | 791 | 0.0044537 |  | 290.5851 | 0 |  | 291.0506 | 0 |  | 291.0506 | 0.00082941 |  | 290.0557 | 0 |  | 291.0506 | 0 |  | 290.5851 | 0 |  | 289.3828 | 0 |  | 291.0506 | 0 |  | 291.0506 | 0
| 291.2605 | 0 |  | 291.2605 | 0 |  | 290.2635 | 0 |  | 290.26 | 0 |  | 291.2605 | 0 |  | 290.2635 | 0 |  | 291.2605 | 0 |  | 299.4803 | 4.5725e-05 |  | 291.2605 | 4.4088e-06 |  | 792 | 0.0042123 |  | 290.7945 | 0 |  | 291.2605 | 0 |  | 291.2605 | 0.00016608 |  | 290.2635 | 0 |  | 291.2605 | 0.00041834 |  | 290.7945 | 0 |  | 289.5952 | 0 |  | 291.2605 | 0 |  | 291.2605 | 0
| 291.4705 | 0 |  | 291.4705 | 0 |  | 290.4712 | 0 |  | 290.47 | 0 |  | 291.4705 | 0 |  | 290.4713 | 0 |  | 291.4705 | 0 |  | 299.6926 | 1.1286e-05 |  | 291.4705 | 0 |  | 793 | 0.0039709 |  | 291.0039 | 0 |  | 291.4705 | 0 |  | 291.4705 | 0.0003674 |  | 290.4713 | 0 |  | 291.4705 | 0 |  | 291.0039 | 0 |  | 289.8076 | 0 |  | 291.4705 | 0 |  | 291.4705 | 0
| 291.6805 | 0 |  | 291.6805 | 0 |  | 290.6791 | 0 |  | 290.68 | 0 |  | 291.6805 | 0 |  | 290.679 | 0 |  | 291.6805 | 0 |  | 299.9049 | 4.4065e-05 |  | 291.6805 | 1.2704e-05 |  | 794 | 0.0037295 |  | 291.2133 | 0 |  | 291.6805 | 0 |  | 291.6805 | -1.8103e-05 |  | 290.679 | 0 |  | 291.6805 | 0.00016647 |  | 291.2133 | 0 |  | 290.02 | 0 |  | 291.6805 | 0 |  | 291.6805 | 0
| 291.8905 | 0 |  | 291.8905 | 0 |  | 290.8869 | 0 |  | 290.89 | 0 |  | 291.8905 | 0 |  | 290.8869 | 0 |  | 291.8905 | 0 |  | 300.1172 | 1.1886e-05 |  | 291.8905 | 0 |  | 795 | 0.0036268 |  | 291.4227 | 0 |  | 291.8905 | 0 |  | 291.8905 | 0.0007432 |  | 290.8869 | 0 |  | 291.8905 | 0 |  | 291.4227 | 0 |  | 290.2325 | 0 |  | 291.8905 | 0 |  | 291.8905 | 0
| 292.1005 | 0 |  | 292.1005 | 0 |  | 291.0947 | 0 |  | 291.09 | 0 |  | 292.1005 | 0 |  | 291.0947 | 0 |  | 292.1005 | 0 |  | 300.3296 | 3.8745e-05 |  | 292.1005 | 7.0342e-06 |  | 796 | 0.0036314 |  | 291.6321 | 0 |  | 292.1005 | 0 |  | 292.1005 | 0.00066043 |  | 291.0947 | 0 |  | 292.1005 | 0.00032414 |  | 291.6321 | 0 |  | 290.4449 | 0 |  | 292.1005 | 0 |  | 292.1005 | 0
| 292.3106 | 0 |  | 292.3106 | 0 |  | 291.3026 | 0 |  | 291.3 | 0 |  | 292.3106 | 0 |  | 291.3026 | 0 |  | 292.3106 | 0 |  | 300.5419 | 1.0845e-05 |  | 292.3106 | 0 |  | 797 | 0.003636 |  | 291.8416 | 0 |  | 292.3106 | 0 |  | 292.3106 | -0.00038365 |  | 291.3026 | 0 |  | 292.3106 | 0 |  | 291.8416 | 0 |  | 290.6573 | 0 |  | 292.3106 | 0 |  | 292.3106 | 0
| 292.5206 | 0 |  | 292.5206 | 0 |  | 291.5104 | 0 |  | 291.51 | 0 |  | 292.5206 | 0 |  | 291.5104 | 0 |  | 292.5206 | 0 |  | 300.7543 | 4.866e-05 |  | 292.5206 | 1.1377e-05 |  | 798 | 0.0036405 |  | 292.051 | 0 |  | 292.5206 | 0 |  | 292.5206 | 0.00026128 |  | 291.5104 | 0 |  | 292.5206 | 0.00026846 |  | 292.051 | 0 |  | 290.8698 | 0 |  | 292.5206 | 0 |  | 292.5206 | 0
| 292.7307 | 0 |  | 292.7307 | 0 |  | 291.7183 | 0 |  | 291.72 | 0 |  | 292.7307 | 0 |  | 291.7183 | 0 |  | 292.7307 | 0 |  | 300.9666 | 1.1318e-05 |  | 292.7307 | 0 |  | 799 | 0.0036451 |  | 292.2605 | 0 |  | 292.7307 | 0 |  | 292.7307 | 0.0002993 |  | 291.7183 | 0 |  | 292.7307 | 0 |  | 292.2605 | 0 |  | 291.0822 | 0 |  | 292.7307 | 0 |  | 292.7307 | 0
| 292.9408 | 0 |  | 292.9408 | 0 |  | 291.9262 | 0 |  | 291.93 | 0 |  | 292.9408 | 0 |  | 291.9262 | 0 |  | 292.9408 | 0 |  | 301.179 | 4.5468e-05 |  | 292.9408 | 1.2392e-05 |  | 800 | 0.0036496 |  | 292.47 | 0 |  | 292.9408 | 0 |  | 292.9408 | 0.00075365 |  | 291.9262 | 0 |  | 292.9408 | 0.00019679 |  | 292.47 | 0 |  | 291.2947 | 0 |  | 292.9408 | 0 |  | 292.9408 | 0
| 293.1509 | 0 |  | 293.1509 | 0 |  | 292.1341 | 0 |  | 292.13 | 0 |  | 293.1509 | 0 |  | 292.1341 | 0 |  | 293.1509 | 0 |  | 301.3914 | 9.7675e-06 |  | 293.1509 | 0 |  |  |  |  | 292.6795 | 0 |  | 293.1509 | 0 |  | 293.1509 | 0.00054606 |  | 292.1341 | 0 |  | 293.1509 | 0 |  | 292.6795 | 0 |  | 291.5072 | 0 |  | 293.1509 | 0 |  | 293.1509 | 0
| 293.361 | 0 |  | 293.361 | 0 |  | 292.3421 | 0 |  | 292.34 | 0 |  | 293.361 | 0 |  | 292.3421 | 0 |  | 293.361 | 0 |  | 301.6039 | 4.0612e-05 |  | 293.361 | 6.4827e-06 |  |  |  |  | 292.889 | 0 |  | 293.361 | 0 |  | 293.361 | -3.9026e-05 |  | 292.3421 | 0 |  | 293.361 | 4.4381e-05 |  | 292.889 | 0 |  | 291.7197 | 0 |  | 293.361 | 0 |  | 293.361 | 0
| 293.5711 | 0 |  | 293.5711 | 0 |  | 292.55 | 0 |  | 292.55 | 0 |  | 293.5711 | 0 |  | 292.55 | 0 |  | 293.5711 | 0 |  | 301.8163 | 7.5957e-06 |  | 293.5711 | 0 |  |  |  |  | 293.0986 | 0 |  | 293.5711 | 0 |  | 293.5711 | 0.00034651 |  | 292.55 | 0 |  | 293.5711 | 0 |  | 293.0986 | 0 |  | 291.9322 | 0 |  | 293.5711 | 0 |  | 293.5711 | 0
| 293.7813 | 0 |  | 293.7813 | 0 |  | 292.7579 | 0 |  | 292.76 | 0 |  | 293.7813 | 0 |  | 292.7579 | 0 |  | 293.7813 | 0 |  | 302.0287 | 4.1644e-05 |  | 293.7813 | 1.5561e-05 |  |  |  |  | 293.3082 | 0 |  | 293.7813 | 0 |  | 293.7813 | 0.0010204 |  | 292.7579 | 0 |  | 293.7813 | 0.00031083 |  | 293.3082 | 0 |  | 292.1447 | 0 |  | 293.7813 | 0 |  | 293.7813 | 0
| 293.9915 | 0 |  | 293.9915 | 0 |  | 292.9659 | 0 |  | 292.97 | 0 |  | 293.9915 | 0 |  | 292.9659 | 0 |  | 293.9915 | 0 |  | 302.2411 | 7.7128e-06 |  | 293.9915 | 1.3073e-07 |  |  |  |  | 293.5177 | 0 |  | 293.9915 | 0 |  | 293.9915 | 0.00025321 |  | 292.9659 | 0 |  | 293.9915 | 0 |  | 293.5177 | 0 |  | 292.3573 | 0 |  | 293.9915 | 0 |  | 293.9915 | 0
| 294.2016 | 0 |  | 294.2016 | 0 |  | 293.1739 | 0 |  | 293.17 | 0 |  | 294.2016 | 0 |  | 293.1739 | 0 |  | 294.2016 | 0 |  | 302.4536 | 4.5246e-05 |  | 294.2016 | 9.7838e-06 |  |  |  |  | 293.7273 | 0 |  | 294.2016 | 0 |  | 294.2016 | 0.0002565 |  | 293.1739 | 0 |  | 294.2016 | 0.00022682 |  | 293.7273 | 0 |  | 292.5698 | 0 |  | 294.2016 | 0 |  | 294.2016 | 0
| 294.4118 | 0 |  | 294.4118 | 0 |  | 293.3819 | 0 |  | 293.38 | 0 |  | 294.4118 | 0 |  | 293.3819 | 0 |  | 294.4118 | 0 |  | 302.6661 | 9.4898e-06 |  | 294.4118 | 0 |  |  |  |  | 293.9369 | 0 |  | 294.4118 | 0 |  | 294.4118 | 3.8398e-05 |  | 293.3819 | 0 |  | 294.4118 | 0 |  | 293.937 | 0 |  | 292.7823 | 0 |  | 294.4118 | 0 |  | 294.4118 | 0
| 294.6221 | 0 |  | 294.6221 | 0 |  | 293.5899 | 0 |  | 293.59 | 0 |  | 294.622 | 0 |  | 293.5899 | 0 |  | 294.622 | 0 |  | 302.8785 | 4.1845e-05 |  | 294.622 | 1.009e-05 |  |  |  |  | 294.1466 | 0 |  | 294.622 | 0 |  | 294.622 | 0.00085918 |  | 293.5899 | 0 |  | 294.622 | 0.00041167 |  | 294.1466 | 0 |  | 292.9949 | 0 |  | 294.622 | 0 |  | 294.622 | 0
| 294.8323 | 0 |  | 294.8323 | 0 |  | 293.7979 | 0 |  | 293.8 | 0 |  | 294.8323 | 0 |  | 293.7979 | 0 |  | 294.8323 | 0 |  | 303.091 | 8.5275e-06 |  | 294.8323 | 0 |  |  |  |  | 294.3562 | 0 |  | 294.8323 | 0 |  | 294.8323 | 2.7411e-05 |  | 293.7979 | 0 |  | 294.8323 | 0 |  | 294.3562 | 0 |  | 293.2075 | 0 |  | 294.8323 | 0 |  | 294.8323 | 0
| 295.0425 | 0 |  | 295.0425 | 0 |  | 294.0059 | 0 |  | 294.01 | 0 |  | 295.0425 | 0 |  | 294.0059 | 0 |  | 295.0425 | 0 |  | 303.3036 | 4.2359e-05 |  | 295.0425 | 1.0827e-05 |  |  |  |  | 294.5659 | 0 |  | 295.0425 | 0 |  | 295.0425 | 0.00074131 |  | 294.0059 | 0 |  | 295.0425 | 0.00023402 |  | 294.5659 | 0 |  | 293.4201 | 0 |  | 295.0425 | 0 |  | 295.0425 | 0
| 295.2528 | 0 |  | 295.2528 | 0 |  | 294.214 | 0 |  | 294.21 | 0 |  | 295.2528 | 0 |  | 294.214 | 0 |  | 295.2528 | 0 |  | 303.5161 | 1.0584e-05 |  | 295.2528 | 0 |  |  |  |  | 294.7756 | 0 |  | 295.2528 | 0 |  | 295.2528 | 0.00054649 |  | 294.214 | 0 |  | 295.2528 | 0 |  | 294.7756 | 0 |  | 293.6327 | 0 |  | 295.2528 | 0 |  | 295.2528 | 0
| 295.4631 | 0 |  | 295.4631 | 0 |  | 294.422 | 0 |  | 294.42 | 0 |  | 295.4631 | 0 |  | 294.422 | 0 |  | 295.4631 | 0 |  | 303.7286 | 4.475e-05 |  | 295.463 | 1.3186e-05 |  |  |  |  | 294.9853 | 0 |  | 295.4631 | 0 |  | 295.463 | 0.0013918 |  | 294.422 | 0 |  | 295.463 | 0.00034624 |  | 294.9853 | 0 |  | 293.8452 | 0 |  | 295.4631 | 0 |  | 295.4631 | 0
| 295.6733 | 0 |  | 295.6733 | 0 |  | 294.6301 | 0 |  | 294.63 | 0 |  | 295.6733 | 0 |  | 294.6301 | 0 |  | 295.6733 | 0 |  | 303.9411 | 1.1759e-05 |  | 295.6733 | 0 |  |  |  |  | 295.195 | 0 |  | 295.6733 | 0 |  | 295.6733 | 0.00027949 |  | 294.6301 | 0 |  | 295.6733 | 0 |  | 295.195 | 0 |  | 294.0579 | 0 |  | 295.6733 | 0 |  | 295.6733 | 0
| 295.8836 | 0 |  | 295.8836 | 0 |  | 294.8382 | 0 |  | 294.84 | 0 |  | 295.8837 | 0 |  | 294.8382 | 0 |  | 295.8837 | 0 |  | 304.1537 | 4.1052e-05 |  | 295.8836 | 6.4037e-06 |  |  |  |  | 295.4047 | 0 |  | 295.8837 | 0 |  | 295.8836 | 0.00088152 |  | 294.8382 | 0 |  | 295.8836 | 0.0002691 |  | 295.4047 | 0 |  | 294.2705 | 0 |  | 295.8837 | 0 |  | 295.8837 | 0
| 296.094 | 0 |  | 296.094 | 0 |  | 295.0463 | 0 |  | 295.05 | 0 |  | 296.094 | 0 |  | 295.0463 | 0 |  | 296.094 | 0 |  | 304.3663 | 9.3842e-06 |  | 296.094 | 0 |  |  |  |  | 295.6145 | 0 |  | 296.094 | 0 |  | 296.094 | -0.0001212 |  | 295.0463 | 0 |  | 296.094 | 0 |  | 295.6145 | 0 |  | 294.4831 | 0 |  | 296.094 | 0 |  | 296.094 | 0
| 296.3043 | 0 |  | 296.3043 | 0 |  | 295.2544 | 0 |  | 295.25 | 0 |  | 296.3043 | 0 |  | 295.2544 | 0 |  | 296.3043 | 0 |  | 304.5788 | 4.362e-05 |  | 296.3043 | 1.287e-05 |  |  |  |  | 295.8242 | 0 |  | 296.3043 | 0 |  | 296.3043 | 0.00082216 |  | 295.2544 | 0 |  | 296.3043 | 0.00029453 |  | 295.8243 | 0 |  | 294.6958 | 0 |  | 296.3043 | 0 |  | 296.3043 | 0
| 296.5147 | 0 |  | 296.5147 | 0 |  | 295.4625 | 0 |  | 295.46 | 0 |  | 296.5147 | 0 |  | 295.4625 | 0 |  | 296.5147 | 0 |  | 304.7914 | 9.5077e-06 |  | 296.5147 | 0 |  |  |  |  | 296.034 | 0 |  | 296.5147 | 0 |  | 296.5146 | -0.00034253 |  | 295.4625 | 0 |  | 296.5147 | 0 |  | 296.034 | 0 |  | 294.9084 | 0 |  | 296.5147 | 0 |  | 296.5147 | 0
| 296.725 | 0 |  | 296.725 | 0 |  | 295.6706 | 0 |  | 295.67 | 0 |  | 296.725 | 0 |  | 295.6706 | 0 |  | 296.725 | 0 |  | 305.004 | 4.1993e-05 |  | 296.725 | 4.915e-06 |  |  |  |  | 296.2438 | 0 |  | 296.725 | 0 |  | 296.725 | 0.00038736 |  | 295.6706 | 0 |  | 296.725 | 0.00031395 |  | 296.2438 | 0 |  | 295.1211 | 0 |  | 296.725 | 0 |  | 296.725 | 0
| 296.9354 | 0 |  | 296.9354 | 0 |  | 295.8788 | 0 |  | 295.88 | 0 |  | 296.9354 | 0 |  | 295.8788 | 0 |  | 296.9354 | 0 |  | 305.2166 | 1.3101e-05 |  | 296.9354 | 0 |  |  |  |  | 296.4537 | 0 |  | 296.9354 | 0 |  | 296.9354 | -2.8614e-05 |  | 295.8788 | 0 |  | 296.9354 | 0 |  | 296.4537 | 0 |  | 295.3338 | 0 |  | 296.9354 | 0 |  | 296.9354 | 0
| 297.1458 | 0 |  | 297.1458 | 0 |  | 296.0869 | 0 |  | 296.09 | 0 |  | 297.1458 | 0 |  | 296.0869 | 0 |  | 297.1458 | 0 |  | 305.4293 | 4.2783e-05 |  | 297.1458 | 8.1154e-06 |  |  |  |  | 296.6635 | 0 |  | 297.1458 | 0 |  | 297.1458 | 0.00020701 |  | 296.0869 | 0 |  | 297.1458 | 0.00028176 |  | 296.6635 | 0 |  | 295.5464 | 0 |  | 297.1458 | 0 |  | 297.1458 | 0
| 297.3562 | 0 |  | 297.3562 | 0 |  | 296.2951 | 0 |  | 296.3 | 0 |  | 297.3562 | 0 |  | 296.2951 | 0 |  | 297.3562 | 0 |  | 305.6419 | 6.3504e-06 |  | 297.3562 | 0 |  |  |  |  | 296.8733 | 0 |  | 297.3562 | 0 |  | 297.3562 | 0.00028048 |  | 296.2951 | 0 |  | 297.3562 | 0 |  | 296.8733 | 0 |  | 295.7592 | 0 |  | 297.3562 | 0 |  | 297.3562 | 0
| 297.5667 | 0 |  | 297.5667 | 0 |  | 296.5033 | 0 |  | 296.5 | 0 |  | 297.5667 | 0 |  | 296.5033 | 0 |  | 297.5667 | 0 |  | 305.8546 | 4.417e-05 |  | 297.5666 | 5.6472e-06 |  |  |  |  | 297.0832 | 0 |  | 297.5667 | 0 |  | 297.5667 | 0.00094084 |  | 296.5033 | 0 |  | 297.5666 | 0.00023625 |  | 297.0832 | 0 |  | 295.9719 | 0 |  | 297.5667 | 0 |  | 297.5667 | 0
| 297.7771 | 0 |  | 297.7771 | 0 |  | 296.7115 | 0 |  | 296.71 | 0 |  | 297.7771 | 0 |  | 296.7115 | 0 |  | 297.7771 | 0 |  | 306.0672 | 5.7067e-06 |  | 297.7771 | 0 |  |  |  |  | 297.2931 | 0 |  | 297.7771 | 0 |  | 297.7771 | 0.00019425 |  | 296.7115 | 0 |  | 297.7771 | 0 |  | 297.2931 | 0 |  | 296.1846 | 0 |  | 297.7771 | 0 |  | 297.7771 | 0
| 297.9876 | 0 |  | 297.9876 | 0 |  | 296.9197 | 0 |  | 296.92 | 0 |  | 297.9876 | 0 |  | 296.9197 | 0 |  | 297.9876 | 0 |  | 306.2799 | 3.9647e-05 |  | 297.9876 | 1.4401e-05 |  |  |  |  | 297.503 | 0 |  | 297.9876 | 0 |  | 297.9876 | 0.0011765 |  | 296.9197 | 0 |  | 297.9876 | 0.00029084 |  | 297.503 | 0 |  | 296.3973 | 0 |  | 297.9876 | 0 |  | 297.9876 | 0
| 298.1981 | 0 |  | 298.1981 | 0 |  | 297.1279 | 0 |  | 297.13 | 0 |  | 298.1981 | 0 |  | 297.1279 | 0 |  | 298.1981 | 0 |  | 306.4926 | 1.1203e-05 |  | 298.1981 | 0 |  |  |  |  | 297.7129 | 0 |  | 298.1981 | 0 |  | 298.1981 | -8.359e-05 |  | 297.1279 | 0 |  | 298.1981 | 0 |  | 297.7129 | 0 |  | 296.61 | 0 |  | 298.1981 | 0 |  | 298.1981 | 0
| 298.4085 | 0 |  | 298.4085 | 0 |  | 297.3362 | 0 |  | 297.34 | 0 |  | 298.4085 | 0 |  | 297.3362 | 0 |  | 298.4085 | 0 |  | 306.7053 | 4.9455e-05 |  | 298.4085 | 1.4565e-05 |  |  |  |  | 297.9229 | 0 |  | 298.4085 | 0 |  | 298.4085 | 0.00082308 |  | 297.3362 | 0 |  | 298.4085 | 0.00034908 |  | 297.9229 | 0 |  | 296.8228 | 0 |  | 298.4085 | 0 |  | 298.4085 | 0
| 298.6191 | 0 |  | 298.6191 | 0 |  | 297.5444 | 0 |  | 297.54 | 0 |  | 298.6191 | 0 |  | 297.5444 | 0 |  | 298.6191 | 0 |  | 306.918 | 1.0321e-05 |  | 298.6191 | 0 |  |  |  |  | 298.1328 | 0 |  | 298.6191 | 0 |  | 298.619 | -1.2534e-05 |  | 297.5444 | 0 |  | 298.6191 | 0 |  | 298.1328 | 0 |  | 297.0355 | 0 |  | 298.6191 | 0 |  | 298.6191 | 0
| 298.8296 | 0 |  | 298.8296 | 0 |  | 297.7527 | 0 |  | 297.75 | 0 |  | 298.8296 | 0 |  | 297.7527 | 0 |  | 298.8296 | 0 |  | 307.1307 | 4.5331e-05 |  | 298.8296 | 8.9796e-06 |  |  |  |  | 298.3428 | 0 |  | 298.8296 | 0 |  | 298.8296 | 0.00071826 |  | 297.7527 | 0 |  | 298.8296 | 0.00020465 |  | 298.3428 | 0 |  | 297.2483 | 0 |  | 298.8296 | 0 |  | 298.8296 | 0
| 299.0401 | 0 |  | 299.0401 | 0 |  | 297.961 | 0 |  | 297.96 | 0 |  | 299.0401 | 0 |  | 297.961 | 0 |  | 299.0401 | 0 |  | 307.3434 | 4.1741e-06 |  | 299.0401 | 0 |  |  |  |  | 298.5528 | 0 |  | 299.0401 | 0 |  | 299.0401 | 1.4466e-05 |  | 297.961 | 0 |  | 299.0401 | 0 |  | 298.5528 | 0 |  | 297.4611 | 0 |  | 299.0401 | 0 |  | 299.0401 | 0
| 299.2507 | 0 |  | 299.2507 | 0 |  | 298.1693 | 0 |  | 298.17 | 0 |  | 299.2507 | 0 |  | 298.1693 | 0 |  | 299.2507 | 0 |  | 307.5562 | 4.4568e-05 |  | 299.2507 | 9.5664e-06 |  |  |  |  | 298.7628 | 0 |  | 299.2507 | 0 |  | 299.2507 | 0.00026465 |  | 298.1693 | 0 |  | 299.2507 | 0.00027305 |  | 298.7628 | 0 |  | 297.6739 | 0 |  | 299.2507 | 0 |  | 299.2507 | 0
| 299.4613 | 0 |  | 299.4613 | 0 |  | 298.3776 | 0 |  | 298.38 | 0 |  | 299.4613 | 0 |  | 298.3776 | 0 |  | 299.4613 | 0 |  | 307.7689 | 1.3074e-05 |  | 299.4612 | 0 |  |  |  |  | 298.9728 | 0 |  | 299.4613 | 0 |  | 299.4612 | -0.00061012 |  | 298.3776 | 0 |  | 299.4612 | 0 |  | 298.9728 | 0 |  | 297.8867 | 0 |  | 299.4613 | 0 |  | 299.4613 | 0
| 299.6718 | 0 |  | 299.6718 | 0 |  | 298.5859 | 0 |  | 298.59 | 0 |  | 299.6718 | 0 |  | 298.5859 | 0 |  | 299.6718 | 0 |  | 307.9817 | 4.3793e-05 |  | 299.6718 | 8.1993e-06 |  |  |  |  | 299.1828 | 0 |  | 299.6718 | 0 |  | 299.6718 | 0.00019136 |  | 298.5859 | 0 |  | 299.6718 | 0.00022498 |  | 299.1828 | 0 |  | 298.0995 | 0 |  | 299.6718 | 0 |  | 299.6718 | 0
| 299.8825 | 0 |  | 299.8825 | 0 |  | 298.7942 | 0 |  | 298.79 | 0 |  | 299.8824 | 0 |  | 298.7942 | 0 |  | 299.8824 | 0 |  | 308.1945 | 1.3054e-05 |  | 299.8825 | 0 |  |  |  |  | 299.3929 | 0 |  | 299.8824 | 0 |  | 299.8824 | -0.00022141 |  | 298.7942 | 0 |  | 299.8825 | 0 |  | 299.3929 | 0 |  | 298.3123 | 0 |  | 299.8824 | 0 |  | 299.8824 | 0
| 300.0931 | 0 |  | 300.0931 | 0 |  | 299.0026 | 0 |  | 299 | 0 |  | 300.0931 | 0 |  | 299.0026 | 0 |  | 300.0931 | 0 |  | 308.4073 | 4.4532e-05 |  | 300.0931 | 1.4471e-05 |  |  |  |  | 299.603 | 0 |  | 300.0931 | 0 |  | 300.0931 | 0.0003776 |  | 299.0026 | 0 |  | 300.0931 | 0.00026592 |  | 299.603 | 0 |  | 298.5251 | 0 |  | 300.0931 | 0 |  | 300.0931 | 0
| 300.3037 | 0 |  | 300.3037 | 0 |  | 299.2109 | 0 |  | 299.21 | 0 |  | 300.3037 | 0 |  | 299.2109 | 0 |  | 300.3037 | 0 |  | 308.6201 | 1.0732e-05 |  | 300.3037 | 0 |  |  |  |  | 299.8131 | 0 |  | 300.3037 | 0 |  | 300.3037 | -0.0001782 |  | 299.2109 | 0 |  | 300.3037 | 0 |  | 299.8131 | 0 |  | 298.738 | 0 |  | 300.3037 | 0 |  | 300.3037 | 0
| 300.5143 | 0 |  | 300.5143 | 0 |  | 299.4193 | 0 |  | 299.42 | 0 |  | 300.5144 | 0 |  | 299.4193 | 0 |  | 300.5144 | 0 |  | 308.8329 | 4.0779e-05 |  | 300.5143 | 1.6e-05 |  |  |  |  | 300.0232 | 0 |  | 300.5144 | 0 |  | 300.5143 | 0.00079321 |  | 299.4193 | 0 |  | 300.5143 | 0.00030728 |  | 300.0232 | 0 |  | 298.9508 | 0 |  | 300.5144 | 0 |  | 300.5144 | 0
| 300.725 | 0 |  | 300.725 | 0 |  | 299.6277 | 0 |  | 299.63 | 0 |  | 300.725 | 0 |  | 299.6277 | 0 |  | 300.725 | 0 |  | 309.0457 | 1.0111e-05 |  | 300.725 | 0 |  |  |  |  | 300.2333 | 0 |  | 300.725 | 0 |  | 300.725 | 0.00013527 |  | 299.6277 | 0 |  | 300.725 | 0 |  | 300.2333 | 0 |  | 299.1637 | 0 |  | 300.725 | 0 |  | 300.725 | 0
| 300.9357 | 0 |  | 300.9357 | 0 |  | 299.8361 | 0 |  | 299.84 | 0 |  | 300.9357 | 0 |  | 299.8361 | 0 |  | 300.9357 | 0 |  | 309.2586 | 4.3713e-05 |  | 300.9357 | 9.461e-06 |  |  |  |  | 300.4434 | 0 |  | 300.9357 | 0 |  | 300.9357 | 0.00069534 |  | 299.8361 | 0 |  | 300.9357 | 0.00033434 |  | 300.4434 | 0 |  | 299.3766 | 0 |  | 300.9357 | 0 |  | 300.9357 | 0
| 301.1464 | 0 |  | 301.1464 | 0 |  | 300.0445 | 0 |  | 300.04 | 0 |  | 301.1464 | 0 |  | 300.0445 | 0 |  | 301.1464 | 0 |  | 309.4714 | 1.4539e-05 |  | 301.1464 | 0 |  |  |  |  | 300.6536 | 0 |  | 301.1464 | 0 |  | 301.1464 | -1.7935e-06 |  | 300.0445 | 0 |  | 301.1464 | 0 |  | 300.6536 | 0 |  | 299.5894 | 0 |  | 301.1464 | 0 |  | 301.1464 | 0
| 301.3571 | 0 |  | 301.3571 | 0 |  | 300.253 | 0 |  | 300.25 | 0 |  | 301.3571 | 0 |  | 300.253 | 0 |  | 301.3571 | 0 |  | 309.6843 | 4.382e-05 |  | 301.3571 | 8.1631e-06 |  |  |  |  | 300.8638 | 0 |  | 301.3571 | 0 |  | 301.3571 | 0.00056818 |  | 300.253 | 0 |  | 301.3571 | 0.00014786 |  | 300.8638 | 0 |  | 299.8023 | 0 |  | 301.3571 | 0 |  | 301.3571 | 0
| 301.5678 | 0 |  | 301.5678 | 0 |  | 300.4614 | 0 |  | 300.46 | 0 |  | 301.5678 | 0 |  | 300.4614 | 0 |  | 301.5678 | 0 |  | 309.8972 | 1.2758e-05 |  | 301.5678 | 2.3644e-06 |  |  |  |  | 301.0739 | 0 |  | 301.5678 | 0 |  | 301.5678 | -0.00029652 |  | 300.4614 | 0 |  | 301.5678 | 0 |  | 301.074 | 0 |  | 300.0153 | 0 |  | 301.5678 | 0 |  | 301.5678 | 0
| 301.7786 | 0 |  | 301.7786 | 0 |  | 300.6698 | 0 |  | 300.67 | 0 |  | 301.7786 | 0 |  | 300.6698 | 0 |  | 301.7786 | 0 |  | 310.11 | 4.1906e-05 |  | 301.7786 | 9.6391e-06 |  |  |  |  | 301.2842 | 0 |  | 301.7786 | 0 |  | 301.7786 | 0.0005481 |  | 300.6698 | 0 |  | 301.7786 | 0.00014682 |  | 301.2842 | 0 |  | 300.2281 | 0 |  | 301.7786 | 0 |  | 301.7786 | 0
| 301.9893 | 0 |  | 301.9893 | 0 |  | 300.8783 | 0 |  | 300.88 | 0 |  | 301.9893 | 0 |  | 300.8783 | 0 |  | 301.9893 | 0 |  | 310.323 | 1.113e-05 |  | 301.9894 | 0 |  |  |  |  | 301.4944 | 0 |  | 301.9893 | 0 |  | 301.9893 | -0.00026463 |  | 300.8783 | 0 |  | 301.9894 | 0 |  | 301.4944 | 0 |  | 300.4411 | 0 |  | 301.9893 | 0 |  | 301.9893 | 0
| 302.2001 | 0 |  | 302.2001 | 0 |  | 301.0868 | 0 |  | 301.09 | 0 |  | 302.2001 | 0 |  | 301.0868 | 0 |  | 302.2001 | 0 |  | 310.5359 | 4.5676e-05 |  | 302.2001 | 5.2569e-06 |  |  |  |  | 301.7046 | 0 |  | 302.2001 | 0 |  | 302.2001 | 0.00079138 |  | 301.0868 | 0 |  | 302.2001 | 0.00012602 |  | 301.7046 | 0 |  | 300.654 | 0 |  | 302.2001 | 0 |  | 302.2001 | 0
| 302.4109 | 0 |  | 302.4109 | 0 |  | 301.2953 | 0 |  | 301.3 | 0 |  | 302.4109 | 0 |  | 301.2953 | 0 |  | 302.4109 | 0 |  | 310.7488 | 1.0482e-05 |  | 302.4109 | 0 |  |  |  |  | 301.9149 | 0 |  | 302.4109 | 0 |  | 302.4109 | 0.00025699 |  | 301.2953 | 0 |  | 302.4109 | 0 |  | 301.9149 | 0 |  | 300.867 | 0 |  | 302.4109 | 0 |  | 302.4109 | 0
| 302.6217 | 0 |  | 302.6217 | 0 |  | 301.5038 | 0 |  | 301.5 | 0 |  | 302.6217 | 0 |  | 301.5038 | 0 |  | 302.6217 | 0 |  | 310.9617 | 4.0225e-05 |  | 302.6217 | 7.6512e-06 |  |  |  |  | 302.1252 | 0 |  | 302.6217 | 0 |  | 302.6217 | 0.0011571 |  | 301.5038 | 0 |  | 302.6217 | 0.00027135 |  | 302.1252 | 0 |  | 301.0799 | 0 |  | 302.6217 | 0 |  | 302.6217 | 0
| 302.8325 | 0 |  | 302.8325 | 0 |  | 301.7123 | 0 |  | 301.71 | 0 |  | 302.8325 | 0 |  | 301.7123 | 0 |  | 302.8325 | 0 |  | 311.1747 | 1.3041e-05 |  | 302.8326 | 0 |  |  |  |  | 302.3354 | 0 |  | 302.8325 | 0 |  | 302.8326 | -0.00048444 |  | 301.7123 | 0 |  | 302.8326 | 0 |  | 302.3354 | 0 |  | 301.2929 | 0 |  | 302.8325 | 0 |  | 302.8325 | 0
| 303.0434 | 0 |  | 303.0434 | 0 |  | 301.9208 | 0 |  | 301.92 | 0 |  | 303.0434 | 0 |  | 301.9208 | 0 |  | 303.0434 | 0 |  | 311.3876 | 4.4077e-05 |  | 303.0434 | 1.0907e-05 |  |  |  |  | 302.5458 | 0 |  | 303.0434 | 0 |  | 303.0434 | 0.00044605 |  | 301.9208 | 0 |  | 303.0434 | 0.00028742 |  | 302.5457 | 0 |  | 301.5059 | 0 |  | 303.0434 | 0 |  | 303.0434 | 0
| 303.2542 | 0 |  | 303.2542 | 0 |  | 302.1294 | 0 |  | 302.13 | 0 |  | 303.2542 | 0 |  | 302.1294 | 0 |  | 303.2542 | 0 |  | 311.6006 | 9.6186e-06 |  | 303.2542 | 0 |  |  |  |  | 302.7561 | 0 |  | 303.2542 | 0 |  | 303.2542 | 0.00047639 |  | 302.1294 | 0 |  | 303.2542 | 0 |  | 302.7561 | 0 |  | 301.7188 | 0 |  | 303.2542 | 0 |  | 303.2542 | 0
| 303.4651 | 0 |  | 303.4651 | 0 |  | 302.3379 | 0 |  | 302.34 | 0 |  | 303.4651 | 0 |  | 302.338 | 0 |  | 303.4651 | 0 |  | 311.8136 | 4.4261e-05 |  | 303.4651 | 1.9318e-06 |  |  |  |  | 302.9664 | 0 |  | 303.4651 | 0 |  | 303.4651 | 0.00085689 |  | 302.338 | 0 |  | 303.4651 | 0.00026442 |  | 302.9664 | 0 |  | 301.9319 | 0 |  | 303.4651 | 0 |  | 303.4651 | 0
| 303.676 | 0 |  | 303.676 | 0 |  | 302.5465 | 0 |  | 302.55 | 0 |  | 303.676 | 0 |  | 302.5465 | 0 |  | 303.676 | 0 |  | 312.0266 | 1.3463e-05 |  | 303.676 | 0 |  |  |  |  | 303.1768 | 0 |  | 303.676 | 0 |  | 303.676 | 2.1393e-05 |  | 302.5465 | 0 |  | 303.676 | 0 |  | 303.1768 | 0 |  | 302.1449 | 0 |  | 303.676 | 0 |  | 303.676 | 0
| 303.8869 | 0 |  | 303.8869 | 0 |  | 302.7551 | 0 |  | 302.76 | 0 |  | 303.8869 | 0 |  | 302.7551 | 0 |  | 303.8869 | 0 |  | 312.2396 | 4.0835e-05 |  | 303.8869 | 9.1607e-06 |  |  |  |  | 303.3872 | 0 |  | 303.8869 | 0 |  | 303.8869 | 0.00078422 |  | 302.7551 | 0 |  | 303.8869 | 0.00038952 |  | 303.3872 | 0 |  | 302.3579 | 0 |  | 303.8869 | 0 |  | 303.8869 | 0
| 304.0978 | 0 |  | 304.0978 | 0 |  | 302.9637 | 0 |  | 302.96 | 0 |  | 304.0978 | 0 |  | 302.9637 | 0 |  | 304.0978 | 0 |  | 312.4526 | 1.194e-05 |  | 304.0978 | 0 |  |  |  |  | 303.5975 | 0 |  | 304.0978 | 0 |  | 304.0978 | -9.0412e-05 |  | 302.9637 | 0 |  | 304.0978 | 0 |  | 303.5976 | 0 |  | 302.5709 | 0 |  | 304.0978 | 0 |  | 304.0978 | 0
| 304.3087 | 0 |  | 304.3087 | 0 |  | 303.1723 | 0 |  | 303.17 | 0 |  | 304.3087 | 0 |  | 303.1723 | 0 |  | 304.3087 | 0 |  | 312.6656 | 3.8987e-05 |  | 304.3087 | 1.1399e-05 |  |  |  |  | 303.808 | 0 |  | 304.3087 | 0 |  | 304.3087 | 0.0010294 |  | 303.1723 | 0 |  | 304.3087 | 0.0002337 |  | 303.808 | 0 |  | 302.7839 | 0 |  | 304.3087 | 0 |  | 304.3087 | 0
| 304.5197 | 0 |  | 304.5197 | 0 |  | 303.3809 | 0 |  | 303.38 | 0 |  | 304.5197 | 0 |  | 303.381 | 0 |  | 304.5197 | 0 |  | 312.8787 | 9.5329e-06 |  | 304.5197 | 0 |  |  |  |  | 304.0184 | 0 |  | 304.5197 | 0 |  | 304.5197 | 0.0001762 |  | 303.381 | 0 |  | 304.5197 | 0 |  | 304.0184 | 0 |  | 302.997 | 0 |  | 304.5197 | 0 |  | 304.5197 | 0
| 304.7306 | 0 |  | 304.7306 | 0 |  | 303.5896 | 0 |  | 303.59 | 0.0025577 |  | 304.7306 | 0 |  | 303.5896 | 0 |  | 304.7306 | 0 |  | 313.0917 | 4.6494e-05 |  | 304.7307 | 2.4522e-05 |  |  |  |  | 304.2288 | 0 |  | 304.7306 | 0 |  | 304.7307 | 0.00076477 |  | 303.5896 | 0 |  | 304.7307 | 0.00038652 |  | 304.2288 | 0 |  | 303.2101 | 0 |  | 304.7306 | 0 |  | 304.7306 | 0
| 304.9416 | 0 |  | 304.9416 | 0 |  | 303.7982 | 0 |  | 303.8 | 0 |  | 304.9416 | 0 |  | 303.7982 | 0 |  | 304.9416 | 0 |  | 313.3048 | 7.3898e-06 |  | 304.9416 | 0 |  |  |  |  | 304.4393 | 0 |  | 304.9416 | 0 |  | 304.9416 | -3.6584e-05 |  | 303.7982 | 0 |  | 304.9416 | 0 |  | 304.4393 | 0 |  | 303.4231 | 0 |  | 304.9416 | 0 |  | 304.9416 | 0
| 305.1526 | 0 |  | 305.1526 | 0 |  | 304.0069 | 0 |  | 304.01 | 0 |  | 305.1526 | 0 |  | 304.0069 | 0 |  | 305.1526 | 0 |  | 313.5179 | 4.0604e-05 |  | 305.1526 | 8.933e-06 |  |  |  |  | 304.6498 | 0 |  | 305.1526 | 0 |  | 305.1526 | 9.5724e-05 |  | 304.0069 | 0 |  | 305.1526 | 0.0004492 |  | 304.6498 | 0 |  | 303.6362 | 0 |  | 305.1526 | 0 |  | 305.1526 | 0
| 305.3636 | 0 |  | 305.3636 | 0 |  | 304.2156 | 0 |  | 304.22 | 0 |  | 305.3636 | 0 |  | 304.2156 | 0 |  | 305.3636 | 0 |  | 313.731 | 1.0507e-05 |  | 305.3636 | 0 |  |  |  |  | 304.8603 | 0 |  | 305.3636 | 0 |  | 305.3636 | 0.00018042 |  | 304.2156 | 0 |  | 305.3636 | 0 |  | 304.8603 | 0 |  | 303.8493 | 0 |  | 305.3636 | 0 |  | 305.3636 | 0
| 305.5746 | 0 |  | 305.5746 | 0 |  | 304.4243 | 0 |  | 304.42 | 0 |  | 305.5746 | 0 |  | 304.4243 | 0 |  | 305.5746 | 0 |  | 313.9441 | 4.2015e-05 |  | 305.5747 | 1.2947e-05 |  |  |  |  | 305.0708 | 0 |  | 305.5746 | 0 |  | 305.5746 | 0.00099999 |  | 304.4243 | 0 |  | 305.5747 | 0.00023418 |  | 305.0708 | 0 |  | 304.0624 | 0 |  | 305.5746 | 0 |  | 305.5746 | 0
| 305.7857 | 0 |  | 305.7857 | 0 |  | 304.633 | 0 |  | 304.63 | 0 |  | 305.7857 | 0 |  | 304.633 | 0 |  | 305.7857 | 0 |  | 314.1572 | 1.224e-05 |  | 305.7857 | 0 |  |  |  |  | 305.2813 | 0 |  | 305.7857 | 0 |  | 305.7857 | -0.00045085 |  | 304.633 | 0 |  | 305.7857 | 0 |  | 305.2813 | 0 |  | 304.2755 | 0 |  | 305.7857 | 0 |  | 305.7857 | 0
| 305.9967 | 0 |  | 305.9967 | 0 |  | 304.8417 | 0 |  | 304.84 | 0 |  | 305.9967 | 0 |  | 304.8417 | 0 |  | 305.9967 | 0 |  | 314.3703 | 4.1541e-05 |  | 305.9967 | 9.7119e-06 |  |  |  |  | 305.4918 | 0 |  | 305.9967 | 0 |  | 305.9967 | 0.00073803 |  | 304.8417 | 0 |  | 305.9967 | 0.00027799 |  | 305.4918 | 0 |  | 304.4886 | 0 |  | 305.9967 | 0 |  | 305.9967 | 0
| 306.2078 | 0 |  | 306.2078 | 0 |  | 305.0504 | 0 |  | 305.05 | 0 |  | 306.2078 | 0 |  | 305.0504 | 0 |  | 306.2078 | 0 |  | 314.5835 | 6.7005e-06 |  | 306.2078 | 0 |  |  |  |  | 305.7024 | 0 |  | 306.2078 | 0 |  | 306.2078 | 1.867e-05 |  | 305.0504 | 0 |  | 306.2078 | 0 |  | 305.7024 | 0 |  | 304.7018 | 0 |  | 306.2078 | 0 |  | 306.2078 | 0
| 306.4189 | 0 |  | 306.4189 | 0 |  | 305.2592 | 0 |  | 305.26 | 0 |  | 306.4189 | 0 |  | 305.2592 | 0 |  | 306.4189 | 0 |  | 314.7966 | 4.355e-05 |  | 306.4189 | 8.1063e-06 |  |  |  |  | 305.913 | 0 |  | 306.4189 | 0 |  | 306.4189 | 0.00040521 |  | 305.2592 | 0 |  | 306.4189 | 0.00025307 |  | 305.913 | 0 |  | 304.9149 | 0 |  | 306.4189 | 0 |  | 306.4189 | 0
| 306.63 | 0 |  | 306.63 | 0 |  | 305.4679 | 0 |  | 305.47 | 0 |  | 306.63 | 0 |  | 305.4679 | 0 |  | 306.63 | 0 |  | 315.0098 | 1.3639e-05 |  | 306.63 | 0 |  |  |  |  | 306.1236 | 0 |  | 306.63 | 0 |  | 306.63 | -0.00023618 |  | 305.4679 | 0 |  | 306.63 | 0 |  | 306.1236 | 0 |  | 305.1281 | 0 |  | 306.63 | 0 |  | 306.63 | 0
| 306.8411 | 0 |  | 306.8411 | 0 |  | 305.6767 | 0 |  | 305.68 | 0 |  | 306.8411 | 0 |  | 305.6767 | 0 |  | 306.8411 | 0 |  | 315.223 | 4.5485e-05 |  | 306.8411 | 8.6318e-06 |  |  |  |  | 306.3342 | 0 |  | 306.8411 | 0 |  | 306.8411 | 0.00029804 |  | 305.6767 | 0 |  | 306.8411 | 0.00045642 |  | 306.3342 | 0 |  | 305.3412 | 0 |  | 306.8411 | 0 |  | 306.8411 | 0
| 307.0523 | 0 |  | 307.0523 | 0 |  | 305.8855 | 0 |  | 305.89 | 0 |  | 307.0522 | 0 |  | 305.8855 | 0 |  | 307.0522 | 0 |  | 315.4362 | 6.7176e-06 |  | 307.0523 | 0 |  |  |  |  | 306.5448 | 0 |  | 307.0522 | 0 |  | 307.0522 | 0.00022722 |  | 305.8855 | 0 |  | 307.0523 | 0 |  | 306.5448 | 0 |  | 305.5544 | 0 |  | 307.0522 | 0 |  | 307.0522 | 0
| 307.2634 | 0 |  | 307.2634 | 0 |  | 306.0943 | 0 |  | 306.09 | 0 |  | 307.2634 | 0 |  | 306.0943 | 0 |  | 307.2634 | 0 |  | 315.6494 | 4.4871e-05 |  | 307.2634 | 1.0907e-05 |  |  |  |  | 306.7554 | 0 |  | 307.2634 | 0 |  | 307.2634 | 0.00063647 |  | 306.0943 | 0 |  | 307.2634 | 0.00043834 |  | 306.7554 | 0 |  | 305.7676 | 0 |  | 307.2634 | 0 |  | 307.2634 | 0
| 307.4746 | 0 |  | 307.4746 | 0 |  | 306.3031 | 0 |  | 306.3 | 0 |  | 307.4746 | 0 |  | 306.3031 | 0 |  | 307.4746 | 0 |  | 315.8626 | 1.2838e-05 |  | 307.4746 | 0 |  |  |  |  | 306.9661 | 0 |  | 307.4746 | 0 |  | 307.4745 | 0.00024535 |  | 306.3031 | 0 |  | 307.4746 | 0 |  | 306.9661 | 0 |  | 305.9808 | 0 |  | 307.4746 | 0 |  | 307.4746 | 0
| 307.6857 | 0 |  | 307.6857 | 0 |  | 306.5119 | 0 |  | 306.51 | 0 |  | 307.6857 | 0 |  | 306.5119 | 0 |  | 307.6857 | 0 |  | 316.0758 | 4.1824e-05 |  | 307.6857 | 5.1752e-06 |  |  |  |  | 307.1768 | 0 |  | 307.6857 | 0 |  | 307.6857 | 0.00081685 |  | 306.5119 | 0 |  | 307.6857 | 0.00033508 |  | 307.1768 | 0 |  | 306.194 | 0 |  | 307.6857 | 0 |  | 307.6857 | 0
| 307.8969 | 0 |  | 307.8969 | 0 |  | 306.7207 | 0 |  | 306.72 | 0 |  | 307.8969 | 0 |  | 306.7207 | 0 |  | 307.8969 | 0 |  | 316.289 | 7.7792e-06 |  | 307.8969 | 0 |  |  |  |  | 307.3875 | 0 |  | 307.8969 | 0 |  | 307.8969 | 1.1012e-05 |  | 306.7207 | 0 |  | 307.8969 | 0 |  | 307.3875 | 0 |  | 306.4072 | 0 |  | 307.8969 | 0 |  | 307.8969 | 0
| 308.1082 | 0 |  | 308.1082 | 0 |  | 306.9296 | 0 |  | 306.93 | 0 |  | 308.1081 | 0 |  | 306.9296 | 0 |  | 308.1081 | 0 |  | 316.5023 | 4.063e-05 |  | 308.1082 | 7.7967e-06 |  |  |  |  | 307.5982 | 0 |  | 308.1081 | 0 |  | 308.1082 | 0.00034359 |  | 306.9296 | 0 |  | 308.1082 | 0.00029531 |  | 307.5982 | 0 |  | 306.6204 | 0 |  | 308.1081 | 0 |  | 308.1081 | 0
| 308.3194 | 0 |  | 308.3194 | 0 |  | 307.1385 | 0 |  | 307.14 | 0 |  | 308.3194 | 0 |  | 307.1385 | 0 |  | 308.3194 | 0 |  | 316.7155 | 7.5937e-06 |  | 308.3194 | 0 |  |  |  |  | 307.8089 | 0 |  | 308.3194 | 0 |  | 308.3194 | 0.00020488 |  | 307.1385 | 0 |  | 308.3194 | 0 |  | 307.8089 | 0 |  | 306.8337 | 0 |  | 308.3194 | 0 |  | 308.3194 | 0
| 308.5306 | 0 |  | 308.5306 | 0 |  | 307.3473 | 0 |  | 307.35 | 0 |  | 308.5306 | 0 |  | 307.3473 | 0 |  | 308.5306 | 0 |  | 316.9288 | 4.8044e-05 |  | 308.5306 | 8.1543e-06 |  |  |  |  | 308.0197 | 0 |  | 308.5306 | 0 |  | 308.5306 | 0.00094038 |  | 307.3473 | 0 |  | 308.5306 | 0.00019457 |  | 308.0197 | 0 |  | 307.0469 | 0 |  | 308.5306 | 0 |  | 308.5306 | 0
| 308.7419 | 0 |  | 308.7419 | 0 |  | 307.5562 | 0 |  | 307.56 | 0 |  | 308.7419 | 0 |  | 307.5562 | 0 |  | 308.7419 | 0 |  | 317.1421 | 1.6233e-05 |  | 308.7419 | 0 |  |  |  |  | 308.2304 | 0 |  | 308.7419 | 0 |  | 308.7419 | 0.00020702 |  | 307.5562 | 0 |  | 308.7419 | 0 |  | 308.2304 | 0 |  | 307.2602 | 0 |  | 308.7419 | 0 |  | 308.7419 | 0
| 308.9531 | 0 |  | 308.9531 | 0 |  | 307.7651 | 0 |  | 307.77 | 0 |  | 308.9531 | 0 |  | 307.7651 | 0 |  | 308.9531 | 0 |  | 317.3554 | 4.4555e-05 |  | 308.9532 | 6.4113e-06 |  |  |  |  | 308.4412 | 0 |  | 308.9531 | 0 |  | 308.9532 | 0.00040572 |  | 307.7651 | 0 |  | 308.9532 | 0.00026275 |  | 308.4412 | 0 |  | 307.4734 | 0 |  | 308.9531 | 0 |  | 308.9531 | 0
| 309.1644 | 0 |  | 309.1644 | 0 |  | 307.974 | 0 |  | 307.97 | 0 |  | 309.1644 | 0 |  | 307.974 | 0 |  | 309.1644 | 0 |  | 317.5687 | 1.1868e-05 |  | 309.1644 | 0 |  |  |  |  | 308.652 | 0 |  | 309.1644 | 0 |  | 309.1644 | 0.00061864 |  | 307.974 | 0 |  | 309.1644 | 0 |  | 308.652 | 0 |  | 307.6867 | 0 |  | 309.1644 | 0 |  | 309.1644 | 0
| 309.3757 | 0 |  | 309.3757 | 0 |  | 308.183 | 0 |  | 308.18 | 0 |  | 309.3757 | 0 |  | 308.183 | 0 |  | 309.3757 | 0 |  | 317.782 | 4.1068e-05 |  | 309.3757 | 9.1326e-06 |  |  |  |  | 308.8628 | 0 |  | 309.3757 | 0 |  | 309.3757 | 0.0010859 |  | 308.183 | 0 |  | 309.3757 | 0.00022643 |  | 308.8628 | 0 |  | 307.9 | 0 |  | 309.3757 | 0 |  | 309.3757 | 0
| 309.587 | 0 |  | 309.587 | 0 |  | 308.3919 | 0 |  | 308.39 | 0 |  | 309.5871 | 0 |  | 308.3919 | 0 |  | 309.5871 | 0 |  | 317.9953 | 8.3651e-06 |  | 309.5871 | 0 |  |  |  |  | 309.0736 | 0 |  | 309.5871 | 0 |  | 309.5871 | 0.00013508 |  | 308.3919 | 0 |  | 309.5871 | 0 |  | 309.0736 | 0 |  | 308.1133 | 0 |  | 309.5871 | 0 |  | 309.5871 | 0
| 309.7984 | 0 |  | 309.7984 | 0 |  | 308.6009 | 0 |  | 308.6 | 0 |  | 309.7984 | 0 |  | 308.6009 | 0 |  | 309.7984 | 0 |  | 318.2087 | 4.7931e-05 |  | 309.7984 | 2.6629e-06 |  |  |  |  | 309.2845 | 0 |  | 309.7984 | 0 |  | 309.7984 | 0.0010259 |  | 308.6009 | 0 |  | 309.7984 | 0.00011023 |  | 309.2845 | 0 |  | 308.3266 | 0 |  | 309.7984 | 0 |  | 309.7984 | 0
| 310.0097 | 0 |  | 310.0097 | 0 |  | 308.8098 | 0 |  | 308.81 | 0 |  | 310.0097 | 0 |  | 308.8098 | 0 |  | 310.0097 | 0 |  | 318.422 | 1.064e-05 |  | 310.0097 | 0 |  |  |  |  | 309.4953 | 0 |  | 310.0097 | 0 |  | 310.0097 | -0.00066997 |  | 308.8098 | 0 |  | 310.0097 | 0 |  | 309.4953 | 0 |  | 308.5399 | 0 |  | 310.0097 | 0 |  | 310.0097 | 0
| 310.2211 | 0 |  | 310.2211 | 0 |  | 309.0188 | 0 |  | 309.02 | 0 |  | 310.2211 | 0 |  | 309.0188 | 0 |  | 310.2211 | 0 |  | 318.6354 | 4.9726e-05 |  | 310.2211 | 6.0815e-06 |  |  |  |  | 309.7062 | 0 |  | 310.2211 | 0 |  | 310.2211 | 0.00075802 |  | 309.0188 | 0 |  | 310.2211 | 0.00039604 |  | 309.7062 | 0 |  | 308.7533 | 0 |  | 310.2211 | 0 |  | 310.2211 | 0
| 310.4325 | 0 |  | 310.4325 | 0 |  | 309.2278 | 0 |  | 309.23 | 0 |  | 310.4325 | 0 |  | 309.2278 | 0 |  | 310.4325 | 0 |  | 318.8488 | 1.1923e-05 |  | 310.4325 | 0 |  |  |  |  | 309.9171 | 0 |  | 310.4325 | 0 |  | 310.4325 | -0.00014924 |  | 309.2278 | 0 |  | 310.4325 | 0 |  | 309.9171 | 0 |  | 308.9666 | 0 |  | 310.4325 | 0 |  | 310.4325 | 0
| 310.6439 | 0 |  | 310.6439 | 0 |  | 309.4368 | 0 |  | 309.44 | 0 |  | 310.6439 | 0 |  | 309.4368 | 0 |  | 310.6439 | 0 |  | 319.0622 | 4.4375e-05 |  | 310.6439 | 1.0916e-05 |  |  |  |  | 310.128 | 0 |  | 310.6439 | 0 |  | 310.6439 | 0.00050415 |  | 309.4368 | 0 |  | 310.6439 | 0.0003124 |  | 310.128 | 0 |  | 309.18 | 0 |  | 310.6439 | 0 |  | 310.6439 | 0
| 310.8553 | 0 |  | 310.8553 | 0 |  | 309.6458 | 0 |  | 309.65 | 0 |  | 310.8553 | 0 |  | 309.6458 | 0 |  | 310.8553 | 0 |  | 319.2756 | 1.1156e-05 |  | 310.8553 | 0 |  |  |  |  | 310.3389 | 0 |  | 310.8553 | 0 |  | 310.8553 | 1.9526e-05 |  | 309.6458 | 0 |  | 310.8553 | 0 |  | 310.339 | 0 |  | 309.3933 | 0 |  | 310.8553 | 0 |  | 310.8553 | 0
| 311.0667 | 0 |  | 311.0667 | 0 |  | 309.8549 | 0 |  | 309.85 | 0 |  | 311.0667 | 0 |  | 309.8549 | 0 |  | 311.0667 | 0 |  | 319.489 | 4.5853e-05 |  | 311.0667 | 1.131e-06 |  |  |  |  | 310.5499 | 0 |  | 311.0667 | 0 |  | 311.0667 | 0.0011531 |  | 309.8549 | 0 |  | 311.0667 | 7.8947e-05 |  | 310.5499 | 0 |  | 309.6067 | 0 |  | 311.0667 | 0 |  | 311.0667 | 0
| 311.2782 | 0 |  | 311.2782 | 0 |  | 310.0639 | 0 |  | 310.06 | 0 |  | 311.2782 | 0 |  | 310.0639 | 0 |  | 311.2782 | 0 |  | 319.7024 | 9.1927e-06 |  | 311.2782 | 0 |  |  |  |  | 310.7609 | 0 |  | 311.2782 | 0 |  | 311.2782 | 0.00040501 |  | 310.0639 | 0 |  | 311.2782 | 0 |  | 310.7609 | 0 |  | 309.8201 | 0 |  | 311.2782 | 0 |  | 311.2782 | 0
| 311.4896 | 0 |  | 311.4896 | 0 |  | 310.273 | 0 |  | 310.27 | 0 |  | 311.4896 | 0 |  | 310.273 | 0 |  | 311.4896 | 0 |  | 319.9158 | 4.4088e-05 |  | 311.4896 | 5.3465e-06 |  |  |  |  | 310.9718 | 0 |  | 311.4896 | 0 |  | 311.4896 | 0.00092048 |  | 310.273 | 0 |  | 311.4896 | 9.424e-06 |  | 310.9718 | 0 |  | 310.0335 | 0 |  | 311.4896 | 0 |  | 311.4896 | 0
| 311.7011 | 0 |  | 311.7011 | 0 |  | 310.4821 | 0 |  | 310.48 | 0 |  | 311.7011 | 0 |  | 310.4821 | 0 |  | 311.7011 | 0 |  | 320.1293 | 8.9117e-06 |  | 311.7011 | 0 |  |  |  |  | 311.1828 | 0 |  | 311.7011 | 0 |  | 311.7011 | -0.00022919 |  | 310.4821 | 0 |  | 311.7011 | 0 |  | 311.1828 | 0 |  | 310.2469 | 0 |  | 311.7011 | 0 |  | 311.7011 | 0
| 311.9126 | 0 |  | 311.9126 | 0 |  | 310.6911 | 0 |  | 310.69 | 0 |  | 311.9126 | 0 |  | 310.6911 | 0 |  | 311.9126 | 0 |  | 320.3427 | 4.3494e-05 |  | 311.9126 | 1.1002e-05 |  |  |  |  | 311.3938 | 0 |  | 311.9126 | 0 |  | 311.9126 | 0.00077843 |  | 310.6911 | 0 |  | 311.9126 | 0.00034896 |  | 311.3938 | 0 |  | 310.4603 | 0 |  | 311.9126 | 0 |  | 311.9126 | 0
| 312.1241 | 0 |  | 312.1241 | 0 |  | 310.9002 | 0 |  | 310.9 | 0 |  | 312.1241 | 0 |  | 310.9002 | 0 |  | 312.1241 | 0 |  | 320.5562 | 1.0463e-05 |  | 312.1241 | 0 |  |  |  |  | 311.6049 | 0 |  | 312.1241 | 0 |  | 312.1241 | -0.00090252 |  | 310.9002 | 0 |  | 312.1241 | 0 |  | 311.6049 | 0 |  | 310.6737 | 0 |  | 312.1241 | 0 |  | 312.1241 | 0
| 312.3356 | 0 |  | 312.3356 | 0 |  | 311.1093 | 0 |  | 311.11 | 0 |  | 312.3356 | 0 |  | 311.1093 | 0 |  | 312.3356 | 0 |  | 320.7697 | 4.6366e-05 |  | 312.3356 | 9.3154e-06 |  |  |  |  | 311.8159 | 0 |  | 312.3356 | 0 |  | 312.3356 | 0.00067335 |  | 311.1093 | 0 |  | 312.3356 | 0.00025886 |  | 311.8159 | 0 |  | 310.8871 | 0 |  | 312.3356 | 0 |  | 312.3356 | 0
| 312.5471 | 0 |  | 312.5471 | 0 |  | 311.3185 | 0 |  | 311.32 | 0 |  | 312.5471 | 0 |  | 311.3185 | 0 |  | 312.5471 | 0 |  | 320.9832 | 1.2275e-05 |  | 312.5471 | 0 |  |  |  |  | 312.027 | 0 |  | 312.5471 | 0 |  | 312.5471 | 0.00071872 |  | 311.3185 | 0 |  | 312.5471 | 0 |  | 312.027 | 0 |  | 311.1006 | 0 |  | 312.5471 | 0 |  | 312.5471 | 0
| 312.7587 | 0 |  | 312.7587 | 0 |  | 311.5276 | 0 |  | 311.53 | 0 |  | 312.7587 | 0 |  | 311.5276 | 0 |  | 312.7587 | 0 |  | 321.1967 | 4.7856e-05 |  | 312.7587 | 1.0501e-05 |  |  |  |  | 312.238 | 0 |  | 312.7587 | 0 |  | 312.7587 | 0.00036207 |  | 311.5276 | 0 |  | 312.7587 | 0.0003271 |  | 312.238 | 0 |  | 311.3141 | 0 |  | 312.7587 | 0 |  | 312.7587 | 0
| 312.9703 | 0 |  | 312.9703 | 0 |  | 311.7368 | 0 |  | 311.74 | 0 |  | 312.9703 | 0 |  | 311.7368 | 0 |  | 312.9703 | 0 |  | 321.4102 | 1.3026e-05 |  | 312.9703 | 0 |  |  |  |  | 312.4491 | 0 |  | 312.9703 | 0 |  | 312.9703 | -4.8459e-05 |  | 311.7368 | 0 |  | 312.9703 | 0 |  | 312.4491 | 0 |  | 311.5275 | 0 |  | 312.9703 | 0 |  | 312.9703 | 0
| 313.1818 | 0 |  | 313.1818 | 0 |  | 311.9459 | 0 |  | 311.95 | 0 |  | 313.1818 | 0 |  | 311.9459 | 0 |  | 313.1818 | 0 |  | 321.6238 | 4.7513e-05 |  | 313.1818 | 9.2523e-06 |  |  |  |  | 312.6603 | 0 |  | 313.1818 | 0 |  | 313.1819 | 0.00045078 |  | 311.9459 | 0 |  | 313.1818 | 0.00025627 |  | 312.6603 | 0 |  | 311.741 | 0 |  | 313.1818 | 0 |  | 313.1818 | 0
| 313.3934 | 0 |  | 313.3934 | 0 |  | 312.1551 | 0 |  | 312.16 | 0 |  | 313.3934 | 0 |  | 312.1551 | 0 |  | 313.3934 | 0 |  | 321.8373 | 9.0961e-06 |  | 313.3934 | 0 |  |  |  |  | 312.8714 | 0 |  | 313.3934 | 0 |  | 313.3934 | -0.00015376 |  | 312.1551 | 0 |  | 313.3934 | 0 |  | 312.8714 | 0 |  | 311.9545 | 0 |  | 313.3934 | 0 |  | 313.3934 | 0
| 313.6051 | 0 |  | 313.6051 | 0 |  | 312.3643 | 0 |  | 312.36 | 0 |  | 313.6051 | 0 |  | 312.3643 | 0 |  | 313.6051 | 0 |  | 322.0509 | 4.1327e-05 |  | 313.605 | 9.6866e-06 |  |  |  |  | 313.0825 | 0 |  | 313.6051 | 0 |  | 313.605 | 0.00076892 |  | 312.3643 | 0 |  | 313.605 | 0.00040709 |  | 313.0825 | 0 |  | 312.168 | 0 |  | 313.6051 | 0 |  | 313.6051 | 0
| 313.8167 | 0 |  | 313.8167 | 0 |  | 312.5735 | 0 |  | 312.57 | 0 |  | 313.8167 | 0 |  | 312.5735 | 0 |  | 313.8167 | 0 |  | 322.2644 | 9.2697e-06 |  | 313.8167 | 0 |  |  |  |  | 313.2937 | 0 |  | 313.8167 | 0 |  | 313.8167 | 0.00032756 |  | 312.5735 | 0 |  | 313.8167 | 0 |  | 313.2937 | 0 |  | 312.3815 | 0 |  | 313.8167 | 0 |  | 313.8167 | 0
| 314.0283 | 0 |  | 314.0283 | 0 |  | 312.7827 | 0 |  | 312.78 | 0 |  | 314.0283 | 0 |  | 312.7827 | 0 |  | 314.0283 | 0 |  | 322.478 | 4.6559e-05 |  | 314.0283 | 8.8273e-06 |  |  |  |  | 313.5049 | 0 |  | 314.0283 | 0 |  | 314.0283 | 0.0001987 |  | 312.7827 | 0 |  | 314.0283 | 0.00041767 |  | 313.5049 | 0 |  | 312.595 | 0 |  | 314.0283 | 0 |  | 314.0283 | 0
| 314.24 | 0 |  | 314.24 | 0 |  | 312.9919 | 0 |  | 312.99 | 0 |  | 314.24 | 0 |  | 312.9919 | 0 |  | 314.24 | 0 |  | 322.6916 | 7.704e-06 |  | 314.24 | 0 |  |  |  |  | 313.7161 | 0 |  | 314.24 | 0 |  | 314.24 | -0.00014919 |  | 312.9919 | 0 |  | 314.24 | 0 |  | 313.7161 | 0 |  | 312.8085 | 0 |  | 314.24 | 0 |  | 314.24 | 0
| 314.4517 | 0 |  | 314.4517 | 0 |  | 313.2012 | 0 |  | 313.2 | 0 |  | 314.4517 | 0 |  | 313.2012 | 0 |  | 314.4517 | 0 |  | 322.9052 | 4.5143e-05 |  | 314.4517 | 6.1066e-06 |  |  |  |  | 313.9273 | 0 |  | 314.4517 | 0 |  | 314.4517 | 0.00082975 |  | 313.2012 | 0 |  | 314.4517 | 0.00032218 |  | 313.9273 | 0 |  | 313.0221 | 0 |  | 314.4517 | 0 |  | 314.4517 | 0
| 314.6633 | 0 |  | 314.6633 | 0 |  | 313.4105 | 0 |  | 313.41 | 0 |  | 314.6633 | 0 |  | 313.4105 | 0 |  | 314.6633 | 0 |  | 323.1188 | 9.1134e-06 |  | 314.6634 | 0 |  |  |  |  | 314.1385 | 0 |  | 314.6633 | 0 |  | 314.6634 | -2.9193e-05 |  | 313.4105 | 0 |  | 314.6634 | 0 |  | 314.1385 | 0 |  | 313.2356 | 0 |  | 314.6633 | 0 |  | 314.6633 | 0
| 314.875 | 0 |  | 314.875 | 0 |  | 313.6197 | 0 |  | 313.62 | 0 |  | 314.8751 | 0 |  | 313.6197 | 0 |  | 314.8751 | 0 |  | 323.3325 | 4.328e-05 |  | 314.8751 | 0 |  |  |  |  | 314.3497 | 0 |  | 314.8751 | 0 |  | 314.8751 | 0.00084542 |  | 313.6197 | 0 |  | 314.8751 | 0.00015991 |  | 314.3497 | 0 |  | 313.4492 | 0 |  | 314.8751 | 0 |  | 314.8751 | 0
| 315.0868 | 0 |  | 315.0868 | 0 |  | 313.829 | 0 |  | 313.83 | 0 |  | 315.0868 | 0 |  | 313.829 | 0 |  | 315.0868 | 0 |  | 323.5461 | 1.1619e-05 |  | 315.0868 | 0 |  |  |  |  | 314.561 | 0 |  | 315.0868 | 0 |  | 315.0868 | 8.3459e-05 |  | 313.829 | 0 |  | 315.0868 | 0 |  | 314.561 | 0 |  | 313.6627 | 0 |  | 315.0868 | 0 |  | 315.0868 | 0
| 315.2985 | 0 |  | 315.2985 | 0 |  | 314.0383 | 0 |  | 314.04 | 0 |  | 315.2985 | 0 |  | 314.0383 | 0 |  | 315.2985 | 0 |  | 323.7598 | 4.6234e-05 |  | 315.2985 | 1.0908e-05 |  |  |  |  | 314.7723 | 0 |  | 315.2985 | 0 |  | 315.2985 | 0.00094252 |  | 314.0383 | 0 |  | 315.2985 | 0.00038466 |  | 314.7723 | 0 |  | 313.8763 | 0 |  | 315.2985 | 0 |  | 315.2985 | 0
| 315.5103 | 0 |  | 315.5103 | 0 |  | 314.2476 | 0 |  | 314.25 | 0 |  | 315.5103 | 0 |  | 314.2476 | 0 |  | 315.5103 | 0 |  | 323.9734 | 9.1606e-06 |  | 315.5102 | 0 |  |  |  |  | 314.9836 | 0 |  | 315.5103 | 0 |  | 315.5103 | 0.00030201 |  | 314.2476 | 0 |  | 315.5102 | 0 |  | 314.9836 | 0 |  | 314.0899 | 0 |  | 315.5103 | 0 |  | 315.5103 | 0
| 315.722 | 0 |  | 315.722 | 0 |  | 314.4569 | 0 |  | 314.46 | 0 |  | 315.722 | 0 |  | 314.4569 | 0 |  | 315.722 | 0 |  | 324.1871 | 4.2393e-05 |  | 315.722 | 5.5389e-06 |  |  |  |  | 315.1949 | 0 |  | 315.722 | 0 |  | 315.722 | 0.00027554 |  | 314.4569 | 0 |  | 315.722 | 0.00022539 |  | 315.1949 | 0 |  | 314.3035 | 0 |  | 315.722 | 0 |  | 315.722 | 0
| 315.9338 | 0 |  | 315.9338 | 0 |  | 314.6663 | 0 |  | 314.67 | 0 |  | 315.9338 | 0 |  | 314.6663 | 0 |  | 315.9338 | 0 |  | 324.4008 | 1.0722e-05 |  | 315.9338 | 0 |  |  |  |  | 315.4062 | 0 |  | 315.9338 | 0 |  | 315.9338 | 0.0007198 |  | 314.6663 | 0 |  | 315.9338 | 0 |  | 315.4062 | 0 |  | 314.5171 | 0 |  | 315.9338 | 0 |  | 315.9338 | 0
| 316.1456 | 0 |  | 316.1456 | 0 |  | 314.8756 | 0 |  | 314.88 | 0 |  | 316.1456 | 0 |  | 314.8756 | 0 |  | 316.1456 | 0 |  | 324.6145 | 4.0403e-05 |  | 316.1456 | 1.0974e-05 |  |  |  |  | 315.6176 | 0 |  | 316.1456 | 0 |  | 316.1456 | 0.00067217 |  | 314.8756 | 0 |  | 316.1456 | 0.00028783 |  | 315.6175 | 0 |  | 314.7307 | 0 |  | 316.1456 | 0 |  | 316.1456 | 0
| 316.3574 | 0 |  | 316.3574 | 0 |  | 315.085 | 0 |  | 315.08 | 0 |  | 316.3574 | 0 |  | 315.085 | 0 |  | 316.3574 | 0 |  | 324.8282 | 1.0334e-05 |  | 316.3574 | 0 |  |  |  |  | 315.8289 | 0 |  | 316.3574 | 0 |  | 316.3574 | -0.00052385 |  | 315.085 | 0 |  | 316.3574 | 0 |  | 315.8289 | 0 |  | 314.9444 | 0 |  | 316.3574 | 0 |  | 316.3574 | 0
| 316.5693 | 0 |  | 316.5693 | 0 |  | 315.2944 | 0 |  | 315.29 | 0 |  | 316.5692 | 0 |  | 315.2944 | 0 |  | 316.5692 | 0 |  | 325.0419 | 3.8538e-05 |  | 316.5692 | 1.0999e-05 |  |  |  |  | 316.0403 | 0 |  | 316.5692 | 0 |  | 316.5692 | 0.00045869 |  | 315.2944 | 0 |  | 316.5692 | 0.00028996 |  | 316.0403 | 0 |  | 315.158 | 0 |  | 316.5692 | 0 |  | 316.5692 | 0
| 316.7811 | 0 |  | 316.7811 | 0 |  | 315.5038 | 0 |  | 315.5 | 0 |  | 316.7811 | 0 |  | 315.5038 | 0 |  | 316.7811 | 0 |  | 325.2556 | 9.0208e-06 |  | 316.7811 | 0 |  |  |  |  | 316.2517 | 0 |  | 316.7811 | 0 |  | 316.7811 | -0.00044951 |  | 315.5038 | 0 |  | 316.7811 | 0 |  | 316.2517 | 0 |  | 315.3717 | 0 |  | 316.7811 | 0 |  | 316.7811 | 0
| 316.993 | 0 |  | 316.993 | 0 |  | 315.7131 | 0 |  | 315.71 | 0 |  | 316.9929 | 0 |  | 315.7131 | 0 |  | 316.9929 | 0 |  | 325.4694 | 4.2039e-05 |  | 316.993 | 4.6615e-06 |  |  |  |  | 316.4631 | 0 |  | 316.9929 | 0 |  | 316.993 | 0.00089585 |  | 315.7131 | 0 |  | 316.993 | 0.00030736 |  | 316.4631 | 0 |  | 315.5853 | 0 |  | 316.9929 | 0 |  | 316.9929 | 0
| 317.2048 | 0 |  | 317.2048 | 0 |  | 315.9226 | 0 |  | 315.92 | 0 |  | 317.2048 | 0 |  | 315.9225 | 0 |  | 317.2048 | 0 |  | 325.6831 | 8.9668e-06 |  | 317.2048 | 0 |  |  |  |  | 316.6745 | 0 |  | 317.2048 | 0 |  | 317.2048 | -3.7729e-05 |  | 315.9225 | 0 |  | 317.2048 | 0 |  | 316.6745 | 0 |  | 315.799 | 0 |  | 317.2048 | 0 |  | 317.2048 | 0
| 317.4167 | 0 |  | 317.4167 | 0 |  | 316.132 | 0 |  | 316.13 | 0 |  | 317.4167 | 0 |  | 316.132 | 0 |  | 317.4167 | 0 |  | 325.8969 | 4.2359e-05 |  | 317.4167 | 8.7907e-06 |  |  |  |  | 316.886 | 0 |  | 317.4167 | 0 |  | 317.4167 | 0.0005736 |  | 316.132 | 0 |  | 317.4167 | 0.00033723 |  | 316.886 | 0 |  | 316.0127 | 0 |  | 317.4167 | 0 |  | 317.4167 | 0
| 317.6286 | 0 |  | 317.6286 | 0 |  | 316.3414 | 0 |  | 316.34 | 0 |  | 317.6286 | 0 |  | 316.3414 | 0 |  | 317.6286 | 0 |  | 326.1107 | 9.2384e-06 |  | 317.6286 | 0 |  |  |  |  | 317.0974 | 0 |  | 317.6286 | 0 |  | 317.6286 | 0.00035347 |  | 316.3414 | 0 |  | 317.6286 | 0 |  | 317.0974 | 0 |  | 316.2264 | 0 |  | 317.6286 | 0 |  | 317.6286 | 0
| 317.8405 | 0 |  | 317.8405 | 0 |  | 316.5509 | 0 |  | 316.55 | 0 |  | 317.8405 | 0 |  | 316.5509 | 0 |  | 317.8405 | 0 |  | 326.3245 | 4.3776e-05 |  | 317.8406 | 5.5287e-06 |  |  |  |  | 317.3089 | 0 |  | 317.8405 | 0 |  | 317.8405 | 0.0003291 |  | 316.5509 | 0 |  | 317.8406 | 0.00047515 |  | 317.3089 | 0 |  | 316.4401 | 0 |  | 317.8405 | 0 |  | 317.8405 | 0
| 318.0525 | 0 |  | 318.0525 | 0 |  | 316.7604 | 0 |  | 316.76 | 0 |  | 318.0525 | 0 |  | 316.7603 | 0 |  | 318.0525 | 0 |  | 326.5383 | 1.1629e-05 |  | 318.0525 | 0 |  |  |  |  | 317.5204 | 0 |  | 318.0525 | 0 |  | 318.0525 | -0.00029172 |  | 316.7603 | 0 |  | 318.0525 | 0 |  | 317.5204 | 0 |  | 316.6538 | 0 |  | 318.0525 | 0 |  | 318.0525 | 0
| 318.2644 | 0 |  | 318.2644 | 0 |  | 316.9698 | 0 |  | 316.97 | 0 |  | 318.2644 | 0 |  | 316.9698 | 0 |  | 318.2644 | 0 |  | 326.7521 | 3.9011e-05 |  | 318.2644 | 6.2312e-06 |  |  |  |  | 317.7319 | 0 |  | 318.2644 | 0 |  | 318.2644 | 0.00054097 |  | 316.9698 | 0 |  | 318.2644 | 0.00052557 |  | 317.7319 | 0 |  | 316.8675 | 0 |  | 318.2644 | 0 |  | 318.2644 | 0
| 318.4764 | 0 |  | 318.4764 | 0 |  | 317.1793 | 0 |  | 317.18 | 0 |  | 318.4764 | 0 |  | 317.1793 | 0 |  | 318.4764 | 0 |  | 326.9659 | 1.2351e-05 |  | 318.4764 | 0 |  |  |  |  | 317.9434 | 0 |  | 318.4764 | 0 |  | 318.4764 | 0.00015962 |  | 317.1793 | 0 |  | 318.4764 | 0 |  | 317.9434 | 0 |  | 317.0813 | 0 |  | 318.4764 | 0 |  | 318.4764 | 0
| 318.6884 | 0 |  | 318.6884 | 0 |  | 317.3888 | 0 |  | 317.39 | 0 |  | 318.6884 | 0 |  | 317.3888 | 0 |  | 318.6884 | 0 |  | 327.1798 | 4.2679e-05 |  | 318.6884 | 4.1947e-06 |  |  |  |  | 318.155 | 0 |  | 318.6884 | 0 |  | 318.6884 | 0.0012619 |  | 317.3888 | 0 |  | 318.6884 | 0.00017841 |  | 318.155 | 0 |  | 317.295 | 0 |  | 318.6884 | 0 |  | 318.6884 | 0
| 318.9004 | 0 |  | 318.9004 | 0 |  | 317.5983 | 0 |  | 317.6 | 0 |  | 318.9004 | 0 |  | 317.5983 | 0 |  | 318.9004 | 0 |  | 327.3936 | 8.8842e-06 |  | 318.9004 | 0 |  |  |  |  | 318.3665 | 0 |  | 318.9004 | 0 |  | 318.9004 | -0.00030465 |  | 317.5983 | 0 |  | 318.9004 | 0 |  | 318.3665 | 0 |  | 317.5088 | 0 |  | 318.9004 | 0 |  | 318.9004 | 0
| 319.1124 | 0 |  | 319.1124 | 0 |  | 317.8079 | 0 |  | 317.81 | 0 |  | 319.1124 | 0 |  | 317.8079 | 0 |  | 319.1124 | 0 |  | 327.6075 | 4.2348e-05 |  | 319.1124 | 9.4124e-06 |  |  |  |  | 318.5781 | 0 |  | 319.1124 | 0 |  | 319.1124 | 0.00093781 |  | 317.8079 | 0 |  | 319.1124 | 0.00014535 |  | 318.5781 | 0 |  | 317.7225 | 0 |  | 319.1124 | 0 |  | 319.1124 | 0
| 319.3244 | 0 |  | 319.3244 | 0 |  | 318.0174 | 0 |  | 318.02 | 0 |  | 319.3244 | 0 |  | 318.0174 | 0 |  | 319.3244 | 0 |  | 327.8214 | 8.6048e-06 |  | 319.3244 | 0 |  |  |  |  | 318.7897 | 0 |  | 319.3244 | 0 |  | 319.3244 | 9.982e-05 |  | 318.0174 | 0 |  | 319.3244 | 0 |  | 318.7897 | 0 |  | 317.9363 | 0 |  | 319.3244 | 0 |  | 319.3244 | 0
| 319.5365 | 0 |  | 319.5365 | 0 |  | 318.227 | 0 |  | 318.23 | 0 |  | 319.5365 | 0 |  | 318.227 | 0 |  | 319.5365 | 0 |  | 328.0353 | 4.5555e-05 |  | 319.5364 | 4.4832e-06 |  |  |  |  | 319.0013 | 0 |  | 319.5365 | 0 |  | 319.5364 | 0.00063159 |  | 318.227 | 0 |  | 319.5364 | 0.00036228 |  | 319.0013 | 0 |  | 318.1501 | 0 |  | 319.5365 | 0 |  | 319.5365 | 0
| 319.7485 | 0 |  | 319.7485 | 0 |  | 318.4366 | 0 |  | 318.44 | 0 |  | 319.7485 | 0 |  | 318.4366 | 0 |  | 319.7485 | 0 |  | 328.2492 | 1.1688e-05 |  | 319.7485 | 0 |  |  |  |  | 319.2129 | 0 |  | 319.7485 | 0 |  | 319.7485 | 0.00036776 |  | 318.4366 | 0 |  | 319.7485 | 0 |  | 319.2129 | 0 |  | 318.3639 | 0 |  | 319.7485 | 0 |  | 319.7485 | 0
| 319.9606 | 0 |  | 319.9606 | 0 |  | 318.6461 | 0 |  | 318.65 | 0 |  | 319.9606 | 0 |  | 318.6461 | 0 |  | 319.9606 | 0 |  | 328.4631 | 4.5395e-05 |  | 319.9606 | 1.2702e-05 |  |  |  |  | 319.4246 | 0 |  | 319.9606 | 0 |  | 319.9606 | 0.00014393 |  | 318.6461 | 0 |  | 319.9606 | 0.00041003 |  | 319.4246 | 0 |  | 318.5777 | 0 |  | 319.9606 | 0 |  | 319.9606 | 0
| 320.1727 | 0 |  | 320.1727 | 0 |  | 318.8557 | 0 |  | 318.86 | 0 |  | 320.1727 | 0 |  | 318.8557 | 0 |  | 320.1727 | 0 |  | 328.677 | 8.2038e-06 |  | 320.1727 | 0 |  |  |  |  | 319.6362 | 0 |  | 320.1727 | 0 |  | 320.1727 | 7.1678e-05 |  | 318.8557 | 0 |  | 320.1727 | 0 |  | 319.6362 | 0 |  | 318.7915 | 0 |  | 320.1727 | 0 |  | 320.1727 | 0
| 320.3848 | 0 |  | 320.3848 | 0 |  | 319.0653 | 0 |  | 319.07 | 0 |  | 320.3848 | 0 |  | 319.0653 | 0 |  | 320.3848 | 0 |  | 328.891 | 4.5703e-05 |  | 320.3848 | 8.655e-06 |  |  |  |  | 319.8479 | 0 |  | 320.3848 | 0 |  | 320.3848 | 0.00032776 |  | 319.0653 | 0 |  | 320.3848 | 0.0002538 |  | 319.8479 | 0 |  | 319.0053 | 0 |  | 320.3848 | 0 |  | 320.3848 | 0
| 320.5969 | 0 |  | 320.5969 | 0 |  | 319.275 | 0 |  | 319.27 | 0 |  | 320.5969 | 0 |  | 319.275 | 0 |  | 320.5969 | 0 |  | 329.1049 | 1.2473e-05 |  | 320.5969 | 0 |  |  |  |  | 320.0596 | 0 |  | 320.5969 | 0 |  | 320.5969 | 0.000327 |  | 319.275 | 0 |  | 320.5969 | 0 |  | 320.0596 | 0 |  | 319.2192 | 0 |  | 320.5969 | 0 |  | 320.5969 | 0
| 320.809 | 0 |  | 320.809 | 0 |  | 319.4846 | 0 |  | 319.48 | 0 |  | 320.809 | 0 |  | 319.4846 | 0 |  | 320.809 | 0 |  | 329.3188 | 4.6015e-05 |  | 320.809 | 3.9228e-06 |  |  |  |  | 320.2713 | 0 |  | 320.809 | 0 |  | 320.809 | 0.00076626 |  | 319.4846 | 0 |  | 320.809 | 0.0002732 |  | 320.2713 | 0 |  | 319.433 | 0 |  | 320.809 | 0 |  | 320.809 | 0
| 321.0212 | 0 |  | 321.0212 | 0 |  | 319.6942 | 0 |  | 319.69 | 0 |  | 321.0212 | 0 |  | 319.6942 | 0 |  | 321.0212 | 0 |  | 329.5328 | 9.7069e-06 |  | 321.0212 | 0 |  |  |  |  | 320.483 | 0 |  | 321.0212 | 0 |  | 321.0212 | 5.7651e-05 |  | 319.6942 | 0 |  | 321.0212 | 0 |  | 320.483 | 0 |  | 319.6469 | 0 |  | 321.0212 | 0 |  | 321.0212 | 0
| 321.2333 | 0 |  | 321.2333 | 0 |  | 319.9039 | 0 |  | 319.9 | 0 |  | 321.2333 | 0 |  | 319.9039 | 0 |  | 321.2333 | 0 |  | 329.7468 | 4.4996e-05 |  | 321.2333 | 8.0623e-06 |  |  |  |  | 320.6948 | 0 |  | 321.2333 | 0 |  | 321.2333 | 0.00029972 |  | 319.9039 | 0 |  | 321.2333 | 0.0003026 |  | 320.6948 | 0 |  | 319.8607 | 0 |  | 321.2333 | 0 |  | 321.2333 | 0
| 321.4455 | 0 |  | 321.4455 | 0 |  | 320.1136 | 0 |  | 320.11 | 0 |  | 321.4455 | 0 |  | 320.1136 | 0 |  | 321.4455 | 0 |  | 329.9608 | 1.07e-05 |  | 321.4455 | 0 |  |  |  |  | 320.9065 | 0 |  | 321.4455 | 0 |  | 321.4455 | 6.6481e-05 |  | 320.1136 | 0 |  | 321.4455 | 0 |  | 320.9065 | 0 |  | 320.0746 | 0 |  | 321.4455 | 0 |  | 321.4455 | 0
| 321.6577 | 0 |  | 321.6577 | 0 |  | 320.3233 | 0 |  | 320.32 | 0 |  | 321.6577 | 0 |  | 320.3233 | 0 |  | 321.6577 | 0 |  | 330.1748 | 4.3432e-05 |  | 321.6577 | 9.9074e-06 |  |  |  |  | 321.1183 | 0 |  | 321.6577 | 0 |  | 321.6577 | 0.00060332 |  | 320.3233 | 0 |  | 321.6577 | 0.00028961 |  | 321.1183 | 0 |  | 320.2885 | 0 |  | 321.6577 | 0 |  | 321.6577 | 0
| 321.8699 | 0 |  | 321.8699 | 0 |  | 320.533 | 0 |  | 320.53 | 0 |  | 321.8699 | 0 |  | 320.533 | 0 |  | 321.8699 | 0 |  | 330.3888 | 1.2292e-05 |  | 321.8699 | 0 |  |  |  |  | 321.3301 | 0 |  | 321.8699 | 0 |  | 321.8699 | 5.6831e-05 |  | 320.533 | 0 |  | 321.8699 | 0 |  | 321.3301 | 0 |  | 320.5024 | 0 |  | 321.8699 | 0 |  | 321.8699 | 0
| 322.0822 | 0 |  | 322.0822 | 0 |  | 320.7427 | 0 |  | 320.74 | 0 |  | 322.0822 | 0 |  | 320.7427 | 0 |  | 322.0822 | 0 |  | 330.6029 | 4.4246e-05 |  | 322.0822 | 9.6821e-06 |  |  |  |  | 321.5419 | 0 |  | 322.0822 | 0 |  | 322.0822 | 0.00014761 |  | 320.7427 | 0 |  | 322.0822 | 0.00025204 |  | 321.5419 | 0 |  | 320.7163 | 0 |  | 322.0822 | 0 |  | 322.0822 | 0
| 322.2944 | 0 |  | 322.2944 | 0 |  | 320.9524 | 0 |  | 320.95 | 0 |  | 322.2944 | 0 |  | 320.9524 | 0 |  | 322.2944 | 0 |  | 330.8169 | 1.5519e-05 |  | 322.2944 | 0 |  |  |  |  | 321.7537 | 0 |  | 322.2944 | 0 |  | 322.2944 | 0.00012038 |  | 320.9524 | 0 |  | 322.2944 | 0 |  | 321.7537 | 0 |  | 320.9303 | 0 |  | 322.2944 | 0 |  | 322.2944 | 0
| 322.5067 | 0 |  | 322.5067 | 0 |  | 321.1621 | 0 |  | 321.16 | 0 |  | 322.5067 | 0 |  | 321.1621 | 0 |  | 322.5067 | 0 |  | 331.031 | 4.2484e-05 |  | 322.5066 | 4.1009e-06 |  |  |  |  | 321.9655 | 0 |  | 322.5067 | 0 |  | 322.5067 | 0.0010768 |  | 321.1621 | 0 |  | 322.5066 | 0.00022246 |  | 321.9655 | 0 |  | 321.1442 | 0 |  | 322.5067 | 0 |  | 322.5067 | 0
| 322.7189 | 0 |  | 322.7189 | 0 |  | 321.3719 | 0 |  | 321.37 | 0 |  | 322.7189 | 0 |  | 321.3719 | 0 |  | 322.7189 | 0 |  | 331.245 | 1.1143e-05 |  | 322.7189 | 0 |  |  |  |  | 322.1774 | 0 |  | 322.7189 | 0 |  | 322.7189 | 0.00021941 |  | 321.3719 | 0 |  | 322.7189 | 0 |  | 322.1774 | 0 |  | 321.3581 | 0 |  | 322.7189 | 0 |  | 322.7189 | 0
| 322.9312 | 0 |  | 322.9312 | 0 |  | 321.5817 | 0 |  | 321.58 | 0 |  | 322.9312 | 0 |  | 321.5817 | 0 |  | 322.9312 | 0 |  | 331.4591 | 4.0566e-05 |  | 322.9312 | 7.6265e-06 |  |  |  |  | 322.3893 | 0 |  | 322.9312 | 0 |  | 322.9312 | 0.0012226 |  | 321.5817 | 0 |  | 322.9312 | 0.00020934 |  | 322.3893 | 0 |  | 321.5721 | 0 |  | 322.9312 | 0 |  | 322.9312 | 0
| 323.1435 | 0 |  | 323.1435 | 0 |  | 321.7914 | 0 |  | 321.79 | 0 |  | 323.1435 | 0 |  | 321.7914 | 0 |  | 323.1435 | 0 |  | 331.6732 | 1.1348e-05 |  | 323.1435 | 0 |  |  |  |  | 322.6012 | 0 |  | 323.1435 | 0 |  | 323.1435 | 0.00037062 |  | 321.7914 | 0 |  | 323.1435 | 0 |  | 322.6012 | 0 |  | 321.786 | 0 |  | 323.1435 | 0 |  | 323.1435 | 0
| 323.3558 | 0 |  | 323.3558 | 0 |  | 322.0012 | 0 |  | 322 | 0 |  | 323.3558 | 0 |  | 322.0012 | 0 |  | 323.3558 | 0 |  | 331.8873 | 4.3922e-05 |  | 323.3558 | 6.3113e-06 |  |  |  |  | 322.8131 | 0 |  | 323.3558 | 0 |  | 323.3558 | 0.00050864 |  | 322.0012 | 0 |  | 323.3558 | 0.00023688 |  | 322.8131 | 0 |  | 322 | 0 |  | 323.3558 | 0 |  | 323.3558 | 0
| 323.5682 | 0 |  | 323.5682 | 0 |  | 322.211 | 0 |  | 322.21 | 0 |  | 323.5682 | 0 |  | 322.211 | 0 |  | 323.5682 | 0 |  | 332.1014 | 1.0853e-05 |  | 323.5682 | 0 |  |  |  |  | 323.025 | 0 |  | 323.5682 | 0 |  | 323.5682 | -0.00034309 |  | 322.211 | 0 |  | 323.5682 | 0 |  | 323.025 | 0 |  | 322.214 | 0 |  | 323.5682 | 0 |  | 323.5682 | 0
| 323.7805 | 0 |  | 323.7805 | 0 |  | 322.4209 | 0 |  | 322.42 | 0 |  | 323.7805 | 0 |  | 322.4209 | 0 |  | 323.7805 | 0 |  | 332.3156 | 4.4615e-05 |  | 323.7805 | 8.6907e-06 |  |  |  |  | 323.2369 | 0 |  | 323.7805 | 0 |  | 323.7805 | 0.00074565 |  | 322.4209 | 0 |  | 323.7805 | 0.00018787 |  | 323.2369 | 0 |  | 322.428 | 0 |  | 323.7805 | 0 |  | 323.7805 | 0
| 323.9929 | 0 |  | 323.9929 | 0 |  | 322.6307 | 0 |  | 322.63 | 0 |  | 323.9929 | 0 |  | 322.6307 | 0 |  | 323.9929 | 0 |  | 332.5297 | 9.9621e-06 |  | 323.9929 | 0 |  |  |  |  | 323.4489 | 0 |  | 323.9929 | 0 |  | 323.9929 | -8.8554e-05 |  | 322.6307 | 0 |  | 323.9929 | 0 |  | 323.4489 | 0 |  | 322.642 | 0 |  | 323.9929 | 0 |  | 323.9929 | 0
| 324.2053 | 0 |  | 324.2053 | 0 |  | 322.8406 | 0 |  | 322.84 | 0 |  | 324.2053 | 0 |  | 322.8405 | 0 |  | 324.2053 | 0 |  | 332.7438 | 4.7547e-05 |  | 324.2053 | 5.3595e-06 |  |  |  |  | 323.6608 | 0 |  | 324.2053 | 0 |  | 324.2053 | 0.0014008 |  | 322.8405 | 0 |  | 324.2053 | 0.00040232 |  | 323.6608 | 0 |  | 322.856 | 0 |  | 324.2053 | 0 |  | 324.2053 | 0
| 324.4177 | 0 |  | 324.4177 | 0 |  | 323.0504 | 0 |  | 323.05 | 0 |  | 324.4177 | 0 |  | 323.0504 | 0 |  | 324.4177 | 0 |  | 332.958 | 1.1268e-05 |  | 324.4177 | 0 |  |  |  |  | 323.8728 | 0 |  | 324.4177 | 0 |  | 324.4177 | -0.00012852 |  | 323.0504 | 0 |  | 324.4177 | 0 |  | 323.8728 | 0 |  | 323.07 | 0 |  | 324.4177 | 0 |  | 324.4177 | 0
| 324.6301 | 0 |  | 324.6301 | 0 |  | 323.2602 | 0 |  | 323.26 | 0 |  | 324.6301 | 0 |  | 323.2603 | 0 |  | 324.6301 | 0 |  | 333.1721 | 4.4282e-05 |  | 324.6301 | 2.2284e-06 |  |  |  |  | 324.0848 | 0 |  | 324.6301 | 0 |  | 324.6301 | 0.00098529 |  | 323.2603 | 0 |  | 324.6301 | 0.00013291 |  | 324.0848 | 0 |  | 323.2841 | 0 |  | 324.6301 | 0 |  | 324.6301 | 0
| 324.8425 | 0 |  | 324.8425 | 0 |  | 323.4701 | 0 |  | 323.47 | 0 |  | 324.8425 | 0 |  | 323.4702 | 0 |  | 324.8425 | 0 |  | 333.3864 | 1.2174e-05 |  | 324.8425 | 0 |  |  |  |  | 324.2969 | 0 |  | 324.8425 | 0 |  | 324.8425 | -0.00043751 |  | 323.4702 | 0 |  | 324.8425 | 0 |  | 324.2969 | 0 |  | 323.4981 | 0 |  | 324.8425 | 0 |  | 324.8425 | 0
| 325.0549 | 0 |  | 325.0549 | 0 |  | 323.68 | 0 |  | 323.68 | 0 |  | 325.0549 | 0 |  | 323.68 | 0 |  | 325.0549 | 0 |  | 333.6005 | 5.1089e-05 |  | 325.0549 | 7.9695e-06 |  |  |  |  | 324.5089 | 0 |  | 325.0549 | 0 |  | 325.0549 | 0.00091978 |  | 323.68 | 0 |  | 325.0549 | 5.0649e-05 |  | 324.5089 | 0 |  | 323.7122 | 0 |  | 325.0549 | 0 |  | 325.0549 | 0
| 325.2674 | 0 |  | 325.2674 | 0 |  | 323.8899 | 0 |  | 323.89 | 0 |  | 325.2674 | 0 |  | 323.89 | 0 |  | 325.2674 | 0 |  | 333.8148 | 1.2145e-05 |  | 325.2674 | 0 |  |  |  |  | 324.7209 | 0 |  | 325.2674 | 0 |  | 325.2674 | 0.00039868 |  | 323.89 | 0 |  | 325.2674 | 0 |  | 324.7209 | 0 |  | 323.9263 | 0 |  | 325.2674 | 0 |  | 325.2674 | 0
| 325.4799 | 0 |  | 325.4799 | 0 |  | 324.0999 | 0 |  | 324.1 | 0 |  | 325.4799 | 0 |  | 324.0999 | 0 |  | 325.4799 | 0 |  | 334.029 | 4.4906e-05 |  | 325.4799 | 5.6435e-06 |  |  |  |  | 324.933 | 0 |  | 325.4799 | 0 |  | 325.4799 | 0.00060557 |  | 324.0999 | 0 |  | 325.4799 | 0.00030687 |  | 324.933 | 0 |  | 324.1404 | 0 |  | 325.4799 | 0 |  | 325.4799 | 0
| 325.6923 | 0 |  | 325.6923 | 0 |  | 324.3098 | 0 |  | 324.31 | 0 |  | 325.6924 | 0 |  | 324.3098 | 0 |  | 325.6924 | 0 |  | 334.2432 | 7.1605e-06 |  | 325.6923 | 0 |  |  |  |  | 325.1451 | 0 |  | 325.6924 | 0 |  | 325.6924 | 2.4454e-05 |  | 324.3098 | 0 |  | 325.6923 | 0 |  | 325.1451 | 0 |  | 324.3544 | 0 |  | 325.6924 | 0 |  | 325.6924 | 0
| 325.9049 | 0 |  | 325.9049 | 0 |  | 324.5197 | 0 |  | 324.52 | 0 |  | 325.9049 | 0 |  | 324.5197 | 0 |  | 325.9049 | 0 |  | 334.4574 | 4.5968e-05 |  | 325.9049 | 1.7126e-05 |  |  |  |  | 325.3572 | 0 |  | 325.9049 | 0 |  | 325.9048 | 0.00034504 |  | 324.5197 | 0 |  | 325.9049 | 0.0003323 |  | 325.3572 | 0 |  | 324.5685 | 0 |  | 325.9049 | 0 |  | 325.9049 | 0
| 326.1174 | 0 |  | 326.1174 | 0 |  | 324.7297 | 0 |  | 324.73 | 0 |  | 326.1174 | 0 |  | 324.7297 | 0 |  | 326.1174 | 0 |  | 334.6717 | 1.2918e-05 |  | 326.1174 | 0 |  |  |  |  | 325.5693 | 0 |  | 326.1174 | 0 |  | 326.1174 | 0.00012565 |  | 324.7297 | 0 |  | 326.1174 | 0 |  | 325.5693 | 0 |  | 324.7826 | 0 |  | 326.1174 | 0 |  | 326.1174 | 0
| 326.3299 | 0 |  | 326.3299 | 0 |  | 324.9397 | 0 |  | 324.94 | 0 |  | 326.3299 | 0 |  | 324.9397 | 0 |  | 326.3299 | 0 |  | 334.886 | 4.3382e-05 |  | 326.3299 | 6.5925e-06 |  |  |  |  | 325.7814 | 0 |  | 326.3299 | 0 |  | 326.3299 | 0.00026665 |  | 324.9397 | 0 |  | 326.3299 | 0.00027618 |  | 325.7815 | 0 |  | 324.9967 | 0 |  | 326.3299 | 0 |  | 326.3299 | 0
| 326.5424 | 0 |  | 326.5424 | 0 |  | 325.1497 | 0 |  | 325.15 | 0 |  | 326.5425 | 0 |  | 325.1497 | 0 |  | 326.5425 | 0 |  | 335.1003 | 1.1566e-05 |  | 326.5424 | 0 |  |  |  |  | 325.9936 | 0 |  | 326.5425 | 0 |  | 326.5424 | -0.00013314 |  | 325.1497 | 0 |  | 326.5424 | 0 |  | 325.9936 | 0 |  | 325.2109 | 0 |  | 326.5425 | 0 |  | 326.5425 | 0
| 326.755 | 0 |  | 326.755 | 0 |  | 325.3597 | 0 |  | 325.36 | 0 |  | 326.755 | 0 |  | 325.3597 | 0 |  | 326.755 | 0 |  | 335.3145 | 4.3295e-05 |  | 326.755 | 7.1354e-06 |  |  |  |  | 326.2058 | 0 |  | 326.755 | 0 |  | 326.755 | -4.8853e-05 |  | 325.3597 | 0 |  | 326.755 | 0.00017273 |  | 326.2058 | 0 |  | 325.425 | 0 |  | 326.755 | 0 |  | 326.755 | 0
| 326.9676 | 0 |  | 326.9676 | 0 |  | 325.5697 | 0 |  | 325.57 | 0 |  | 326.9676 | 0 |  | 325.5697 | 0 |  | 326.9676 | 0 |  | 335.5288 | 8.2496e-06 |  | 326.9676 | 0 |  |  |  |  | 326.4179 | 0 |  | 326.9676 | 0 |  | 326.9676 | 2.9074e-05 |  | 325.5697 | 0 |  | 326.9676 | 0 |  | 326.418 | 0 |  | 325.6392 | 0 |  | 326.9676 | 0 |  | 326.9676 | 0
| 327.1802 | 0 |  | 327.1802 | 0 |  | 325.7797 | 0 |  | 325.78 | 0 |  | 327.1802 | 0 |  | 325.7797 | 0 |  | 327.1802 | 0 |  | 335.7432 | 4.3675e-05 |  | 327.1802 | 1.442e-05 |  |  |  |  | 326.6301 | 0 |  | 327.1802 | 0 |  | 327.1802 | 0.00035204 |  | 325.7797 | 0 |  | 327.1802 | 0.00022103 |  | 326.6302 | 0 |  | 325.8533 | 0 |  | 327.1802 | 0 |  | 327.1802 | 0
| 327.3928 | 0 |  | 327.3928 | 0 |  | 325.9898 | 0 |  | 325.99 | 0 |  | 327.3928 | 0 |  | 325.9897 | 0 |  | 327.3928 | 0 |  | 335.9575 | 1.5439e-05 |  | 327.3928 | 0 |  |  |  |  | 326.8424 | 0 |  | 327.3928 | 0 |  | 327.3928 | -0.00048343 |  | 325.9897 | 0 |  | 327.3928 | 0 |  | 326.8424 | 0 |  | 326.0675 | 0 |  | 327.3928 | 0 |  | 327.3928 | 0
| 327.6054 | 0 |  | 327.6054 | 0 |  | 326.1998 | 0 |  | 326.2 | 0 |  | 327.6054 | 0 |  | 326.1998 | 0 |  | 327.6054 | 0 |  | 336.1718 | 4.105e-05 |  | 327.6054 | 6.6349e-06 |  |  |  |  | 327.0546 | 0 |  | 327.6054 | 0 |  | 327.6054 | 0.0010967 |  | 326.1998 | 0 |  | 327.6054 | 0.00017703 |  | 327.0546 | 0 |  | 326.2817 | 0 |  | 327.6054 | 0 |  | 327.6054 | 0
| 327.8181 | 0 |  | 327.8181 | 0 |  | 326.4099 | 0 |  | 326.41 | 0 |  | 327.8181 | 0 |  | 326.4099 | 0 |  | 327.8181 | 0 |  | 336.3862 | 1.1253e-05 |  | 327.8181 | 0 |  |  |  |  | 327.2668 | 0 |  | 327.8181 | 0 |  | 327.8181 | 0.0002398 |  | 326.4099 | 0 |  | 327.8181 | 0 |  | 327.2668 | 0 |  | 326.4959 | 0 |  | 327.8181 | 0 |  | 327.8181 | 0
| 328.0307 | 0 |  | 328.0307 | 0 |  | 326.6199 | 0 |  | 326.62 | 0 |  | 328.0307 | 0 |  | 326.6199 | 0 |  | 328.0307 | 0 |  | 336.6005 | 4.3204e-05 |  | 328.0307 | 6.6947e-06 |  |  |  |  | 327.4791 | 0 |  | 328.0307 | 0 |  | 328.0307 | 0.00075893 |  | 326.6199 | 0 |  | 328.0307 | 0.00023729 |  | 327.4791 | 0 |  | 326.7101 | 0 |  | 328.0307 | 0 |  | 328.0307 | 0
| 328.2434 | 0 |  | 328.2434 | 0 |  | 326.83 | 0 |  | 326.83 | 0 |  | 328.2434 | 0 |  | 326.83 | 0 |  | 328.2434 | 0 |  | 336.8149 | 1.1859e-05 |  | 328.2434 | 0 |  |  |  |  | 327.6914 | 0 |  | 328.2434 | 0 |  | 328.2434 | 0.00015758 |  | 326.83 | 0 |  | 328.2434 | 0 |  | 327.6914 | 0 |  | 326.9243 | 0 |  | 328.2434 | 0 |  | 328.2434 | 0
| 328.4561 | 0 |  | 328.4561 | 0 |  | 327.0401 | 0 |  | 327.04 | 0 |  | 328.4561 | 0 |  | 327.0401 | 0 |  | 328.4561 | 0 |  | 337.0293 | 4.2738e-05 |  | 328.4561 | 6.3722e-06 |  |  |  |  | 327.9037 | 0 |  | 328.4561 | 0 |  | 328.4561 | 0.00059412 |  | 327.0401 | 0 |  | 328.4561 | 0.00020392 |  | 327.9037 | 0 |  | 327.1385 | 0 |  | 328.4561 | 0 |  | 328.4561 | 0
| 328.6688 | 0 |  | 328.6688 | 0 |  | 327.2502 | 0 |  | 327.25 | 0 |  | 328.6688 | 0 |  | 327.2502 | 0 |  | 328.6688 | 0 |  | 337.2437 | 1.1723e-05 |  | 328.6688 | 0 |  |  |  |  | 328.116 | 0 |  | 328.6688 | 0 |  | 328.6688 | 0.00056958 |  | 327.2502 | 0 |  | 328.6688 | 0 |  | 328.116 | 0 |  | 327.3528 | 0 |  | 328.6688 | 0 |  | 328.6688 | 0
| 328.8815 | 0 |  | 328.8815 | 0 |  | 327.4604 | 0 |  | 327.46 | 0 |  | 328.8815 | 0 |  | 327.4604 | 0 |  | 328.8815 | 0 |  | 337.4581 | 4.2623e-05 |  | 328.8815 | 1.2046e-05 |  |  |  |  | 328.3283 | 0 |  | 328.8815 | 0 |  | 328.8815 | 0.00058717 |  | 327.4604 | 0 |  | 328.8815 | 0.00033265 |  | 328.3283 | 0 |  | 327.567 | 0 |  | 328.8815 | 0 |  | 328.8815 | 0
| 329.0942 | 0 |  | 329.0942 | 0 |  | 327.6705 | 0 |  | 327.67 | 0 |  | 329.0942 | 0 |  | 327.6705 | 0 |  | 329.0942 | 0 |  | 337.6725 | 9.2776e-06 |  | 329.0942 | 0 |  |  |  |  | 328.5407 | 0 |  | 329.0942 | 0 |  | 329.0942 | 0.00047117 |  | 327.6705 | 0 |  | 329.0942 | 0 |  | 328.5407 | 0 |  | 327.7812 | 0 |  | 329.0942 | 0 |  | 329.0942 | 0
| 329.3069 | 0 |  | 329.3069 | 0 |  | 327.8807 | 0 |  | 327.88 | 0 |  | 329.307 | 0 |  | 327.8807 | 0 |  | 329.307 | 0 |  | 337.887 | 4.0027e-05 |  | 329.3069 | 6.0759e-06 |  |  |  |  | 328.753 | 0 |  | 329.307 | 0 |  | 329.3069 | 0.001331 |  | 327.8807 | 0 |  | 329.3069 | 0.00023513 |  | 328.753 | 0 |  | 327.9955 | 0 |  | 329.307 | 0 |  | 329.307 | 0
| 329.5197 | 0 |  | 329.5197 | 0 |  | 328.0908 | 0 |  | 328.09 | 0 |  | 329.5197 | 0 |  | 328.0909 | 0 |  | 329.5197 | 0 |  | 338.1014 | 1.1067e-05 |  | 329.5197 | 0 |  |  |  |  | 328.9654 | 0 |  | 329.5197 | 0 |  | 329.5197 | 0.0001197 |  | 328.0909 | 0 |  | 329.5197 | 0 |  | 328.9654 | 0 |  | 328.2098 | 0 |  | 329.5197 | 0 |  | 329.5197 | 0
| 329.7325 | 0 |  | 329.7325 | 0 |  | 328.301 | 0 |  | 328.3 | 0 |  | 329.7325 | 0 |  | 328.301 | 0 |  | 329.7325 | 0 |  | 338.3159 | 4.1483e-05 |  | 329.7325 | 1.1093e-05 |  |  |  |  | 329.1778 | 0 |  | 329.7325 | 0 |  | 329.7325 | 0.0010442 |  | 328.301 | 0 |  | 329.7325 | 0.00016076 |  | 329.1778 | 0 |  | 328.424 | 0 |  | 329.7325 | 0 |  | 329.7325 | 0
| 329.9453 | 0 |  | 329.9453 | 0 |  | 328.5112 | 0 |  | 328.51 | 0 |  | 329.9453 | 0 |  | 328.5112 | 0 |  | 329.9453 | 0 |  | 338.5303 | 7.3165e-06 |  | 329.9453 | 0 |  |  |  |  | 329.3902 | 0 |  | 329.9453 | 0 |  | 329.9453 | 0.00036179 |  | 328.5112 | 0 |  | 329.9453 | 0 |  | 329.3902 | 0 |  | 328.6383 | 0 |  | 329.9453 | 0 |  | 329.9453 | 0
| 330.1581 | 0 |  | 330.1581 | 0 |  | 328.7214 | 0 |  | 328.72 | 0 |  | 330.1581 | 0 |  | 328.7214 | 0 |  | 330.1581 | 0 |  | 338.7448 | 4.4114e-05 |  | 330.1581 | 6.2029e-06 |  |  |  |  | 329.6027 | 0 |  | 330.1581 | 0 |  | 330.1581 | 0.00075143 |  | 328.7214 | 0 |  | 330.1581 | 0.0002768 |  | 329.6027 | 0 |  | 328.8527 | 0 |  | 330.1581 | 0 |  | 330.1581 | 0
| 330.3709 | 0 |  | 330.3709 | 0 |  | 328.9316 | 0 |  | 328.93 | 0 |  | 330.3709 | 0 |  | 328.9316 | 0 |  | 330.3709 | 0 |  | 338.9593 | 9.2124e-06 |  | 330.3709 | 0 |  |  |  |  | 329.8151 | 0 |  | 330.3709 | 0 |  | 330.3709 | 0.00014794 |  | 328.9316 | 0 |  | 330.3709 | 0 |  | 329.8151 | 0 |  | 329.067 | 0 |  | 330.3709 | 0 |  | 330.3709 | 0
| 330.5837 | 0 |  | 330.5837 | 0 |  | 329.1419 | 0 |  | 329.14 | 0 |  | 330.5837 | 0 |  | 329.1419 | 0 |  | 330.5837 | 0 |  | 339.1738 | 4.5623e-05 |  | 330.5837 | 8.9878e-06 |  |  |  |  | 330.0276 | 0 |  | 330.5837 | 0 |  | 330.5837 | 0.0011917 |  | 329.1419 | 0 |  | 330.5837 | 0.00014312 |  | 330.0276 | 0 |  | 329.2813 | 0 |  | 330.5837 | 0 |  | 330.5837 | 0
| 330.7966 | 0 |  | 330.7966 | 0 |  | 329.3521 | 0 |  | 329.35 | 0 |  | 330.7966 | 0 |  | 329.3521 | 0 |  | 330.7966 | 0 |  | 339.3883 | 9.8834e-06 |  | 330.7966 | 0 |  |  |  |  | 330.24 | 0 |  | 330.7966 | 0 |  | 330.7966 | 0.00039284 |  | 329.3521 | 0 |  | 330.7966 | 0 |  | 330.24 | 0 |  | 329.4956 | 0 |  | 330.7966 | 0 |  | 330.7966 | 0
| 331.0095 | 0 |  | 331.0095 | 0 |  | 329.5624 | 0 |  | 329.56 | 0 |  | 331.0095 | 0 |  | 329.5624 | 0 |  | 331.0095 | 0 |  | 339.6028 | 4.2298e-05 |  | 331.0095 | 6.2287e-06 |  |  |  |  | 330.4525 | 0 |  | 331.0095 | 0 |  | 331.0095 | 0.00041944 |  | 329.5624 | 0 |  | 331.0095 | 0.00025055 |  | 330.4525 | 0 |  | 329.71 | 0 |  | 331.0095 | 0 |  | 331.0095 | 0
| 331.2223 | 0 |  | 331.2223 | 0 |  | 329.7726 | 0 |  | 329.77 | 0 |  | 331.2223 | 0 |  | 329.7726 | 0 |  | 331.2223 | 0 |  | 339.8174 | 9.2781e-06 |  | 331.2224 | 0 |  |  |  |  | 330.665 | 0 |  | 331.2223 | 0 |  | 331.2224 | -0.00019016 |  | 329.7726 | 0 |  | 331.2224 | 0 |  | 330.665 | 0 |  | 329.9243 | 0 |  | 331.2223 | 0 |  | 331.2223 | 0
| 331.4352 | 0 |  | 331.4352 | 0 |  | 329.9829 | 0 |  | 329.98 | 0 |  | 331.4352 | 0 |  | 329.9829 | 0 |  | 331.4352 | 0 |  | 340.0319 | 4.2512e-05 |  | 331.4352 | 6.4935e-06 |  |  |  |  | 330.8776 | 0 |  | 331.4352 | 0 |  | 331.4352 | 0.00082001 |  | 329.9829 | 0 |  | 331.4352 | 0.00034728 |  | 330.8776 | 0 |  | 330.1387 | 0 |  | 331.4352 | 0 |  | 331.4352 | 0
| 331.6481 | 0 |  | 331.6481 | 0 |  | 330.1932 | 0 |  | 330.19 | 0 |  | 331.6481 | 0 |  | 330.1932 | 0 |  | 331.6481 | 0 |  | 340.2465 | 1.1874e-05 |  | 331.6482 | 0 |  |  |  |  | 331.0901 | 0 |  | 331.6481 | 0 |  | 331.6482 | 0.00029046 |  | 330.1932 | 0 |  | 331.6482 | 0 |  | 331.0901 | 0 |  | 330.3531 | 0 |  | 331.6481 | 0 |  | 331.6481 | 0
| 331.8611 | 0 |  | 331.8611 | 0 |  | 330.4035 | 0 |  | 330.4 | 0 |  | 331.8611 | 0 |  | 330.4035 | 0 |  | 331.8611 | 0 |  | 340.4611 | 4.5932e-05 |  | 331.8611 | 1.236e-05 |  |  |  |  | 331.3027 | 0 |  | 331.8611 | 0 |  | 331.8611 | 0.0009288 |  | 330.4035 | 0 |  | 331.8611 | 0.00019688 |  | 331.3027 | 0 |  | 330.5675 | 0 |  | 331.8611 | 0 |  | 331.8611 | 0
| 332.074 | 0 |  | 332.074 | 0 |  | 330.6139 | 0 |  | 330.61 | 0 |  | 332.074 | 0 |  | 330.6139 | 0 |  | 332.074 | 0 |  | 340.6757 | 7.4977e-06 |  | 332.074 | 0 |  |  |  |  | 331.5152 | 0 |  | 332.074 | 0 |  | 332.074 | -0.00029177 |  | 330.6139 | 0 |  | 332.074 | 0 |  | 331.5152 | 0 |  | 330.7819 | 0 |  | 332.074 | 0 |  | 332.074 | 0
| 332.287 | 0 |  | 332.287 | 0 |  | 330.8242 | 0 |  | 330.82 | 0 |  | 332.287 | 0 |  | 330.8242 | 0 |  | 332.287 | 0 |  | 340.8903 | 3.8855e-05 |  | 332.287 | 7.5202e-06 |  |  |  |  | 331.7278 | 0 |  | 332.287 | 0 |  | 332.287 | 0.00075493 |  | 330.8242 | 0 |  | 332.287 | 0.00012776 |  | 331.7278 | 0 |  | 330.9963 | 0 |  | 332.287 | 0 |  | 332.287 | 0
| 332.5 | 0 |  | 332.5 | 0 |  | 331.0346 | 0 |  | 331.03 | 0 |  | 332.4999 | 0 |  | 331.0345 | 0 |  | 332.4999 | 0 |  | 341.1049 | 9.1134e-06 |  | 332.4999 | 0 |  |  |  |  | 331.9404 | 0 |  | 332.4999 | 0 |  | 332.4999 | 0.0003931 |  | 331.0345 | 0 |  | 332.4999 | 0 |  | 331.9404 | 0 |  | 331.2107 | 0 |  | 332.4999 | 0 |  | 332.4999 | 0
| 332.7129 | 0 |  | 332.7129 | 0 |  | 331.2449 | 0 |  | 331.24 | 0 |  | 332.7129 | 0 |  | 331.2449 | 0 |  | 332.7129 | 0 |  | 341.3195 | 4.253e-05 |  | 332.7129 | 6.217e-06 |  |  |  |  | 332.1531 | 0 |  | 332.7129 | 0 |  | 332.7129 | 0.00028761 |  | 331.2449 | 0 |  | 332.7129 | 0.00030987 |  | 332.1531 | 0 |  | 331.4251 | 0 |  | 332.7129 | 0 |  | 332.7129 | 0
| 332.9259 | 0 |  | 332.9259 | 0 |  | 331.4553 | 0 |  | 331.46 | 0 |  | 332.9259 | 0 |  | 331.4553 | 0 |  | 332.9259 | 0 |  | 341.5341 | 1.0142e-05 |  | 332.9259 | 0 |  |  |  |  | 332.3657 | 0 |  | 332.9259 | 0 |  | 332.9259 | 0.00056705 |  | 331.4553 | 0 |  | 332.9259 | 0 |  | 332.3657 | 0 |  | 331.6396 | 0 |  | 332.9259 | 0 |  | 332.9259 | 0
| 333.139 | 0 |  | 333.139 | 0 |  | 331.6657 | 0 |  | 331.67 | 0 |  | 333.139 | 0 |  | 331.6656 | 0 |  | 333.139 | 0 |  | 341.7487 | 4.3175e-05 |  | 333.139 | 8.5291e-06 |  |  |  |  | 332.5784 | 0 |  | 333.139 | 0 |  | 333.1389 | 0.0010786 |  | 331.6656 | 0 |  | 333.139 | 0.00039476 |  | 332.5784 | 0 |  | 331.854 | 0 |  | 333.139 | 0 |  | 333.139 | 0
| 333.352 | 0 |  | 333.352 | 0 |  | 331.8761 | 0 |  | 331.88 | 0 |  | 333.352 | 0 |  | 331.8761 | 0 |  | 333.352 | 0 |  | 341.9634 | 7.7149e-06 |  | 333.352 | 0 |  |  |  |  | 332.791 | 0 |  | 333.352 | 0 |  | 333.352 | -0.00041566 |  | 331.8761 | 0 |  | 333.352 | 0 |  | 332.791 | 0 |  | 332.0685 | 0 |  | 333.352 | 0 |  | 333.352 | 0
| 333.565 | 0 |  | 333.565 | 0 |  | 332.0865 | 0 |  | 332.09 | 0 |  | 333.565 | 0 |  | 332.0865 | 0 |  | 333.565 | 0 |  | 342.1781 | 4.5281e-05 |  | 333.565 | 9.0556e-06 |  |  |  |  | 333.0037 | 0 |  | 333.565 | 0 |  | 333.565 | 0.00026268 |  | 332.0865 | 0 |  | 333.565 | 0.00018651 |  | 333.0037 | 0 |  | 332.283 | 0 |  | 333.565 | 0 |  | 333.565 | 0
| 333.7781 | 0 |  | 333.7781 | 0 |  | 332.2969 | 0 |  | 332.3 | 0 |  | 333.7781 | 0 |  | 332.2969 | 0 |  | 333.7781 | 0 |  | 342.3928 | 9.6464e-06 |  | 333.7781 | 0 |  |  |  |  | 333.2164 | 0 |  | 333.7781 | 0 |  | 333.7781 | -0.00052973 |  | 332.2969 | 0 |  | 333.7781 | 0 |  | 333.2164 | 0 |  | 332.4974 | 0 |  | 333.7781 | 0 |  | 333.7781 | 0
| 333.9912 | 0 |  | 333.9912 | 0 |  | 332.5073 | 0 |  | 332.51 | 0 |  | 333.9912 | 0 |  | 332.5073 | 0 |  | 333.9912 | 0 |  | 342.6075 | 4.7217e-05 |  | 333.9912 | 8.1935e-06 |  |  |  |  | 333.4292 | 0 |  | 333.9912 | 0 |  | 333.9912 | 0.00073295 |  | 332.5073 | 0 |  | 333.9912 | 0.00012707 |  | 333.4291 | 0 |  | 332.7119 | 0 |  | 333.9912 | 0 |  | 333.9912 | 0
| 334.2043 | 0 |  | 334.2043 | 0 |  | 332.7178 | 0 |  | 332.72 | 0 |  | 334.2043 | 0 |  | 332.7178 | 0 |  | 334.2043 | 0 |  | 342.8221 | 1.3452e-05 |  | 334.2043 | 0 |  |  |  |  | 333.6419 | 0 |  | 334.2043 | 0 |  | 334.2043 | 0.00036409 |  | 332.7178 | 0 |  | 334.2043 | 0 |  | 333.6419 | 0 |  | 332.9264 | 0 |  | 334.2043 | 0 |  | 334.2043 | 0
| 334.4174 | 0 |  | 334.4174 | 0 |  | 332.9282 | 0 |  | 332.93 | 0 |  | 334.4174 | 0 |  | 332.9283 | 0 |  | 334.4174 | 0 |  | 343.0369 | 4.4622e-05 |  | 334.4174 | 9.9135e-06 |  |  |  |  | 333.8546 | 0 |  | 334.4174 | 0 |  | 334.4174 | 0.00027078 |  | 332.9283 | 0 |  | 334.4174 | 0.00043433 |  | 333.8546 | 0 |  | 333.1409 | 0 |  | 334.4174 | 0 |  | 334.4174 | 0
| 334.6305 | 0 |  | 334.6305 | 0 |  | 333.1387 | 0 |  | 333.14 | 0 |  | 334.6305 | 0 |  | 333.1387 | 0 |  | 334.6305 | 0 |  | 343.2516 | 1.1774e-05 |  | 334.6305 | 0 |  |  |  |  | 334.0674 | 0 |  | 334.6305 | 0 |  | 334.6305 | -0.00040623 |  | 333.1387 | 0 |  | 334.6305 | 0 |  | 334.0674 | 0 |  | 333.3554 | 0 |  | 334.6305 | 0 |  | 334.6305 | 0
| 334.8436 | 0 |  | 334.8436 | 0 |  | 333.3492 | 0 |  | 333.35 | 0 |  | 334.8436 | 0 |  | 333.3492 | 0 |  | 334.8436 | 0 |  | 343.4663 | 4.615e-05 |  | 334.8436 | 2.1713e-06 |  |  |  |  | 334.2802 | 0 |  | 334.8436 | 0 |  | 334.8436 | 0.0010655 |  | 333.3492 | 0 |  | 334.8436 | 0.00031256 |  | 334.2802 | 0 |  | 333.57 | 0 |  | 334.8436 | 0 |  | 334.8436 | 0
| 335.0568 | 0 |  | 335.0568 | 0 |  | 333.5597 | 0 |  | 333.56 | 0 |  | 335.0568 | 0 |  | 333.5597 | 0 |  | 335.0568 | 0 |  | 343.6811 | 1.0851e-05 |  | 335.0568 | 0 |  |  |  |  | 334.493 | 0 |  | 335.0568 | 0 |  | 335.0568 | -0.00027403 |  | 333.5597 | 0 |  | 335.0568 | 0 |  | 334.493 | 0 |  | 333.7845 | 0 |  | 335.0568 | 0 |  | 335.0568 | 0
| 335.27 | 0 |  | 335.27 | 0 |  | 333.7702 | 0 |  | 333.77 | 0 |  | 335.27 | 0 |  | 333.7702 | 0 |  | 335.27 | 0 |  | 343.8958 | 4.6127e-05 |  | 335.27 | 1.1328e-05 |  |  |  |  | 334.7058 | 0 |  | 335.27 | 0 |  | 335.27 | 0.00055998 |  | 333.7702 | 0 |  | 335.27 | 0.00027872 |  | 334.7058 | 0 |  | 333.9991 | 0 |  | 335.27 | 0 |  | 335.27 | 0
| 335.4832 | 0 |  | 335.4832 | 0 |  | 333.9808 | 0 |  | 333.98 | 0 |  | 335.4831 | 0 |  | 333.9808 | 0 |  | 335.4831 | 0 |  | 344.1106 | 1.1064e-05 |  | 335.4832 | 0 |  |  |  |  | 334.9187 | 0 |  | 335.4831 | 0 |  | 335.4832 | 0.00074008 |  | 333.9808 | 0 |  | 335.4832 | 0 |  | 334.9187 | 0 |  | 334.2137 | 0 |  | 335.4831 | 0 |  | 335.4831 | 0
| 335.6963 | 0 |  | 335.6963 | 0 |  | 334.1913 | 0 |  | 334.19 | 0 |  | 335.6963 | 0 |  | 334.1913 | 0 |  | 335.6963 | 0 |  | 344.3254 | 4.2267e-05 |  | 335.6963 | 2.7009e-05 |  |  |  |  | 335.1315 | 0 |  | 335.6963 | 0 |  | 335.6964 | 0.00097016 |  | 334.1913 | 0 |  | 335.6963 | 0.00052287 |  | 335.1315 | 0 |  | 334.4282 | 0 |  | 335.6963 | 0 |  | 335.6963 | 0
| 335.9096 | 0 |  | 335.9096 | 0 |  | 334.4019 | 0 |  | 334.4 | 0 |  | 335.9096 | 0 |  | 334.4019 | 0 |  | 335.9096 | 0 |  | 344.5402 | 9.734e-06 |  | 335.9096 | 0 |  |  |  |  | 335.3444 | 0 |  | 335.9096 | 0 |  | 335.9096 | 0.00023822 |  | 334.4019 | 0 |  | 335.9096 | 0 |  | 335.3444 | 0 |  | 334.6428 | 0 |  | 335.9096 | 0 |  | 335.9096 | 0
| 336.1228 | 0 |  | 336.1228 | 0 |  | 334.6124 | 0 |  | 334.61 | 0 |  | 336.1228 | 0 |  | 334.6124 | 0 |  | 336.1228 | 0 |  | 344.755 | 4.0319e-05 |  | 336.1228 | 6.9327e-06 |  |  |  |  | 335.5573 | 0 |  | 336.1228 | 0 |  | 336.1228 | 0.00058159 |  | 334.6124 | 0 |  | 336.1228 | 0.00027744 |  | 335.5573 | 0 |  | 334.8574 | 0 |  | 336.1228 | 0 |  | 336.1228 | 0
| 336.336 | 0 |  | 336.336 | 0 |  | 334.823 | 0 |  | 334.82 | 0 |  | 336.336 | 0 |  | 334.823 | 0 |  | 336.336 | 0 |  | 344.9698 | 1.3178e-05 |  | 336.336 | 0 |  |  |  |  | 335.7702 | 0 |  | 336.336 | 0 |  | 336.336 | 0.00044704 |  | 334.823 | 0 |  | 336.336 | 0 |  | 335.7702 | 0 |  | 335.072 | 0 |  | 336.336 | 0 |  | 336.336 | 0
| 336.5493 | 0 |  | 336.5493 | 0 |  | 335.0336 | 0 |  | 335.03 | 0 |  | 336.5493 | 0 |  | 335.0336 | 0 |  | 336.5493 | 0 |  | 345.1847 | 4.3627e-05 |  | 336.5493 | 7.0911e-06 |  |  |  |  | 335.9831 | 0 |  | 336.5493 | 0 |  | 336.5493 | 0.00033494 |  | 335.0336 | 0 |  | 336.5493 | 0.00033978 |  | 335.9831 | 0 |  | 335.2866 | 0 |  | 336.5493 | 0 |  | 336.5493 | 0
| 336.7626 | 0 |  | 336.7626 | 0 |  | 335.2442 | 0 |  | 335.24 | 0 |  | 336.7626 | 0 |  | 335.2442 | 0 |  | 336.7626 | 0 |  | 345.3995 | 0.011525 |  | 336.7626 | 0 |  |  |  |  | 336.196 | 0 |  | 336.7626 | 0 |  | 336.7626 | -0.00037416 |  | 335.2442 | 0 |  | 336.7626 | 0 |  | 336.196 | 0 |  | 335.5013 | 0 |  | 336.7626 | 0 |  | 336.7626 | 0
| 336.9759 | 0 |  | 336.9759 | 0 |  | 335.4548 | 0 |  | 335.45 | 0 |  | 336.9759 | 0 |  | 335.4548 | 0 |  | 336.9759 | 0 |  | 345.6144 | 0.043399 |  | 336.9759 | 9.3914e-06 |  |  |  |  | 336.409 | 0 |  | 336.9759 | 0 |  | 336.9759 | 0.00073442 |  | 335.4548 | 0 |  | 336.9759 | 0.00035026 |  | 336.409 | 0 |  | 335.7159 | 0 |  | 336.9759 | 0 |  | 336.9759 | 0
| 337.1892 | 0 |  | 337.1892 | 0 |  | 335.6654 | 0 |  | 335.67 | 0 |  | 337.1892 | 0 |  | 335.6654 | 0 |  | 337.1892 | 0 |  | 345.8292 | 0.013082 |  | 337.1892 | 0 |  |  |  |  | 336.6219 | 0 |  | 337.1892 | 0 |  | 337.1892 | 2.1425e-05 |  | 335.6654 | 0 |  | 337.1892 | 0 |  | 336.6219 | 0 |  | 335.9305 | 0 |  | 337.1892 | 0 |  | 337.1892 | 0
| 337.4025 | 0 |  | 337.4025 | 0 |  | 335.8761 | 0 |  | 335.88 | 0 |  | 337.4025 | 0 |  | 335.8761 | 0 |  | 337.4025 | 0 |  | 346.0441 | 0.041787 |  | 337.4025 | 8.7269e-06 |  |  |  |  | 336.8349 | 0 |  | 337.4025 | 0 |  | 337.4025 | 0.000117 |  | 335.8761 | 0 |  | 337.4025 | 0.00042996 |  | 336.8349 | 0 |  | 336.1452 | 0 |  | 337.4025 | 0 |  | 337.4025 | 0
| 337.6158 | 0 |  | 337.6158 | 0 |  | 336.0868 | 0 |  | 336.09 | 0 |  | 337.6158 | 0 |  | 336.0868 | 0 |  | 337.6158 | 0 |  | 346.259 | 0.012413 |  | 337.6158 | 0 |  |  |  |  | 337.0479 | 0 |  | 337.6158 | 0 |  | 337.6158 | 0.00067708 |  | 336.0868 | 0 |  | 337.6158 | 0 |  | 337.0479 | 0 |  | 336.3599 | 0 |  | 337.6158 | 0 |  | 337.6158 | 0
| 337.8292 | 0 |  | 337.8292 | 0 |  | 336.2974 | 0 |  | 336.3 | 0 |  | 337.8292 | 0 |  | 336.2974 | 0 |  | 337.8292 | 0 |  | 346.4739 | 0.042502 |  | 337.8292 | 1.0031e-05 |  |  |  |  | 337.2609 | 0 |  | 337.8292 | 0 |  | 337.8292 | 0.00043765 |  | 336.2974 | 0 |  | 337.8292 | 0.00045987 |  | 337.2609 | 0 |  | 336.5745 | 0 |  | 337.8292 | 0 |  | 337.8292 | 0
| 338.0425 | 0 |  | 338.0425 | 0 |  | 336.5081 | 0 |  | 336.51 | 0 |  | 338.0425 | 0 |  | 336.5081 | 0 |  | 338.0425 | 0 |  | 346.6888 | 0.01066 |  | 338.0425 | 0 |  |  |  |  | 337.4739 | 0 |  | 338.0425 | 0 |  | 338.0425 | -7.4039e-06 |  | 336.5081 | 0 |  | 338.0425 | 0 |  | 337.4739 | 0 |  | 336.7892 | 0 |  | 338.0425 | 0 |  | 338.0425 | 0
| 338.2559 | 0 |  | 338.2559 | 0 |  | 336.7188 | 0 |  | 336.72 | 0 |  | 338.2559 | 0 |  | 336.7188 | 0 |  | 338.2559 | 0 |  | 346.9037 | 0.036444 |  | 338.2559 | 1.0326e-05 |  |  |  |  | 337.687 | 0 |  | 338.2559 | 0 |  | 338.2559 | 0.00096272 |  | 336.7188 | 0 |  | 338.2559 | 0.00043049 |  | 337.687 | 0 |  | 337.0039 | 0 |  | 338.2559 | 0 |  | 338.2559 | 0
| 338.4693 | 0 |  | 338.4693 | 0 |  | 336.9295 | 0 |  | 336.93 | 0 |  | 338.4693 | 0 |  | 336.9295 | 0 |  | 338.4693 | 0 |  | 347.1187 | 0.0075209 |  | 338.4693 | 0 |  |  |  |  | 337.9 | 0 |  | 338.4693 | 0 |  | 338.4693 | 9.479e-05 |  | 336.9295 | 0 |  | 338.4693 | 0 |  | 337.9 | 0 |  | 337.2186 | 0 |  | 338.4693 | 0 |  | 338.4693 | 0
| 338.6827 | 0 |  | 338.6827 | 0 |  | 337.1402 | 0 |  | 337.14 | 0 |  | 338.6827 | 0 |  | 337.1402 | 0 |  | 338.6827 | 0 |  | 347.3336 | 0.031766 |  | 338.6827 | 3.9185e-06 |  |  |  |  | 338.1131 | 0 |  | 338.6827 | 0 |  | 338.6827 | 0.00093459 |  | 337.1402 | 0 |  | 338.6827 | 0.00033018 |  | 338.1131 | 0 |  | 337.4333 | 0 |  | 338.6827 | 0 |  | 338.6827 | 0
| 338.8961 | 0 |  | 338.8961 | 0 |  | 337.351 | 0 |  | 337.35 | 0 |  | 338.8961 | 0 |  | 337.351 | 0 |  | 338.8961 | 0 |  | 347.5486 | 0.0085335 |  | 338.8961 | 0 |  |  |  |  | 338.3262 | 0 |  | 338.8961 | 0 |  | 338.8961 | 0.00010812 |  | 337.351 | 0 |  | 338.8961 | 0 |  | 338.3262 | 0 |  | 337.6481 | 0 |  | 338.8961 | 0 |  | 338.8961 | 0
| 339.1096 | 0 |  | 339.1096 | 0 |  | 337.5617 | 0 |  | 337.56 | 0 |  | 339.1096 | 0 |  | 337.5617 | 0 |  | 339.1096 | 0 |  | 347.7636 | 0.031723 |  | 339.1096 | 1.395e-05 |  |  |  |  | 338.5393 | 0 |  | 339.1096 | 0 |  | 339.1096 | 0.00092365 |  | 337.5617 | 0 |  | 339.1096 | 0.00038336 |  | 338.5393 | 0 |  | 337.8628 | 0 |  | 339.1096 | 0 |  | 339.1096 | 0
| 339.323 | 0 |  | 339.323 | 0 |  | 337.7725 | 0 |  | 337.77 | 0 |  | 339.323 | 0 |  | 337.7725 | 0 |  | 339.323 | 0 |  | 347.9786 | 0.0067574 |  | 339.323 | 0 |  |  |  |  | 338.7524 | 0 |  | 339.323 | 0 |  | 339.323 | 0.00013365 |  | 337.7725 | 0 |  | 339.323 | 0 |  | 338.7525 | 0 |  | 338.0775 | 0 |  | 339.323 | 0 |  | 339.323 | 0
| 339.5365 | 0 |  | 339.5365 | 0 |  | 337.9832 | 0 |  | 337.98 | 0 |  | 339.5365 | 0 |  | 337.9832 | 0 |  | 339.5365 | 0 |  | 348.1936 | 0.031368 |  | 339.5365 | 4.6453e-06 |  |  |  |  | 338.9656 | 0 |  | 339.5365 | 0 |  | 339.5365 | 0.00084604 |  | 337.9832 | 0 |  | 339.5365 | 0.00030493 |  | 338.9656 | 0 |  | 338.2923 | 0 |  | 339.5365 | 0 |  | 339.5365 | 0
| 339.75 | 0 |  | 339.75 | 0 |  | 338.194 | 0 |  | 338.19 | 0 |  | 339.75 | 0 |  | 338.194 | 0 |  | 339.75 | 0 |  | 348.4086 | 0.0062306 |  | 339.75 | 0 |  |  |  |  | 339.1787 | 0 |  | 339.75 | 0 |  | 339.75 | 0.00033549 |  | 338.194 | 0 |  | 339.75 | 0 |  | 339.1787 | 0 |  | 338.5071 | 0 |  | 339.75 | 0 |  | 339.75 | 0
| 339.9635 | 0 |  | 339.9635 | 0 |  | 338.4048 | 0 |  | 338.4 | 0 |  | 339.9635 | 0 |  | 338.4048 | 0 |  | 339.9635 | 0 |  | 348.6236 | 0.027551 |  | 339.9635 | 1.6501e-06 |  |  |  |  | 339.3919 | 0 |  | 339.9635 | 0 |  | 339.9635 | 0.00050267 |  | 338.4048 | 0 |  | 339.9635 | 0.00014078 |  | 339.3919 | 0 |  | 338.7219 | 0 |  | 339.9635 | 0 |  | 339.9635 | 0
| 340.177 | 0 |  | 340.177 | 0 |  | 338.6156 | 0 |  | 338.62 | 0 |  | 340.177 | 0 |  | 338.6156 | 0 |  | 340.177 | 0 |  | 348.8386 | 0.0084633 |  | 340.177 | 0 |  |  |  |  | 339.6051 | 0 |  | 340.177 | 0 |  | 340.177 | 0.00021711 |  | 338.6156 | 0 |  | 340.177 | 0 |  | 339.6051 | 0 |  | 338.9366 | 0 |  | 340.177 | 0 |  | 340.177 | 0
| 340.3905 | 0 |  | 340.3905 | 0 |  | 338.8265 | 0 |  | 338.83 | 0 |  | 340.3905 | 0 |  | 338.8264 | 0 |  | 340.3905 | 0 |  | 349.0537 | 0.030402 |  | 340.3905 | 5.7921e-06 |  |  |  |  | 339.8183 | 0 |  | 340.3905 | 0 |  | 340.3905 | 0.0003961 |  | 338.8264 | 0 |  | 340.3905 | 0.00035524 |  | 339.8183 | 0 |  | 339.1515 | 0 |  | 340.3905 | 0 |  | 340.3905 | 0
| 340.6041 | 0 |  | 340.6041 | 0 |  | 339.0373 | 0 |  | 339.04 | 0 |  | 340.6041 | 0 |  | 339.0373 | 0 |  | 340.6041 | 0 |  | 349.2687 | 0.0073128 |  | 340.6041 | 0 |  |  |  |  | 340.0315 | 0 |  | 340.6041 | 0 |  | 340.6041 | 0.00031926 |  | 339.0373 | 0 |  | 340.6041 | 0 |  | 340.0315 | 0 |  | 339.3663 | 0 |  | 340.6041 | 0 |  | 340.6041 | 0
| 340.8177 | 0 |  | 340.8177 | 0 |  | 339.2481 | 0 |  | 339.25 | 0 |  | 340.8176 | 0 |  | 339.2481 | 0 |  | 340.8176 | 0 |  | 349.4838 | 0.029184 |  | 340.8177 | 6.2895e-06 |  |  |  |  | 340.2448 | 0 |  | 340.8176 | 0 |  | 340.8177 | 0.00058408 |  | 339.2481 | 0 |  | 340.8177 | 0.00034441 |  | 340.2448 | 0 |  | 339.5811 | 0 |  | 340.8176 | 0 |  | 340.8176 | 0
| 341.0312 | 0 |  | 341.0312 | 0 |  | 339.459 | 0 |  | 339.46 | 0 |  | 341.0312 | 0 |  | 339.459 | 0 |  | 341.0312 | 0 |  | 349.6989 | 0.0067854 |  | 341.0312 | 0 |  |  |  |  | 340.458 | 0 |  | 341.0312 | 0 |  | 341.0312 | 0.00057037 |  | 339.459 | 0 |  | 341.0312 | 0 |  | 340.458 | 0 |  | 339.7959 | 0 |  | 341.0312 | 0 |  | 341.0312 | 0
| 341.2448 | 0 |  | 341.2448 | 0 |  | 339.6699 | 0 |  | 339.67 | 0 |  | 341.2448 | 0 |  | 339.6699 | 0 |  | 341.2448 | 0 |  | 349.914 | 0.027539 |  | 341.2448 | 8.9799e-06 |  |  |  |  | 340.6713 | 0 |  | 341.2448 | 0 |  | 341.2448 | 0.00050385 |  | 339.6699 | 0 |  | 341.2448 | 0.00016847 |  | 340.6713 | 0 |  | 340.0108 | 0 |  | 341.2448 | 0 |  | 341.2448 | 0
| 341.4584 | 0 |  | 341.4584 | 0 |  | 339.8808 | 0 |  | 339.88 | 0 |  | 341.4584 | 0 |  | 339.8808 | 0 |  | 341.4584 | 0 |  | 350.1291 | 0.0070389 |  | 341.4584 | 0 |  |  |  |  | 340.8846 | 0 |  | 341.4584 | 0 |  | 341.4584 | -0.00027434 |  | 339.8808 | 0 |  | 341.4584 | 0 |  | 340.8846 | 0 |  | 340.2256 | 0 |  | 341.4584 | 0 |  | 341.4584 | 0
| 341.672 | 0 |  | 341.672 | 0 |  | 340.0917 | 0 |  | 340.09 | 0 |  | 341.672 | 0 |  | 340.0917 | 0 |  | 341.672 | 0 |  | 350.3442 | 0.026696 |  | 341.672 | 5.5553e-06 |  |  |  |  | 341.0979 | 0 |  | 341.672 | 0 |  | 341.672 | 0.0011252 |  | 340.0917 | 0 |  | 341.672 | 0.00027758 |  | 341.0979 | 0 |  | 340.4405 | 0 |  | 341.672 | 0 |  | 341.672 | 0
| 341.8857 | 0 |  | 341.8857 | 0 |  | 340.3026 | 0 |  | 340.3 | 0 |  | 341.8857 | 0 |  | 340.3026 | 0 |  | 341.8857 | 0 |  | 350.5593 | 0.0076926 |  | 341.8857 | 0 |  |  |  |  | 341.3112 | 0 |  | 341.8857 | 0 |  | 341.8857 | -3.2955e-05 |  | 340.3026 | 0 |  | 341.8857 | 0 |  | 341.3112 | 0 |  | 340.6554 | 0 |  | 341.8857 | 0 |  | 341.8857 | 0
| 342.0993 | 0 |  | 342.0993 | 0 |  | 340.5135 | 0 |  | 340.51 | 0 |  | 342.0993 | 0 |  | 340.5135 | 0 |  | 342.0993 | 0 |  | 350.7744 | 0.025074 |  | 342.0993 | 1.0111e-05 |  |  |  |  | 341.5246 | 0 |  | 342.0993 | 0 |  | 342.0993 | 0.00061828 |  | 340.5135 | 0 |  | 342.0993 | 0.00029909 |  | 341.5245 | 0 |  | 340.8702 | 0 |  | 342.0993 | 0 |  | 342.0993 | 0
| 342.313 | 0 |  | 342.313 | 0 |  | 340.7244 | 0 |  | 340.72 | 0 |  | 342.313 | 0 |  | 340.7244 | 0 |  | 342.313 | 0 |  | 350.9896 | 0.0067898 |  | 342.313 | 0 |  |  |  |  | 341.7379 | 0 |  | 342.313 | 0 |  | 342.313 | -0.00047849 |  | 340.7244 | 0 |  | 342.313 | 0 |  | 341.7379 | 0 |  | 341.0851 | 0 |  | 342.313 | 0 |  | 342.313 | 0
| 342.5267 | 0 |  | 342.5267 | 0 |  | 340.9354 | 0 |  | 340.94 | 0 |  | 342.5267 | 0 |  | 340.9354 | 0 |  | 342.5267 | 0 |  | 351.2047 | 0.024994 |  | 342.5267 | 5.1997e-06 |  |  |  |  | 341.9513 | 0 |  | 342.5267 | 0 |  | 342.5267 | 0.0011115 |  | 340.9354 | 0 |  | 342.5267 | 0.00030665 |  | 341.9513 | 0 |  | 341.3 | 0 |  | 342.5267 | 0 |  | 342.5267 | 0
| 342.7404 | 0 |  | 342.7404 | 0 |  | 341.1464 | 0 |  | 341.15 | 0 |  | 342.7404 | 0 |  | 341.1464 | 0 |  | 342.7404 | 0 |  | 351.4199 | 0.0038804 |  | 342.7404 | 0 |  |  |  |  | 342.1647 | 0 |  | 342.7404 | 0 |  | 342.7404 | 0.00031066 |  | 341.1464 | 0 |  | 342.7404 | 0 |  | 342.1646 | 0 |  | 341.515 | 0 |  | 342.7404 | 0 |  | 342.7404 | 0
| 342.9541 | 0 |  | 342.9541 | 0 |  | 341.3573 | 0 |  | 341.36 | 0 |  | 342.9541 | 0 |  | 341.3573 | 0 |  | 342.9541 | 0 |  | 351.6351 | 0.025803 |  | 342.9541 | 9.2498e-06 |  |  |  |  | 342.3781 | 0 |  | 342.9541 | 0 |  | 342.9541 | 0.00056533 |  | 341.3573 | 0 |  | 342.9541 | 0.00027705 |  | 342.378 | 0 |  | 341.7299 | 0 |  | 342.9541 | 0 |  | 342.9541 | 0
| 343.1678 | 0 |  | 343.1678 | 0 |  | 341.5683 | 0 |  | 341.57 | 0 |  | 343.1678 | 0 |  | 341.5683 | 0 |  | 343.1678 | 0 |  | 351.8503 | 0.0045667 |  | 343.1678 | 0 |  |  |  |  | 342.5915 | 0 |  | 343.1678 | 0 |  | 343.1678 | -0.00019017 |  | 341.5683 | 0 |  | 343.1678 | 0 |  | 342.5915 | 0 |  | 341.9448 | 0 |  | 343.1678 | 0 |  | 343.1678 | 0
| 343.3816 | 0 |  | 343.3816 | 0 |  | 341.7793 | 0 |  | 341.78 | 0 |  | 343.3815 | 0 |  | 341.7793 | 0 |  | 343.3815 | 0 |  | 352.0655 | 0.024995 |  | 343.3816 | 4.4474e-06 |  |  |  |  | 342.8049 | 0 |  | 343.3815 | 0 |  | 343.3816 | 0.0010257 |  | 341.7793 | 0 |  | 343.3816 | 0.00038462 |  | 342.8049 | 0 |  | 342.1598 | 0 |  | 343.3815 | 0 |  | 343.3815 | 0
| 343.5953 | 0 |  | 343.5953 | 0 |  | 341.9903 | 0 |  | 341.99 | 0 |  | 343.5953 | 0 |  | 341.9903 | 0 |  | 343.5953 | 0 |  | 352.2807 | 0.0071188 |  | 343.5953 | 0 |  |  |  |  | 343.0183 | 0 |  | 343.5953 | 0 |  | 343.5953 | 0.00011332 |  | 341.9903 | 0 |  | 343.5953 | 0 |  | 343.0183 | 0 |  | 342.3747 | 0 |  | 343.5953 | 0 |  | 343.5953 | 0
| 343.8091 | 0 |  | 343.8091 | 0 |  | 342.2013 | 0 |  | 342.2 | 0 |  | 343.8091 | 0 |  | 342.2014 | 0 |  | 343.8091 | 0 |  | 352.496 | 0.020425 |  | 343.8091 | 1.0855e-05 |  |  |  |  | 343.2318 | 0 |  | 343.8091 | 0 |  | 343.8091 | 0.0004705 |  | 342.2014 | 0 |  | 343.8091 | 0.00036492 |  | 343.2318 | 0 |  | 342.5897 | 0 |  | 343.8091 | 0 |  | 343.8091 | 0
| 344.0229 | 0 |  | 344.0229 | 0 |  | 342.4124 | 0 |  | 342.41 | 0 |  | 344.0229 | 0 |  | 342.4124 | 0 |  | 344.0229 | 0 |  | 352.7112 | 0.0036152 |  | 344.0229 | 0 |  |  |  |  | 343.4453 | 0 |  | 344.0229 | 0 |  | 344.0229 | -0.00031682 |  | 342.4124 | 0 |  | 344.0229 | 0 |  | 343.4453 | 0 |  | 342.8047 | 0 |  | 344.0229 | 0 |  | 344.0229 | 0
| 344.2367 | 0 |  | 344.2367 | 0 |  | 342.6234 | 0 |  | 342.62 | 0 |  | 344.2367 | 0 |  | 342.6234 | 0 |  | 344.2367 | 0 |  | 352.9265 | 0.027035 |  | 344.2367 | 1.3217e-05 |  |  |  |  | 343.6588 | 0 |  | 344.2367 | 0 |  | 344.2367 | 0.00033691 |  | 342.6234 | 0 |  | 344.2367 | 0.00045515 |  | 343.6588 | 0 |  | 343.0197 | 0 |  | 344.2367 | 0 |  | 344.2367 | 0
| 344.4505 | 0 |  | 344.4505 | 0 |  | 342.8345 | 0 |  | 342.83 | 0 |  | 344.4505 | 0 |  | 342.8345 | 0 |  | 344.4505 | 0 |  | 353.1417 | 0.0034794 |  | 344.4505 | 0 |  |  |  |  | 343.8723 | 0 |  | 344.4505 | 0 |  | 344.4505 | 0.00030252 |  | 342.8345 | 0 |  | 344.4505 | 0 |  | 343.8723 | 0 |  | 343.2346 | 0 |  | 344.4505 | 0 |  | 344.4505 | 0
| 344.6643 | 0 |  | 344.6643 | 0 |  | 343.0456 | 0 |  | 343.05 | 0 |  | 344.6643 | 0 |  | 343.0456 | 0 |  | 344.6643 | 0 |  | 353.357 | 0.023915 |  | 344.6643 | 8.3495e-06 |  |  |  |  | 344.0858 | 0 |  | 344.6643 | 0 |  | 344.6643 | 0.0007627 |  | 343.0456 | 0 |  | 344.6643 | 0.00011911 |  | 344.0858 | 0 |  | 343.4496 | 0 |  | 344.6643 | 0 |  | 344.6643 | 0
| 344.8782 | 0 |  | 344.8782 | 0 |  | 343.2567 | 0 |  | 343.26 | 0 |  | 344.8782 | 0 |  | 343.2567 | 0 |  | 344.8782 | 0 |  | 353.5723 | 0.00877 |  | 344.8781 | 0 |  |  |  |  | 344.2994 | 0 |  | 344.8782 | 0 |  | 344.8781 | -0.00019633 |  | 343.2567 | 0 |  | 344.8781 | 0 |  | 344.2994 | 0 |  | 343.6647 | 0 |  | 344.8782 | 0 |  | 344.8782 | 0
| 345.092 | 0 |  | 345.092 | 0 |  | 343.4678 | 0 |  | 343.47 | 0 |  | 345.092 | 0 |  | 343.4678 | 0 |  | 345.092 | 0 |  | 353.7876 | 0.022568 |  | 345.092 | 5.5555e-06 |  |  |  |  | 344.5129 | 0 |  | 345.092 | 0 |  | 345.092 | 0.00075607 |  | 343.4678 | 0 |  | 345.092 | 0.00022638 |  | 344.5129 | 0 |  | 343.8797 | 0 |  | 345.092 | 0 |  | 345.092 | 0
| 345.3059 | 0 |  | 345.3059 | 0 |  | 343.6789 | 0 |  | 343.68 | 0 |  | 345.3059 | 0 |  | 343.6789 | 0 |  | 345.3059 | 0 |  | 354.0029 | 0.004591 |  | 345.3059 | 0 |  |  |  |  | 344.7265 | 0 |  | 345.3059 | 0 |  | 345.3059 | 0.00021167 |  | 343.6789 | 0 |  | 345.3059 | 0 |  | 344.7265 | 0 |  | 344.0947 | 0 |  | 345.3059 | 0 |  | 345.3059 | 0
| 345.5198 | 0 |  | 345.5198 | 0 |  | 343.89 | 0 |  | 343.89 | 0 |  | 345.5198 | 0 |  | 343.89 | 0 |  | 345.5198 | 0 |  | 354.2182 | 0.021371 |  | 345.5198 | 8.8228e-06 |  |  |  |  | 344.9401 | 0 |  | 345.5198 | 0 |  | 345.5198 | 0.0010777 |  | 343.89 | 0 |  | 345.5198 | 0.00034494 |  | 344.9401 | 0 |  | 344.3098 | 0 |  | 345.5198 | 0 |  | 345.5198 | 0
| 345.7337 | 0 |  | 345.7337 | 0 |  | 344.1012 | 0 |  | 344.1 | 0 |  | 345.7337 | 0 |  | 344.1012 | 0 |  | 345.7337 | 0 |  | 354.4336 | 0.0051579 |  | 345.7337 | 0 |  |  |  |  | 345.1537 | 0 |  | 345.7337 | 0 |  | 345.7337 | 0.00014614 |  | 344.1012 | 0 |  | 345.7337 | 0 |  | 345.1537 | 0 |  | 344.5248 | 0 |  | 345.7337 | 0 |  | 345.7337 | 0
| 345.9476 | 0 |  | 345.9476 | 0 |  | 344.3123 | 0 |  | 344.31 | 0 |  | 345.9476 | 0 |  | 344.3123 | 0 |  | 345.9476 | 0 |  | 354.6489 | 0.021242 |  | 345.9476 | 9.3529e-06 |  |  |  |  | 345.3673 | 0 |  | 345.9476 | 0 |  | 345.9476 | 0.00092192 |  | 344.3123 | 0 |  | 345.9476 | 0.00023985 |  | 345.3673 | 0 |  | 344.7399 | 0 |  | 345.9476 | 0 |  | 345.9476 | 0
| 346.1615 | 0 |  | 346.1615 | 0 |  | 344.5235 | 0 |  | 344.52 | 0 |  | 346.1615 | 0 |  | 344.5235 | 0 |  | 346.1615 | 0 |  | 354.8643 | 0.0068231 |  | 346.1615 | 0 |  |  |  |  | 345.581 | 0 |  | 346.1615 | 0 |  | 346.1615 | -3.8823e-05 |  | 344.5235 | 0 |  | 346.1615 | 0 |  | 345.581 | 0 |  | 344.955 | 0 |  | 346.1615 | 0 |  | 346.1615 | 0
| 346.3755 | 0 |  | 346.3755 | 0 |  | 344.7347 | 0 |  | 344.73 | 0 |  | 346.3755 | 0 |  | 344.7347 | 0 |  | 346.3755 | 0 |  | 355.0797 | 0.020639 |  | 346.3755 | 6.2719e-06 |  |  |  |  | 345.7946 | 0 |  | 346.3755 | 0 |  | 346.3755 | 0.0010509 |  | 344.7347 | 0 |  | 346.3755 | 0.00022535 |  | 345.7946 | 0 |  | 345.1701 | 0 |  | 346.3755 | 0 |  | 346.3755 | 0
| 346.5894 | 0 |  | 346.5894 | 0 |  | 344.9459 | 0 |  | 344.95 | 0 |  | 346.5895 | 0 |  | 344.9459 | 0 |  | 346.5895 | 0 |  | 355.295 | 0.0065163 |  | 346.5894 | 0 |  |  |  |  | 346.0083 | 0 |  | 346.5895 | 0 |  | 346.5894 | -0.0001184 |  | 344.9459 | 0 |  | 346.5894 | 0 |  | 346.0083 | 0 |  | 345.3852 | 0 |  | 346.5895 | 0 |  | 346.5895 | 0
| 346.8034 | 0 |  | 346.8034 | 0 |  | 345.1571 | 0 |  | 345.16 | 0 |  | 346.8034 | 0 |  | 345.1571 | 0 |  | 346.8034 | 0 |  | 355.5104 | 0.022319 |  | 346.8034 | 1.0962e-05 |  |  |  |  | 346.222 | 0 |  | 346.8034 | 0 |  | 346.8034 | 0.0006189 |  | 345.1571 | 0 |  | 346.8034 | 0.00019948 |  | 346.222 | 0 |  | 345.6003 | 0 |  | 346.8034 | 0 |  | 346.8034 | 0
| 347.0174 | 0 |  | 347.0174 | 0 |  | 345.3683 | 0 |  | 345.37 | 0 |  | 347.0174 | 0 |  | 345.3683 | 0 |  | 347.0174 | 0 |  | 355.7259 | 0.0042082 |  | 347.0174 | 0 |  |  |  |  | 346.4357 | 0 |  | 347.0174 | 0 |  | 347.0174 | 5.3747e-05 |  | 345.3683 | 0 |  | 347.0174 | 0 |  | 346.4357 | 0 |  | 345.8154 | 0 |  | 347.0174 | 0 |  | 347.0174 | 0
| 347.2314 | 0 |  | 347.2314 | 0 |  | 345.5795 | 0 |  | 345.58 | 0 |  | 347.2314 | 0 |  | 345.5795 | 0 |  | 347.2314 | 0 |  | 355.9413 | 0.023514 |  | 347.2314 | 1.3299e-05 |  |  |  |  | 346.6494 | 0 |  | 347.2314 | 0 |  | 347.2314 | 0.0007256 |  | 345.5795 | 0 |  | 347.2314 | 0.00033302 |  | 346.6494 | 0 |  | 346.0305 | 0 |  | 347.2314 | 0 |  | 347.2314 | 0
| 347.4455 | 0 |  | 347.4455 | 0 |  | 345.7908 | 0 |  | 345.79 | 0 |  | 347.4455 | 0 |  | 345.7908 | 0 |  | 347.4455 | 0 |  | 356.1567 | 0.0050699 |  | 347.4455 | 0 |  |  |  |  | 346.8632 | 0 |  | 347.4455 | 0 |  | 347.4455 | 0.00016616 |  | 345.7908 | 0 |  | 347.4455 | 0 |  | 346.8632 | 0 |  | 346.2457 | 0 |  | 347.4455 | 0 |  | 347.4455 | 0
| 347.6595 | 0 |  | 347.6595 | 0 |  | 346.002 | 0 |  | 346 | 0 |  | 347.6595 | 0 |  | 346.002 | 0 |  | 347.6595 | 0 |  | 356.3721 | 0.021265 |  | 347.6595 | 1.0728e-05 |  |  |  |  | 347.0769 | 0 |  | 347.6595 | 0 |  | 347.6595 | 0.00048651 |  | 346.002 | 0 |  | 347.6595 | 0.00015694 |  | 347.0769 | 0 |  | 346.4608 | 0 |  | 347.6595 | 0 |  | 347.6595 | 0
| 347.8736 | 0 |  | 347.8736 | 0 |  | 346.2133 | 0 |  | 346.21 | 0 |  | 347.8736 | 0 |  | 346.2133 | 0 |  | 347.8736 | 0 |  | 356.5876 | 0.0053535 |  | 347.8736 | 0 |  |  |  |  | 347.2907 | 0 |  | 347.8736 | 0 |  | 347.8736 | 0.00042826 |  | 346.2133 | 0 |  | 347.8736 | 0 |  | 347.2907 | 0 |  | 346.676 | 0 |  | 347.8736 | 0 |  | 347.8736 | 0
| 348.0876 | 0 |  | 348.0876 | 0 |  | 346.4246 | 0 |  | 346.42 | 0 |  | 348.0876 | 0 |  | 346.4246 | 0 |  | 348.0876 | 0 |  | 356.8031 | 0.023505 |  | 348.0876 | 1.4075e-05 |  |  |  |  | 347.5045 | 0 |  | 348.0876 | 0 |  | 348.0876 | 0.0013841 |  | 346.4246 | 0 |  | 348.0876 | 9.8858e-05 |  | 347.5045 | 0 |  | 346.8912 | 0 |  | 348.0876 | 0 |  | 348.0876 | 0
| 348.3017 | 0 |  | 348.3017 | 0 |  | 346.6359 | 0 |  | 346.64 | 0 |  | 348.3017 | 0 |  | 346.6359 | 0 |  | 348.3017 | 0 |  | 357.0185 | 0.0038477 |  | 348.3017 | 0 |  |  |  |  | 347.7183 | 0 |  | 348.3017 | 0 |  | 348.3017 | 2.8099e-05 |  | 346.6359 | 0 |  | 348.3017 | 0 |  | 347.7183 | 0 |  | 347.1064 | 0 |  | 348.3017 | 0 |  | 348.3017 | 0
| 348.5158 | 0 |  | 348.5158 | 0 |  | 346.8472 | 0 |  | 346.85 | 0 |  | 348.5158 | 0 |  | 346.8472 | 0 |  | 348.5158 | 0 |  | 357.234 | 0.020322 |  | 348.5158 | 1.1226e-05 |  |  |  |  | 347.9321 | 0 |  | 348.5158 | 0 |  | 348.5158 | 0.00069257 |  | 346.8472 | 0 |  | 348.5158 | 0.00027025 |  | 347.9321 | 0 |  | 347.3216 | 0 |  | 348.5158 | 0 |  | 348.5158 | 0
| 348.7299 | 0 |  | 348.7299 | 0 |  | 347.0585 | 0 |  | 347.06 | 0 |  | 348.7299 | 0 |  | 347.0585 | 0 |  | 348.7299 | 0 |  | 357.4495 | 0.0056856 |  | 348.7299 | 0 |  |  |  |  | 348.1459 | 0 |  | 348.7299 | 0 |  | 348.7299 | 9.9887e-05 |  | 347.0585 | 0 |  | 348.7299 | 0 |  | 348.1459 | 0 |  | 347.5367 | 0 |  | 348.7299 | 0 |  | 348.7299 | 0
| 348.9441 | 0 |  | 348.9441 | 0 |  | 347.2698 | 0 |  | 347.27 | 0 |  | 348.9441 | 0 |  | 347.2698 | 0 |  | 348.9441 | 0 |  | 357.665 | 0.023595 |  | 348.9441 | 3.5071e-06 |  |  |  |  | 348.3598 | 0 |  | 348.9441 | 0 |  | 348.9441 | 0.0013731 |  | 347.2698 | 0 |  | 348.9441 | 0.00022639 |  | 348.3598 | 0 |  | 347.752 | 0 |  | 348.9441 | 0 |  | 348.9441 | 0
| 349.1582 | 0 |  | 349.1582 | 0 |  | 347.4812 | 0 |  | 347.48 | 0 |  | 349.1582 | 0 |  | 347.4812 | 0 |  | 349.1582 | 0 |  | 357.8806 | 0.0054634 |  | 349.1582 | 0 |  |  |  |  | 348.5736 | 0 |  | 349.1582 | 0 |  | 349.1582 | 0.00032181 |  | 347.4812 | 0 |  | 349.1582 | 0 |  | 348.5736 | 0 |  | 347.9672 | 0 |  | 349.1582 | 0 |  | 349.1582 | 0
| 349.3723 | 0 |  | 349.3723 | 0 |  | 347.6925 | 0 |  | 347.69 | 0 |  | 349.3724 | 0 |  | 347.6925 | 0 |  | 349.3724 | 0 |  | 358.0961 | 0.021399 |  | 349.3723 | 1.2748e-05 |  |  |  |  | 348.7875 | 0 |  | 349.3724 | 0 |  | 349.3723 | 0.0007152 |  | 347.6925 | 0 |  | 349.3723 | 0.00036189 |  | 348.7875 | 0 |  | 348.1824 | 0 |  | 349.3724 | 0 |  | 349.3724 | 0
| 349.5865 | 0 |  | 349.5865 | 0 |  | 347.9039 | 0 |  | 347.9 | 0 |  | 349.5865 | 0 |  | 347.9039 | 0 |  | 349.5865 | 0 |  | 358.3116 | 0.0065652 |  | 349.5865 | 0 |  |  |  |  | 349.0014 | 0 |  | 349.5865 | 0 |  | 349.5865 | 6.0393e-05 |  | 347.9039 | 0 |  | 349.5865 | 0 |  | 349.0014 | 0 |  | 348.3977 | 0 |  | 349.5865 | 0 |  | 349.5865 | 0
| 349.8007 | 0 |  | 349.8007 | 0 |  | 348.1153 | 0 |  | 348.12 | 0 |  | 349.8007 | 0 |  | 348.1153 | 0 |  | 349.8007 | 0 |  | 358.5272 | 0.022174 |  | 349.8007 | 3.0671e-06 |  |  |  |  | 349.2153 | 0 |  | 349.8007 | 0 |  | 349.8007 | 0.00089197 |  | 348.1153 | 0 |  | 349.8007 | 0.00021921 |  | 349.2153 | 0 |  | 348.6129 | 0 |  | 349.8007 | 0 |  | 349.8007 | 0
| 350.0149 | 0 |  | 350.0149 | 0 |  | 348.3267 | 0 |  | 348.33 | 0 |  | 350.0149 | 0 |  | 348.3267 | 0 |  | 350.0149 | 0 |  | 358.7428 | 0.0057693 |  | 350.0149 | 0 |  |  |  |  | 349.4292 | 0 |  | 350.0149 | 0 |  | 350.0149 | -0.00047277 |  | 348.3267 | 0 |  | 350.0149 | 0 |  | 349.4292 | 0 |  | 348.8282 | 0 |  | 350.0149 | 0 |  | 350.0149 | 0
| 350.2291 | 0 |  | 350.2291 | 0 |  | 348.5381 | 0 |  | 348.54 | 0 |  | 350.2291 | 0 |  | 348.5381 | 0 |  | 350.2291 | 0 |  | 358.9583 | 0.024043 |  | 350.2291 | 8.3233e-06 |  |  |  |  | 349.6432 | 0 |  | 350.2291 | 0 |  | 350.2291 | 0.0007092 |  | 348.5381 | 0 |  | 350.2291 | 0.00046857 |  | 349.6432 | 0 |  | 349.0435 | 0 |  | 350.2291 | 0 |  | 350.2291 | 0
| 350.4434 | 0 |  | 350.4434 | 0 |  | 348.7495 | 0 |  | 348.75 | 0 |  | 350.4434 | 0 |  | 348.7495 | 0 |  | 350.4434 | 0 |  | 359.174 | 0.0052541 |  | 350.4434 | 0 |  |  |  |  | 349.8571 | 0 |  | 350.4434 | 0 |  | 350.4434 | 0.00035502 |  | 348.7495 | 0 |  | 350.4434 | 0 |  | 349.8571 | 0 |  | 349.2588 | 0 |  | 350.4434 | 0 |  | 350.4434 | 0
| 350.6576 | 0 |  | 350.6576 | 0 |  | 348.961 | 0 |  | 348.96 | 0 |  | 350.6576 | 0 |  | 348.961 | 0 |  | 350.6576 | 0 |  | 359.3896 | 0.019919 |  | 350.6576 | 1.0839e-05 |  |  |  |  | 350.0711 | 0 |  | 350.6576 | 0 |  | 350.6576 | 0.00075134 |  | 348.961 | 0 |  | 350.6576 | 0.00026127 |  | 350.0711 | 0 |  | 349.4741 | 0 |  | 350.6576 | 0 |  | 350.6576 | 0
| 350.8719 | 0 |  | 350.8719 | 0 |  | 349.1724 | 0 |  | 349.17 | 0 |  | 350.8719 | 0 |  | 349.1724 | 0 |  | 350.8719 | 0 |  | 359.6052 | 0.0063764 |  | 350.8719 | 0 |  |  |  |  | 350.2851 | 0 |  | 350.8719 | 0 |  | 350.8719 | -9.9173e-05 |  | 349.1724 | 0 |  | 350.8719 | 0 |  | 350.2851 | 0 |  | 349.6894 | 0 |  | 350.8719 | 0 |  | 350.8719 | 0
| 351.0862 | 0 |  | 351.0862 | 0 |  | 349.3839 | 0 |  | 349.38 | 0 |  | 351.0862 | 0 |  | 349.3839 | 0 |  | 351.0862 | 0 |  | 359.8208 | 0.01813 |  | 351.0861 | 0 |  |  |  |  | 350.4991 | 0 |  | 351.0862 | 0 |  | 351.0862 | -0.00011191 |  | 349.3839 | 0 |  | 351.0861 | 0.00034976 |  | 350.4991 | 0 |  | 349.9047 | 0 |  | 351.0862 | 0 |  | 351.0862 | 0
| 351.3005 | 0 |  | 351.3005 | 0 |  | 349.5953 | 0 |  | 349.6 | 0 |  | 351.3005 | 0 |  | 349.5953 | 0 |  | 351.3005 | 0 |  | 360.0364 | 0.0058566 |  | 351.3005 | 0 |  |  |  |  | 350.7131 | 0 |  | 351.3005 | 0 |  | 351.3004 | 0.0001845 |  | 349.5953 | 0 |  | 351.3005 | 0 |  | 350.7131 | 0 |  | 350.12 | 0 |  | 351.3005 | 0 |  | 351.3005 | 0
| 351.5148 | 0 |  | 351.5148 | 0 |  | 349.8068 | 0 |  | 349.81 | 0 |  | 351.5148 | 0 |  | 349.8068 | 0 |  | 351.5148 | 0 |  | 360.2521 | 0.01815 |  | 351.5148 | 1.057e-05 |  |  |  |  | 350.9272 | 0 |  | 351.5148 | 0 |  | 351.5148 | 0.00081701 |  | 349.8068 | 0 |  | 351.5148 | 0.00028922 |  | 350.9272 | 0 |  | 350.3353 | 0 |  | 351.5148 | 0 |  | 351.5148 | 0
| 351.7291 | 0 |  | 351.7291 | 0 |  | 350.0183 | 0 |  | 350.02 | 0 |  | 351.7291 | 0 |  | 350.0183 | 0 |  | 351.7291 | 0 |  | 360.4677 | 0.0054013 |  | 351.7291 | 0 |  |  |  |  | 351.1412 | 0 |  | 351.7291 | 0 |  | 351.7291 | 0.00050405 |  | 350.0183 | 0 |  | 351.7291 | 0 |  | 351.1412 | 0 |  | 350.5507 | 0 |  | 351.7291 | 0 |  | 351.7291 | 0
| 351.9434 | 0 |  | 351.9434 | 0 |  | 350.2298 | 0 |  | 350.23 | 0 |  | 351.9434 | 0 |  | 350.2298 | 0 |  | 351.9434 | 0 |  | 360.6834 | 0.017639 |  | 351.9434 | 1.216e-05 |  |  |  |  | 351.3553 | 0 |  | 351.9434 | 0 |  | 351.9434 | 0.00031853 |  | 350.2298 | 0 |  | 351.9434 | 0.00016481 |  | 351.3553 | 0 |  | 350.7661 | 0 |  | 351.9434 | 0 |  | 351.9434 | 0
| 352.1578 | 0 |  | 352.1578 | 0 |  | 350.4413 | 0 |  | 350.44 | 0 |  | 352.1578 | 0 |  | 350.4413 | 0 |  | 352.1578 | 0 |  | 360.8991 | 0.0053331 |  | 352.1578 | 0 |  |  |  |  | 351.5694 | 0 |  | 352.1578 | 0 |  | 352.1578 | -0.00035595 |  | 350.4413 | 0 |  | 352.1578 | 0 |  | 351.5694 | 0 |  | 350.9814 | 0 |  | 352.1578 | 0 |  | 352.1578 | 0
| 352.3721 | 0 |  | 352.3721 | 0 |  | 350.6529 | 0 |  | 350.65 | 0 |  | 352.3721 | 0 |  | 350.6529 | 0 |  | 352.3721 | 0 |  | 361.1148 | 0.017167 |  | 352.3721 | 6.2331e-06 |  |  |  |  | 351.7835 | 0 |  | 352.3721 | 0 |  | 352.3721 | 0.0010967 |  | 350.6529 | 0 |  | 352.3721 | 0.00030612 |  | 351.7835 | 0 |  | 351.1968 | 0 |  | 352.3721 | 0 |  | 352.3721 | 0
| 352.5865 | 0 |  | 352.5865 | 0 |  | 350.8644 | 0 |  | 350.86 | 0 |  | 352.5865 | 0 |  | 350.8644 | 0 |  | 352.5865 | 0 |  | 361.3305 | 0.0029197 |  | 352.5865 | 0 |  |  |  |  | 351.9976 | 0 |  | 352.5865 | 0 |  | 352.5865 | 0.00014331 |  | 350.8644 | 0 |  | 352.5865 | 0 |  | 351.9976 | 0 |  | 351.4122 | 0 |  | 352.5865 | 0 |  | 352.5865 | 0
| 352.8009 | 0 |  | 352.8009 | 0 |  | 351.076 | 0 |  | 351.08 | 0 |  | 352.8009 | 0 |  | 351.076 | 0 |  | 352.8009 | 0 |  | 361.5463 | 0.017277 |  | 352.8009 | 1.1558e-05 |  |  |  |  | 352.2117 | 0 |  | 352.8009 | 0 |  | 352.8009 | 0.00043684 |  | 351.076 | 0 |  | 352.8009 | 0.00035604 |  | 352.2117 | 0 |  | 351.6276 | 0 |  | 352.8009 | 0 |  | 352.8009 | 0
| 353.0153 | 0 |  | 353.0153 | 0 |  | 351.2876 | 0 |  | 351.29 | 0 |  | 353.0153 | 0 |  | 351.2876 | 0 |  | 353.0153 | 0 |  | 361.762 | 0.0037892 |  | 353.0153 | 0 |  |  |  |  | 352.4259 | 0 |  | 353.0153 | 0 |  | 353.0153 | 0.00022811 |  | 351.2876 | 0 |  | 353.0153 | 0 |  | 352.4259 | 0 |  | 351.843 | 0 |  | 353.0153 | 0 |  | 353.0153 | 0
| 353.2298 | 0 |  | 353.2298 | 0 |  | 351.4992 | 0 |  | 351.5 | 0 |  | 353.2298 | 0 |  | 351.4992 | 0 |  | 353.2298 | 0 |  | 361.9777 | 0.016527 |  | 353.2298 | 1.4286e-05 |  |  |  |  | 352.6401 | 0 |  | 353.2298 | 0 |  | 353.2298 | 0.0012056 |  | 351.4992 | 0 |  | 353.2298 | 0.00032751 |  | 352.64 | 0 |  | 352.0584 | 0 |  | 353.2298 | 0 |  | 353.2298 | 0
| 353.4442 | 0 |  | 353.4442 | 0 |  | 351.7108 | 0 |  | 351.71 | 0 |  | 353.4442 | 0 |  | 351.7108 | 0 |  | 353.4442 | 0 |  | 362.1935 | 0.0035034 |  | 353.4442 | 0 |  |  |  |  | 352.8542 | 0 |  | 353.4442 | 0 |  | 353.4442 | -0.00013275 |  | 351.7108 | 0 |  | 353.4442 | 0 |  | 352.8542 | 0 |  | 352.2738 | 0 |  | 353.4442 | 0 |  | 353.4442 | 0
| 353.6587 | 0 |  | 353.6587 | 0 |  | 351.9224 | 0 |  | 351.92 | 0 |  | 353.6587 | 0 |  | 351.9224 | 0 |  | 353.6587 | 0 |  | 362.4093 | 0.016507 |  | 353.6587 | 1.1958e-05 |  |  |  |  | 353.0684 | 0 |  | 353.6587 | 0 |  | 353.6587 | 0.00071752 |  | 351.9224 | 0 |  | 353.6587 | 0.00033288 |  | 353.0684 | 0 |  | 352.4893 | 0 |  | 353.6587 | 0 |  | 353.6587 | 0
| 353.8731 | 0 |  | 353.8731 | 0 |  | 352.134 | 0 |  | 352.13 | 0 |  | 353.8731 | 0 |  | 352.134 | 0 |  | 353.8731 | 0 |  | 362.625 | 0.004811 |  | 353.8731 | 0 |  |  |  |  | 353.2826 | 0 |  | 353.8731 | 0 |  | 353.8731 | 6.3805e-05 |  | 352.134 | 0 |  | 353.8731 | 0 |  | 353.2826 | 0 |  | 352.7047 | 0 |  | 353.8731 | 0 |  | 353.8731 | 0
| 354.0876 | 0 |  | 354.0876 | 0 |  | 352.3456 | 0 |  | 352.35 | 0 |  | 354.0876 | 0 |  | 352.3456 | 0 |  | 354.0876 | 0 |  | 362.8408 | 0.015458 |  | 354.0876 | 7.3631e-06 |  |  |  |  | 353.4969 | 0 |  | 354.0876 | 0 |  | 354.0876 | 0.00083293 |  | 352.3456 | 0 |  | 354.0876 | 0.00033222 |  | 353.4969 | 0 |  | 352.9202 | 0 |  | 354.0876 | 0 |  | 354.0876 | 0
| 354.3021 | 0 |  | 354.3021 | 0 |  | 352.5573 | 0 |  | 352.56 | 0 |  | 354.3021 | 0 |  | 352.5573 | 0 |  | 354.3021 | 0 |  | 363.0566 | 0.0048745 |  | 354.3021 | 0 |  |  |  |  | 353.7111 | 0 |  | 354.3021 | 0 |  | 354.3021 | 0.00010728 |  | 352.5573 | 0 |  | 354.3021 | 0 |  | 353.7111 | 0 |  | 353.1357 | 0 |  | 354.3021 | 0 |  | 354.3021 | 0
| 354.5166 | 0 |  | 354.5166 | 0 |  | 352.769 | 0 |  | 352.77 | 0 |  | 354.5166 | 0 |  | 352.769 | 0 |  | 354.5166 | 0 |  | 363.2725 | 0.017087 |  | 354.5166 | 1.7764e-06 |  |  |  |  | 353.9254 | 0 |  | 354.5166 | 0 |  | 354.5166 | 0.00065005 |  | 352.769 | 0 |  | 354.5166 | 0.0002125 |  | 353.9254 | 0 |  | 353.3511 | 0 |  | 354.5166 | 0 |  | 354.5166 | 0
| 354.7312 | 0 |  | 354.7312 | 0 |  | 352.9806 | 0 |  | 352.98 | 0 |  | 354.7312 | 0 |  | 352.9806 | 0 |  | 354.7312 | 0 |  | 363.4883 | 0.0044775 |  | 354.7312 | 0 |  |  |  |  | 354.1397 | 0 |  | 354.7312 | 0 |  | 354.7312 | -9.9488e-05 |  | 352.9806 | 0 |  | 354.7312 | 0 |  | 354.1397 | 0 |  | 353.5667 | 0 |  | 354.7312 | 0 |  | 354.7312 | 0
| 354.9457 | 0 |  | 354.9457 | 0 |  | 353.1923 | 0 |  | 353.19 | 0 |  | 354.9457 | 0 |  | 353.1923 | 0 |  | 354.9457 | 0 |  | 363.7041 | 0.015267 |  | 354.9457 | 6.0729e-06 |  |  |  |  | 354.354 | 0 |  | 354.9457 | 0 |  | 354.9457 | 0.00051406 |  | 353.1923 | 0 |  | 354.9457 | 0.00018091 |  | 354.354 | 0 |  | 353.7821 | 0 |  | 354.9457 | 0 |  | 354.9457 | 0
| 355.1603 | 0 |  | 355.1603 | 0 |  | 353.404 | 0 |  | 353.4 | 0 |  | 355.1603 | 0 |  | 353.404 | 0 |  | 355.1603 | 0 |  | 363.92 | 0.0028707 |  | 355.1603 | 0 |  |  |  |  | 354.5683 | 0 |  | 355.1603 | 0 |  | 355.1602 | 0.00028306 |  | 353.404 | 0 |  | 355.1603 | 0 |  | 354.5683 | 0 |  | 353.9977 | 0 |  | 355.1603 | 0 |  | 355.1603 | 0
| 355.3748 | 0 |  | 355.3748 | 0 |  | 353.6157 | 0 |  | 353.62 | 0 |  | 355.3748 | 0 |  | 353.6157 | 0 |  | 355.3748 | 0 |  | 364.1358 | 0.014256 |  | 355.3748 | 8.3372e-06 |  |  |  |  | 354.7826 | 0 |  | 355.3748 | 0 |  | 355.3748 | 0.0010228 |  | 353.6157 | 0 |  | 355.3748 | 0.00018956 |  | 354.7826 | 0 |  | 354.2132 | 0 |  | 355.3748 | 0 |  | 355.3748 | 0
| 355.5894 | 0 |  | 355.5894 | 0 |  | 353.8274 | 0 |  | 353.83 | 0 |  | 355.5894 | 0 |  | 353.8275 | 0 |  | 355.5894 | 0 |  | 364.3517 | 0.0042693 |  | 355.5894 | 0 |  |  |  |  | 354.9969 | 0 |  | 355.5894 | 0 |  | 355.5894 | -0.00023273 |  | 353.8275 | 0 |  | 355.5894 | 0 |  | 354.9969 | 0 |  | 354.4287 | 0 |  | 355.5894 | 0 |  | 355.5894 | 0
| 355.804 | 0 |  | 355.804 | 0 |  | 354.0392 | 0 |  | 354.04 | 0 |  | 355.804 | 0 |  | 354.0392 | 0 |  | 355.804 | 0 |  | 364.5676 | 0.015592 |  | 355.804 | 5.3348e-06 |  |  |  |  | 355.2113 | 0 |  | 355.804 | 0 |  | 355.804 | 0.00042661 |  | 354.0392 | 0 |  | 355.804 | 0.00030688 |  | 355.2113 | 0 |  | 354.6443 | 0 |  | 355.804 | 0 |  | 355.804 | 0
| 356.0186 | 0 |  | 356.0186 | 0 |  | 354.2509 | 0 |  | 354.25 | 0 |  | 356.0186 | 0 |  | 354.2509 | 0 |  | 356.0186 | 0 |  | 364.7835 | 0.0045099 |  | 356.0186 | 0 |  |  |  |  | 355.4257 | 0 |  | 356.0186 | 0 |  | 356.0186 | 6.4411e-05 |  | 354.2509 | 0 |  | 356.0186 | 0 |  | 355.4257 | 0 |  | 354.8598 | 0 |  | 356.0186 | 0 |  | 356.0186 | 0
| 356.2333 | 0 |  | 356.2333 | 0 |  | 354.4627 | 0 |  | 354.46 | 0 |  | 356.2333 | 0 |  | 354.4627 | 0 |  | 356.2333 | 0 |  | 364.9994 | 0.015004 |  | 356.2333 | 2.6275e-06 |  |  |  |  | 355.64 | 0 |  | 356.2333 | 0 |  | 356.2333 | 0.00075139 |  | 354.4627 | 0 |  | 356.2333 | 0.00010407 |  | 355.64 | 0 |  | 355.0754 | 0 |  | 356.2333 | 0 |  | 356.2333 | 0
| 356.4479 | 0 |  | 356.4479 | 0 |  | 354.6745 | 0 |  | 354.67 | 0 |  | 356.4479 | 0 |  | 354.6745 | 0 |  | 356.4479 | 0 |  | 365.2153 | 0.0038417 |  | 356.4479 | 0 |  |  |  |  | 355.8545 | 0 |  | 356.4479 | 0 |  | 356.4479 | -0.00032267 |  | 354.6745 | 0 |  | 356.4479 | 0 |  | 355.8544 | 0 |  | 355.291 | 0 |  | 356.4479 | 0 |  | 356.4479 | 0
| 356.6626 | 0 |  | 356.6626 | 0 |  | 354.8863 | 0 |  | 354.89 | 0 |  | 356.6626 | 0 |  | 354.8863 | 0 |  | 356.6626 | 0 |  | 365.4312 | 0.01466 |  | 356.6626 | 1.289e-05 |  |  |  |  | 356.0689 | 0 |  | 356.6626 | 0 |  | 356.6626 | 0.00047023 |  | 354.8863 | 0 |  | 356.6626 | 0.00034681 |  | 356.0689 | 0 |  | 355.5065 | 0 |  | 356.6626 | 0 |  | 356.6626 | 0
| 356.8773 | 0 |  | 356.8773 | 0 |  | 355.0981 | 0 |  | 355.1 | 0 |  | 356.8773 | 0 |  | 355.0981 | 0 |  | 356.8773 | 0 |  | 365.6472 | 0.0031762 |  | 356.8773 | 0 |  |  |  |  | 356.2833 | 0 |  | 356.8773 | 0 |  | 356.8773 | -0.00013509 |  | 355.0981 | 0 |  | 356.8773 | 0 |  | 356.2833 | 0 |  | 355.7221 | 0 |  | 356.8773 | 0 |  | 356.8773 | 0
| 357.092 | 0 |  | 357.092 | 0 |  | 355.3099 | 0 |  | 355.31 | 0 |  | 357.092 | 0 |  | 355.3099 | 0 |  | 357.092 | 0 |  | 365.8631 | 0.01484 |  | 357.092 | 1.1956e-05 |  |  |  |  | 356.4978 | 0 |  | 357.092 | 0 |  | 357.092 | 0.00093537 |  | 355.3099 | 0 |  | 357.092 | 0.00039638 |  | 356.4978 | 0 |  | 355.9377 | 0 |  | 357.092 | 0 |  | 357.092 | 0
| 357.3067 | 0 |  | 357.3067 | 0 |  | 355.5217 | 0 |  | 355.52 | 0 |  | 357.3067 | 0 |  | 355.5217 | 0 |  | 357.3067 | 0 |  | 366.0791 | 0.0037852 |  | 357.3067 | 0 |  |  |  |  | 356.7122 | 0 |  | 357.3067 | 0 |  | 357.3067 | 0.00027542 |  | 355.5217 | 0 |  | 357.3067 | 0 |  | 356.7122 | 0 |  | 356.1534 | 0 |  | 357.3067 | 0 |  | 357.3067 | 0
| 357.5214 | 0 |  | 357.5214 | 0 |  | 355.7335 | 0 |  | 355.73 | 0 |  | 357.5214 | 0 |  | 355.7336 | 0 |  | 357.5214 | 0 |  | 366.2951 | 0.013342 |  | 357.5214 | 7.2255e-06 |  |  |  |  | 356.9267 | 0 |  | 357.5214 | 0 |  | 357.5214 | 0.0011552 |  | 355.7336 | 0 |  | 357.5214 | 0.00016363 |  | 356.9267 | 0 |  | 356.369 | 0 |  | 357.5214 | 0 |  | 357.5214 | 0
| 357.7361 | 0 |  | 357.7361 | 0 |  | 355.9454 | 0 |  | 355.95 | 0 |  | 357.7361 | 0 |  | 355.9454 | 0 |  | 357.7361 | 0 |  | 366.5111 | 0.0040456 |  | 357.7362 | 0 |  |  |  |  | 357.1412 | 0 |  | 357.7361 | 0 |  | 357.7361 | 0.00033909 |  | 355.9454 | 0 |  | 357.7362 | 0 |  | 357.1412 | 0 |  | 356.5846 | 0 |  | 357.7361 | 0 |  | 357.7361 | 0
| 357.9509 | 0 |  | 357.9509 | 0 |  | 356.1573 | 0 |  | 356.16 | 0 |  | 357.9509 | 0 |  | 356.1573 | 0 |  | 357.9509 | 0 |  | 366.7271 | 0.014196 |  | 357.9509 | 1.2082e-05 |  |  |  |  | 357.3557 | 0 |  | 357.9509 | 0 |  | 357.9509 | 0.0012794 |  | 356.1573 | 0 |  | 357.9509 | 0.000262 |  | 357.3557 | 0 |  | 356.8003 | 0 |  | 357.9509 | 0 |  | 357.9509 | 0
| 358.1657 | 0 |  | 358.1657 | 0 |  | 356.3691 | 0 |  | 356.37 | 0 |  | 358.1657 | 0 |  | 356.3691 | 0 |  | 358.1657 | 0 |  | 366.9431 | 0.0026687 |  | 358.1657 | 0 |  |  |  |  | 357.5703 | 0 |  | 358.1657 | 0 |  | 358.1656 | -0.00075707 |  | 356.3691 | 0 |  | 358.1657 | 0 |  | 357.5702 | 0 |  | 357.0159 | 0 |  | 358.1657 | 0 |  | 358.1657 | 0
| 358.3804 | 0 |  | 358.3804 | 0 |  | 356.581 | 0 |  | 356.58 | 0 |  | 358.3804 | 0 |  | 356.581 | 0 |  | 358.3804 | 0 |  | 367.1591 | 0.012416 |  | 358.3804 | 7.6724e-06 |  |  |  |  | 357.7848 | 0 |  | 358.3804 | 0 |  | 358.3804 | 0.00063996 |  | 356.581 | 0 |  | 358.3804 | 0.00032618 |  | 357.7848 | 0 |  | 357.2316 | 0 |  | 358.3804 | 0 |  | 358.3804 | 0
| 358.5952 | 0 |  | 358.5952 | 0 |  | 356.7929 | 0 |  | 356.79 | 0 |  | 358.5952 | 0 |  | 356.7929 | 0 |  | 358.5952 | 0 |  | 367.3752 | 0.0039936 |  | 358.5953 | 0 |  |  |  |  | 357.9994 | 0 |  | 358.5952 | 0 |  | 358.5952 | 0.00014209 |  | 356.7929 | 0 |  | 358.5953 | 0 |  | 357.9994 | 0 |  | 357.4473 | 0 |  | 358.5952 | 0 |  | 358.5952 | 0
| 358.81 | 0 |  | 358.81 | 0 |  | 357.0048 | 0 |  | 357 | 0 |  | 358.81 | 0 |  | 357.0048 | 0 |  | 358.81 | 0 |  | 367.5912 | 0.012076 |  | 358.81 | 4.4113e-06 |  |  |  |  | 358.2139 | 0 |  | 358.81 | 0 |  | 358.81 | 0.00052455 |  | 357.0048 | 0 |  | 358.81 | 0.00024576 |  | 358.2139 | 0 |  | 357.6629 | 0 |  | 358.81 | 0 |  | 358.81 | 0
| 359.0249 | 0 |  | 359.0249 | 0 |  | 357.2168 | 0 |  | 357.22 | 0 |  | 359.0249 | 0 |  | 357.2168 | 0 |  | 359.0249 | 0 |  | 367.8073 | 0.00352 |  | 359.0249 | 0 |  |  |  |  | 358.4285 | 0 |  | 359.0249 | 0 |  | 359.0249 | -0.00013958 |  | 357.2168 | 0 |  | 359.0249 | 0 |  | 358.4285 | 0 |  | 357.8786 | 0 |  | 359.0249 | 0 |  | 359.0249 | 0
| 359.2397 | 0 |  | 359.2397 | 0 |  | 357.4287 | 0 |  | 357.43 | 0 |  | 359.2397 | 0 |  | 357.4287 | 0 |  | 359.2397 | 0 |  | 368.0233 | 0.012023 |  | 359.2397 | 1.3652e-05 |  |  |  |  | 358.6431 | 0 |  | 359.2397 | 0 |  | 359.2397 | 0.0003972 |  | 357.4287 | 0 |  | 359.2397 | 0.00032991 |  | 358.6431 | 0 |  | 358.0944 | 0 |  | 359.2397 | 0 |  | 359.2397 | 0
| 359.4546 | 0 |  | 359.4546 | 0 |  | 357.6407 | 0 |  | 357.64 | 0 |  | 359.4546 | 0 |  | 357.6407 | 0 |  | 359.4546 | 0 |  | 368.2394 | 0.0028015 |  | 359.4546 | 0 |  |  |  |  | 358.8578 | 0 |  | 359.4546 | 0 |  | 359.4546 | 0.00047226 |  | 357.6407 | 0 |  | 359.4546 | 0 |  | 358.8578 | 0 |  | 358.3101 | 0 |  | 359.4546 | 0 |  | 359.4546 | 0
| 359.6694 | 0 |  | 359.6694 | 0 |  | 357.8526 | 0 |  | 357.85 | 0 |  | 359.6694 | 0 |  | 357.8526 | 0 |  | 359.6694 | 0 |  | 368.4555 | 0.0097991 |  | 359.6694 | 3.751e-06 |  |  |  |  | 359.0724 | 0 |  | 359.6694 | 0 |  | 359.6694 | 0.00058562 |  | 357.8526 | 0 |  | 359.6694 | 0.00030231 |  | 359.0724 | 0 |  | 358.5258 | 0 |  | 359.6694 | 0 |  | 359.6694 | 0
| 359.8843 | 0 |  | 359.8843 | 0 |  | 358.0646 | 0 |  | 358.06 | 0 |  | 359.8843 | 0 |  | 358.0646 | 0 |  | 359.8843 | 0 |  | 368.6716 | 0.0031612 |  | 359.8843 | 0 |  |  |  |  | 359.2871 | 0 |  | 359.8843 | 0 |  | 359.8843 | -0.00064791 |  | 358.0646 | 0 |  | 359.8843 | 0 |  | 359.2871 | 0 |  | 358.7415 | 0 |  | 359.8843 | 0 |  | 359.8843 | 0
| 360.0992 | 0 |  | 360.0992 | 0 |  | 358.2766 | 0 |  | 358.28 | 0 |  | 360.0992 | 0 |  | 358.2766 | 0 |  | 360.0992 | 0 |  | 368.8877 | 0.012342 |  | 360.0992 | 1.3309e-05 |  |  |  |  | 359.5017 | 0 |  | 360.0992 | 0 |  | 360.0992 | 0.00029836 |  | 358.2766 | 0 |  | 360.0992 | 0.000193 |  | 359.5017 | 0 |  | 358.9573 | 0 |  | 360.0992 | 0 |  | 360.0992 | 0
| 360.3141 | 0 |  | 360.3141 | 0 |  | 358.4886 | 0 |  | 358.49 | 0 |  | 360.3141 | 0 |  | 358.4886 | 0 |  | 360.3141 | 0 |  | 369.1039 | 0.0021149 |  | 360.3141 | 0 |  |  |  |  | 359.7164 | 0 |  | 360.3141 | 0 |  | 360.3141 | 0.00032392 |  | 358.4886 | 0 |  | 360.3141 | 0 |  | 359.7164 | 0 |  | 359.173 | 0 |  | 360.3141 | 0 |  | 360.3141 | 0
| 360.5291 | 0 |  | 360.5291 | 0 |  | 358.7006 | 0 |  | 358.7 | 0 |  | 360.5291 | 0 |  | 358.7006 | 0 |  | 360.5291 | 0 |  | 369.32 | 0.011063 |  | 360.529 | 1.6807e-05 |  |  |  |  | 359.9311 | 0 |  | 360.5291 | 0 |  | 360.5291 | 0.0003604 |  | 358.7006 | 0 |  | 360.529 | 0.00029955 |  | 359.9311 | 0 |  | 359.3888 | 0 |  | 360.5291 | 0 |  | 360.5291 | 0
| 360.744 | 0 |  | 360.744 | 0 |  | 358.9126 | 0 |  | 358.91 | 0 |  | 360.744 | 0 |  | 358.9126 | 0 |  | 360.744 | 0 |  | 369.5362 | 0.0026488 |  | 360.744 | 0 |  |  |  |  | 360.1458 | 0 |  | 360.744 | 0 |  | 360.744 | 0.00014777 |  | 358.9126 | 0 |  | 360.744 | 0 |  | 360.1458 | 0 |  | 359.6046 | 0 |  | 360.744 | 0 |  | 360.744 | 0
| 360.959 | 0 |  | 360.959 | 0 |  | 359.1247 | 0 |  | 359.12 | 0 |  | 360.959 | 0 |  | 359.1247 | 0 |  | 360.959 | 0 |  | 369.7523 | 0.010084 |  | 360.959 | 7.7864e-06 |  |  |  |  | 360.3606 | 0 |  | 360.959 | 0 |  | 360.959 | 0.0011983 |  | 359.1247 | 0 |  | 360.959 | 0.00024111 |  | 360.3606 | 0 |  | 359.8204 | 0 |  | 360.959 | 0 |  | 360.959 | 0
| 361.1739 | 0 |  | 361.1739 | 0 |  | 359.3367 | 0 |  | 359.34 | 0 |  | 361.1739 | 0 |  | 359.3367 | 0 |  | 361.1739 | 0 |  | 369.9685 | 0.0028765 |  | 361.1739 | 0 |  |  |  |  | 360.5753 | 0 |  | 361.1739 | 0 |  | 361.174 | -1.0959e-06 |  | 359.3367 | 0 |  | 361.1739 | 0 |  | 360.5753 | 0 |  | 360.0362 | 0 |  | 361.1739 | 0 |  | 361.1739 | 0
| 361.3889 | 0 |  | 361.3889 | 0 |  | 359.5488 | 0 |  | 359.55 | 0 |  | 361.3889 | 0 |  | 359.5488 | 0 |  | 361.3889 | 0 |  | 370.1847 | 0.01084 |  | 361.3889 | 4.5909e-06 |  |  |  |  | 360.7901 | 0 |  | 361.3889 | 0 |  | 361.3889 | 0.00029899 |  | 359.5488 | 0 |  | 361.3889 | 0.00033612 |  | 360.7901 | 0 |  | 360.252 | 0 |  | 361.3889 | 0 |  | 361.3889 | 0
| 361.6039 | 0 |  | 361.6039 | 0 |  | 359.7609 | 0 |  | 359.76 | 0 |  | 361.6039 | 0 |  | 359.7609 | 0 |  | 361.6039 | 0 |  | 370.4009 | 0.0021102 |  | 361.6039 | 0 |  |  |  |  | 361.0049 | 0 |  | 361.6039 | 0 |  | 361.6039 | 0.00017697 |  | 359.7609 | 0 |  | 361.6039 | 0 |  | 361.0049 | 0 |  | 360.4678 | 0 |  | 361.6039 | 0 |  | 361.6039 | 0
| 361.8189 | 0 |  | 361.8189 | 0 |  | 359.973 | 0 |  | 359.97 | 0 |  | 361.8189 | 0 |  | 359.973 | 0 |  | 361.8189 | 0 |  | 370.6171 | 0.0097645 |  | 361.8189 | 1.1626e-05 |  |  |  |  | 361.2197 | 0 |  | 361.8189 | 0 |  | 361.8189 | 0.00068635 |  | 359.973 | 0 |  | 361.8189 | 0.00028619 |  | 361.2197 | 0 |  | 360.6837 | 0 |  | 361.8189 | 0 |  | 361.8189 | 0
| 362.034 | 0 |  | 362.034 | 0 |  | 360.1851 | 0 |  | 360.19 | 0 |  | 362.034 | 0 |  | 360.1851 | 0 |  | 362.034 | 0 |  | 370.8333 | 0.002651 |  | 362.034 | 0 |  |  |  |  | 361.4345 | 0 |  | 362.034 | 0 |  | 362.034 | 0.00057697 |  | 360.1851 | 0 |  | 362.034 | 0 |  | 361.4345 | 0 |  | 360.8995 | 0 |  | 362.034 | 0 |  | 362.034 | 0
| 362.249 | 0 |  | 362.249 | 0 |  | 360.3972 | 0 |  | 360.4 | 0 |  | 362.249 | 0 |  | 360.3972 | 0 |  | 362.249 | 0 |  | 371.0495 | 0.010817 |  | 362.249 | 9.3002e-06 |  |  |  |  | 361.6493 | 0 |  | 362.249 | 0 |  | 362.249 | 0.000648 |  | 360.3972 | 0 |  | 362.249 | 0.00033243 |  | 361.6493 | 0 |  | 361.1154 | 0 |  | 362.249 | 0 |  | 362.249 | 0
| 362.4641 | 0 |  | 362.4641 | 0 |  | 360.6093 | 0 |  | 360.61 | 0 |  | 362.4641 | 0 |  | 360.6093 | 0 |  | 362.4641 | 0 |  | 371.2658 | 0.003489 |  | 362.4641 | 0 |  |  |  |  | 361.8642 | 0 |  | 362.4641 | 0 |  | 362.4641 | 0.00046777 |  | 360.6093 | 0 |  | 362.4641 | 0 |  | 361.8642 | 0 |  | 361.3312 | 0 |  | 362.4641 | 0 |  | 362.4641 | 0
| 362.6792 | 0 |  | 362.6792 | 0 |  | 360.8214 | 0 |  | 360.82 | 0 |  | 362.6792 | 0 |  | 360.8214 | 0 |  | 362.6792 | 0 |  | 371.4821 | 0.011557 |  | 362.6792 | 8.4926e-06 |  |  |  |  | 362.079 | 0 |  | 362.6792 | 0 |  | 362.6792 | 0.00096345 |  | 360.8214 | 0 |  | 362.6792 | 0.00025171 |  | 362.079 | 0 |  | 361.5471 | 0 |  | 362.6792 | 0 |  | 362.6792 | 0
| 362.8942 | 0 |  | 362.8942 | 0 |  | 361.0336 | 0 |  | 361.03 | 0 |  | 362.8943 | 0 |  | 361.0336 | 0 |  | 362.8943 | 0 |  | 371.6983 | 0.0030298 |  | 362.8943 | 0 |  |  |  |  | 362.2939 | 0 |  | 362.8943 | 0 |  | 362.8943 | -2.5657e-05 |  | 361.0336 | 0 |  | 362.8943 | 0 |  | 362.2939 | 0 |  | 361.763 | 0 |  | 362.8943 | 0 |  | 362.8943 | 0
| 363.1094 | 0 |  | 363.1094 | 0 |  | 361.2458 | 0 |  | 361.25 | 0 |  | 363.1094 | 0 |  | 361.2458 | 0 |  | 363.1094 | 0 |  | 371.9146 | 0.010328 |  | 363.1094 | 8.7083e-06 |  |  |  |  | 362.5088 | 0 |  | 363.1094 | 0 |  | 363.1094 | 0.0011196 |  | 361.2458 | 0 |  | 363.1094 | 0.00034112 |  | 362.5088 | 0 |  | 361.9789 | 0 |  | 363.1094 | 0 |  | 363.1094 | 0
| 363.3245 | 0 |  | 363.3245 | 0 |  | 361.4579 | 0 |  | 361.46 | 0 |  | 363.3245 | 0 |  | 361.4579 | 0 |  | 363.3245 | 0 |  | 372.1309 | 0.0025163 |  | 363.3245 | 0 |  |  |  |  | 362.7237 | 0 |  | 363.3245 | 0 |  | 363.3245 | 6.1463e-05 |  | 361.4579 | 0 |  | 363.3245 | 0 |  | 362.7237 | 0 |  | 362.1948 | 0 |  | 363.3245 | 0 |  | 363.3245 | 0
| 363.5396 | 0 |  | 363.5396 | 0 |  | 361.6701 | 0 |  | 361.67 | 0 |  | 363.5396 | 0 |  | 361.6701 | 0 |  | 363.5396 | 0 |  | 372.3472 | 0.010094 |  | 363.5396 | 7.5625e-06 |  |  |  |  | 362.9386 | 0 |  | 363.5396 | 0 |  | 363.5396 | 0.00051502 |  | 361.6701 | 0 |  | 363.5396 | 0.0005031 |  | 362.9386 | 0 |  | 362.4107 | 0 |  | 363.5396 | 0 |  | 363.5396 | 0
| 363.7548 | 0 |  | 363.7548 | 0 |  | 361.8823 | 0 |  | 361.88 | 0 |  | 363.7548 | 0 |  | 361.8823 | 0 |  | 363.7548 | 0 |  | 372.5635 | 0.0023609 |  | 363.7548 | 0 |  |  |  |  | 363.1536 | 0 |  | 363.7548 | 0 |  | 363.7548 | 0.00063269 |  | 361.8823 | 0 |  | 363.7548 | 0 |  | 363.1536 | 0 |  | 362.6266 | 0 |  | 363.7548 | 0 |  | 363.7548 | 0
| 363.9699 | 0 |  | 363.9699 | 0 |  | 362.0945 | 0 |  | 362.09 | 0 |  | 363.9699 | 0 |  | 362.0945 | 0 |  | 363.9699 | 0 |  | 372.7798 | 0.010236 |  | 363.9699 | 1.2236e-05 |  |  |  |  | 363.3685 | 0 |  | 363.9699 | 0 |  | 363.9699 | 0.0011626 |  | 362.0945 | 0 |  | 363.9699 | 0.00018823 |  | 363.3685 | 0 |  | 362.8425 | 0 |  | 363.9699 | 0 |  | 363.9699 | 0
| 364.1851 | 0 |  | 364.1851 | 0 |  | 362.3068 | 0 |  | 362.31 | 0 |  | 364.1851 | 0 |  | 362.3068 | 0 |  | 364.1851 | 0 |  | 372.9962 | 0.0036489 |  | 364.1851 | 0 |  |  |  |  | 363.5835 | 0 |  | 364.1851 | 0 |  | 364.1851 | 0.00029902 |  | 362.3068 | 0 |  | 364.1851 | 0 |  | 363.5835 | 0 |  | 363.0585 | 0 |  | 364.1851 | 0 |  | 364.1851 | 0
| 364.4003 | 0 |  | 364.4003 | 0 |  | 362.519 | 0 |  | 362.52 | 0 |  | 364.4003 | 0 |  | 362.519 | 0 |  | 364.4003 | 0 |  | 373.2125 | 0.010333 |  | 364.4003 | 1.1448e-05 |  |  |  |  | 363.7985 | 0 |  | 364.4003 | 0 |  | 364.4003 | 0.0013317 |  | 362.519 | 0 |  | 364.4003 | 0.00032457 |  | 363.7985 | 0 |  | 363.2744 | 0 |  | 364.4003 | 0 |  | 364.4003 | 0
| 364.6155 | 0 |  | 364.6155 | 0 |  | 362.7313 | 0 |  | 362.73 | 0 |  | 364.6155 | 0 |  | 362.7313 | 0 |  | 364.6155 | 0 |  | 373.4289 | 0.0027222 |  | 364.6155 | 0 |  |  |  |  | 364.0135 | 0 |  | 364.6155 | 0 |  | 364.6155 | -9.0034e-05 |  | 362.7313 | 0 |  | 364.6155 | 0 |  | 364.0135 | 0 |  | 363.4904 | 0 |  | 364.6155 | 0 |  | 364.6155 | 0
| 364.8307 | 0 |  | 364.8307 | 0 |  | 362.9435 | 0 |  | 362.94 | 0 |  | 364.8307 | 0 |  | 362.9435 | 0 |  | 364.8307 | 0 |  | 373.6453 | 0.0089705 |  | 364.8308 | 1.0972e-05 |  |  |  |  | 364.2285 | 0 |  | 364.8307 | 0 |  | 364.8307 | 0.00078166 |  | 362.9435 | 0 |  | 364.8308 | 0.00027456 |  | 364.2285 | 0 |  | 363.7064 | 0 |  | 364.8307 | 0 |  | 364.8307 | 0
| 365.046 | 0 |  | 365.046 | 0 |  | 363.1558 | 0 |  | 363.16 | 0 |  | 365.046 | 0 |  | 363.1558 | 0 |  | 365.046 | 0 |  | 373.8616 | 0.0028174 |  | 365.046 | 0 |  |  |  |  | 364.4435 | 0 |  | 365.046 | 0 |  | 365.046 | 5.0893e-05 |  | 363.1558 | 0 |  | 365.046 | 0 |  | 364.4435 | 0 |  | 363.9224 | 0 |  | 365.046 | 0 |  | 365.046 | 0
| 365.2612 | 0 |  | 365.2612 | 0 |  | 363.3681 | 0 |  | 363.37 | 0 |  | 365.2612 | 0 |  | 363.3681 | 0 |  | 365.2612 | 0 |  | 374.078 | 0.0090107 |  | 365.2612 | 7.6694e-06 |  |  |  |  | 364.6586 | 0 |  | 365.2612 | 0 |  | 365.2612 | 0.00078989 |  | 363.3681 | 0 |  | 365.2612 | 0.00018745 |  | 364.6586 | 0 |  | 364.1383 | 0 |  | 365.2612 | 0 |  | 365.2612 | 0
| 365.4765 | 0 |  | 365.4765 | 0 |  | 363.5804 | 0 |  | 363.58 | 0 |  | 365.4765 | 0 |  | 363.5804 | 0 |  | 365.4765 | 0 |  | 374.2944 | 0.001471 |  | 365.4765 | 0 |  |  |  |  | 364.8736 | 0 |  | 365.4765 | 0 |  | 365.4765 | 0.00036289 |  | 363.5804 | 0 |  | 365.4765 | 0 |  | 364.8736 | 0 |  | 364.3544 | 0 |  | 365.4765 | 0 |  | 365.4765 | 0
| 365.6918 | 0 |  | 365.6918 | 0 |  | 363.7927 | 0 |  | 363.79 | 0 |  | 365.6918 | 0 |  | 363.7927 | 0 |  | 365.6918 | 0 |  | 374.5109 | 0.0095289 |  | 365.6918 | 1.134e-05 |  |  |  |  | 365.0887 | 0 |  | 365.6918 | 0 |  | 365.6918 | 8.518e-05 |  | 363.7927 | 0 |  | 365.6918 | 0.00040355 |  | 365.0887 | 0 |  | 364.5704 | 0 |  | 365.6918 | 0 |  | 365.6918 | 0
| 365.9071 | 0 |  | 365.9071 | 0 |  | 364.005 | 0 |  | 364.01 | 0 |  | 365.9071 | 0 |  | 364.005 | 0 |  | 365.9071 | 0 |  | 374.7273 | 0.0034079 |  | 365.9071 | 0 |  |  |  |  | 365.3038 | 0 |  | 365.9071 | 0 |  | 365.9071 | -6.3064e-05 |  | 364.005 | 0 |  | 365.9071 | 0 |  | 365.3038 | 0 |  | 364.7864 | 0 |  | 365.9071 | 0 |  | 365.9071 | 0
| 366.1224 | 0 |  | 366.1224 | 0 |  | 364.2174 | 0 |  | 364.22 | 0.0026241 |  | 366.1224 | 0 |  | 364.2174 | 0 |  | 366.1224 | 0 |  | 374.9437 | 0.010411 |  | 366.1224 | 1.1013e-05 |  |  |  |  | 365.5189 | 0 |  | 366.1224 | 0 |  | 366.1224 | 0.00012817 |  | 364.2174 | 0 |  | 366.1224 | 0.00034797 |  | 365.5189 | 0 |  | 365.0024 | 0 |  | 366.1224 | 0 |  | 366.1224 | 0
| 366.3377 | 0 |  | 366.3377 | 0 |  | 364.4298 | 0 |  | 364.43 | 0 |  | 366.3377 | 0 |  | 364.4297 | 0 |  | 366.3377 | 0 |  | 375.1602 | 0.0029072 |  | 366.3377 | 0 |  |  |  |  | 365.7341 | 0 |  | 366.3377 | 0 |  | 366.3377 | 0.00064733 |  | 364.4297 | 0 |  | 366.3377 | 0 |  | 365.7341 | 0 |  | 365.2185 | 0 |  | 366.3377 | 0 |  | 366.3377 | 0
| 366.553 | 0 |  | 366.553 | 0 |  | 364.6421 | 0 |  | 364.64 | 0 |  | 366.553 | 0 |  | 364.6421 | 0 |  | 366.553 | 0 |  | 375.3766 | 0.0098374 |  | 366.553 | 1.1288e-05 |  |  |  |  | 365.9492 | 0 |  | 366.553 | 0 |  | 366.553 | 0.00080648 |  | 364.6421 | 0 |  | 366.553 | 0.0003709 |  | 365.9492 | 0 |  | 365.4345 | 0 |  | 366.553 | 0 |  | 366.553 | 0
| 366.7684 | 0 |  | 366.7684 | 0 |  | 364.8545 | 0 |  | 364.85 | 0 |  | 366.7684 | 0 |  | 364.8545 | 0 |  | 366.7684 | 0 |  | 375.5931 | 0.003682 |  | 366.7684 | 0 |  |  |  |  | 366.1644 | 0 |  | 366.7684 | 0 |  | 366.7684 | 0.0002068 |  | 364.8545 | 0 |  | 366.7684 | 0 |  | 366.1644 | 0 |  | 365.6506 | 0 |  | 366.7684 | 0 |  | 366.7684 | 0
| 366.9838 | 0 |  | 366.9838 | 0 |  | 365.0669 | 0 |  | 365.07 | 0 |  | 366.9838 | 0 |  | 365.0669 | 0 |  | 366.9838 | 0 |  | 375.8096 | 0.008741 |  | 366.9838 | 1.0304e-05 |  |  |  |  | 366.3795 | 0 |  | 366.9838 | 0 |  | 366.9838 | 0.00033037 |  | 365.0669 | 0 |  | 366.9838 | 0.00038505 |  | 366.3795 | 0 |  | 365.8667 | 0 |  | 366.9838 | 0 |  | 366.9838 | 0
| 367.1992 | 0 |  | 367.1992 | 0 |  | 365.2793 | 0 |  | 365.28 | 0 |  | 367.1992 | 0 |  | 365.2793 | 0 |  | 367.1992 | 0 |  | 376.0261 | 0.0018647 |  | 367.1992 | 0 |  |  |  |  | 366.5947 | 0 |  | 367.1992 | 0 |  | 367.1992 | 0.00027824 |  | 365.2793 | 0 |  | 367.1992 | 0 |  | 366.5947 | 0 |  | 366.0828 | 0 |  | 367.1992 | 0 |  | 367.1992 | 0
| 367.4146 | 0 |  | 367.4146 | 0 |  | 365.4917 | 0 |  | 365.49 | 0 |  | 367.4146 | 0 |  | 365.4917 | 0 |  | 367.4146 | 0 |  | 376.2426 | 0.0082695 |  | 367.4146 | 6.759e-06 |  |  |  |  | 366.8099 | 0 |  | 367.4146 | 0 |  | 367.4146 | 0.0014038 |  | 365.4917 | 0 |  | 367.4146 | 0.0001861 |  | 366.8099 | 0 |  | 366.2989 | 0 |  | 367.4146 | 0 |  | 367.4146 | 0
| 367.63 | 0 |  | 367.63 | 0 |  | 365.7041 | 0 |  | 365.7 | 0 |  | 367.63 | 0 |  | 365.7041 | 0 |  | 367.63 | 0 |  | 376.4591 | 0.0013907 |  | 367.63 | 0 |  |  |  |  | 367.0252 | 0 |  | 367.63 | 0 |  | 367.63 | -9.8942e-05 |  | 365.7041 | 0 |  | 367.63 | 0 |  | 367.0251 | 0 |  | 366.515 | 0 |  | 367.63 | 0 |  | 367.63 | 0
| 367.8454 | 0 |  | 367.8454 | 0 |  | 365.9166 | 0 |  | 365.92 | 0 |  | 367.8454 | 0 |  | 365.9166 | 0 |  | 367.8454 | 0 |  | 376.6757 | 0.0084599 |  | 367.8454 | 9.578e-06 |  |  |  |  | 367.2404 | 0 |  | 367.8454 | 0 |  | 367.8454 | 0.00034831 |  | 365.9166 | 0 |  | 367.8454 | 0.00024601 |  | 367.2404 | 0 |  | 366.7311 | 0 |  | 367.8454 | 0 |  | 367.8454 | 0
| 368.0608 | 0 |  | 368.0608 | 0 |  | 366.129 | 0 |  | 366.13 | 0 |  | 368.0608 | 0 |  | 366.129 | 0 |  | 368.0608 | 0 |  | 376.8922 | 0.0018785 |  | 368.0609 | 0 |  |  |  |  | 367.4556 | 0 |  | 368.0608 | 0 |  | 368.0609 | 7.4401e-05 |  | 366.129 | 0 |  | 368.0609 | 0 |  | 367.4556 | 0 |  | 366.9472 | 0 |  | 368.0608 | 0 |  | 368.0608 | 0
| 368.2763 | 0 |  | 368.2763 | 0 |  | 366.3415 | 0 |  | 366.34 | 0 |  | 368.2763 | 0 |  | 366.3415 | 0 |  | 368.2763 | 0 |  | 377.1088 | 0.0087629 |  | 368.2763 | 1.2178e-05 |  |  |  |  | 367.6709 | 0 |  | 368.2763 | 0 |  | 368.2763 | 0.0011246 |  | 366.3415 | 0 |  | 368.2763 | 0.00041031 |  | 367.6709 | 0 |  | 367.1634 | 0 |  | 368.2763 | 0 |  | 368.2763 | 0
| 368.4918 | 0 |  | 368.4918 | 0 |  | 366.554 | 0 |  | 366.55 | 0 |  | 368.4918 | 0 |  | 366.554 | 0 |  | 368.4918 | 0 |  | 377.3253 | 0.0021948 |  | 368.4918 | 0 |  |  |  |  | 367.8862 | 0 |  | 368.4918 | 0 |  | 368.4918 | 0.00017161 |  | 366.554 | 0 |  | 368.4918 | 0 |  | 367.8862 | 0 |  | 367.3795 | 0 |  | 368.4918 | 0 |  | 368.4918 | 0
| 368.7073 | 0 |  | 368.7073 | 0 |  | 366.7665 | 0 |  | 366.77 | 0 |  | 368.7073 | 0 |  | 366.7664 | 0 |  | 368.7073 | 0 |  | 377.5419 | 0.0091446 |  | 368.7072 | 8.7525e-06 |  |  |  |  | 368.1015 | 0 |  | 368.7073 | 0 |  | 368.7072 | 0.0004503 |  | 366.7664 | 0 |  | 368.7072 | 0.00030685 |  | 368.1015 | 0 |  | 367.5957 | 0 |  | 368.7073 | 0 |  | 368.7073 | 0
| 368.9228 | 0 |  | 368.9228 | 0 |  | 366.9789 | 0 |  | 366.98 | 0 |  | 368.9228 | 0 |  | 366.9789 | 0 |  | 368.9228 | 0 |  | 377.7585 | 0.0021842 |  | 368.9228 | 0 |  |  |  |  | 368.3168 | 0 |  | 368.9228 | 0 |  | 368.9228 | 0.00036408 |  | 366.9789 | 0 |  | 368.9228 | 0 |  | 368.3168 | 0 |  | 367.8119 | 0 |  | 368.9228 | 0 |  | 368.9228 | 0
| 369.1383 | 0 |  | 369.1383 | 0 |  | 367.1915 | 0 |  | 367.19 | 0 |  | 369.1383 | 0 |  | 367.1915 | 0 |  | 369.1383 | 0 |  | 377.9751 | 0.0087534 |  | 369.1383 | 6.9848e-06 |  |  |  |  | 368.5321 | 0 |  | 369.1383 | 0 |  | 369.1383 | 0.00035973 |  | 367.1915 | 0 |  | 369.1383 | 0.00031454 |  | 368.5321 | 0 |  | 368.028 | 0 |  | 369.1383 | 0 |  | 369.1383 | 0
| 369.3538 | 0 |  | 369.3538 | 0 |  | 367.404 | 0 |  | 367.4 | 0 |  | 369.3538 | 0 |  | 367.404 | 0 |  | 369.3538 | 0 |  | 378.1917 | 0.0028401 |  | 369.3538 | 0 |  |  |  |  | 368.7475 | 0 |  | 369.3538 | 0 |  | 369.3538 | 0.00059158 |  | 367.404 | 0 |  | 369.3538 | 0 |  | 368.7475 | 0 |  | 368.2442 | 0 |  | 369.3538 | 0 |  | 369.3538 | 0
| 369.5693 | 0 |  | 369.5693 | 0 |  | 367.6165 | 0 |  | 367.62 | 0 |  | 369.5694 | 0 |  | 367.6165 | 0 |  | 369.5694 | 0 |  | 378.4084 | 0.008688 |  | 369.5693 | 9.178e-06 |  |  |  |  | 368.9628 | 0 |  | 369.5694 | 0 |  | 369.5693 | 0.0013171 |  | 367.6165 | 0 |  | 369.5693 | 0.00020896 |  | 368.9629 | 0 |  | 368.4604 | 0 |  | 369.5694 | 0 |  | 369.5694 | 0
| 369.7849 | 0 |  | 369.7849 | 0 |  | 367.8291 | 0 |  | 367.83 | 0 |  | 369.7849 | 0 |  | 367.8291 | 0 |  | 369.7849 | 0 |  | 378.625 | 0.0019179 |  | 369.7849 | 0 |  |  |  |  | 369.1782 | 0 |  | 369.7849 | 0 |  | 369.7849 | -0.00044186 |  | 367.8291 | 0 |  | 369.7849 | 0 |  | 369.1782 | 0 |  | 368.6766 | 0 |  | 369.7849 | 0 |  | 369.7849 | 0
| 370.0005 | 0 |  | 370.0005 | 0 |  | 368.0416 | 0 |  | 368.04 | 0 |  | 370.0005 | 0 |  | 368.0416 | 0 |  | 370.0005 | 0 |  | 378.8417 | 0.0072459 |  | 370.0005 | 5.1862e-06 |  |  |  |  | 369.3936 | 0 |  | 370.0005 | 0 |  | 370.0005 | 0.00056356 |  | 368.0416 | 0 |  | 370.0005 | 0.0002696 |  | 369.3936 | 0 |  | 368.8929 | 0 |  | 370.0005 | 0 |  | 370.0005 | 0
| 370.2161 | 0 |  | 370.2161 | 0 |  | 368.2542 | 0 |  | 368.25 | 0 |  | 370.2161 | 0 |  | 368.2542 | 0 |  | 370.2161 | 0 |  | 379.0583 | 0.0020934 |  | 370.2161 | 0 |  |  |  |  | 369.609 | 0 |  | 370.2161 | 0 |  | 370.2161 | -0.00022686 |  | 368.2542 | 0 |  | 370.2161 | 0 |  | 369.609 | 0 |  | 369.1091 | 0 |  | 370.2161 | 0 |  | 370.2161 | 0
| 370.4317 | 0 |  | 370.4317 | 0 |  | 368.4668 | 0 |  | 368.47 | 0 |  | 370.4317 | 0 |  | 368.4668 | 0 |  | 370.4317 | 0 |  | 379.275 | 0.0083683 |  | 370.4317 | 1.1106e-05 |  |  |  |  | 369.8244 | 0 |  | 370.4317 | 0 |  | 370.4317 | 0.00046482 |  | 368.4668 | 0 |  | 370.4317 | 0.00022756 |  | 369.8245 | 0 |  | 369.3253 | 0 |  | 370.4317 | 0 |  | 370.4317 | 0
| 370.6473 | 0 |  | 370.6473 | 0 |  | 368.6794 | 0 |  | 368.68 | 0 |  | 370.6473 | 0 |  | 368.6794 | 0 |  | 370.6473 | 0 |  | 379.4917 | 0.0021769 |  | 370.6473 | 0 |  |  |  |  | 370.0399 | 0 |  | 370.6473 | 0 |  | 370.6473 | -8.8113e-05 |  | 368.6794 | 0 |  | 370.6473 | 0 |  | 370.0399 | 0 |  | 369.5416 | 0 |  | 370.6473 | 0 |  | 370.6473 | 0
| 370.8629 | 0 |  | 370.8629 | 0 |  | 368.892 | 0 |  | 368.89 | 0 |  | 370.8629 | 0 |  | 368.892 | 0 |  | 370.8629 | 0 |  | 379.7084 | 0.0072273 |  | 370.8629 | 1.3011e-05 |  |  |  |  | 370.2553 | 0 |  | 370.8629 | 0 |  | 370.8629 | 0.0012158 |  | 368.892 | 0 |  | 370.8629 | 0.00049358 |  | 370.2553 | 0 |  | 369.7578 | 0 |  | 370.8629 | 0 |  | 370.8629 | 0
| 371.0786 | 0 |  | 371.0786 | 0 |  | 369.1046 | 0 |  | 369.1 | 0 |  | 371.0786 | 0 |  | 369.1046 | 0 |  | 371.0786 | 0 |  | 379.9251 | 0.0017351 |  | 371.0786 | 3.8945e-06 |  |  |  |  | 370.4708 | 0 |  | 371.0786 | 0 |  | 371.0786 | 0.00017146 |  | 369.1046 | 0 |  | 371.0786 | 0 |  | 370.4708 | 0 |  | 369.9741 | 0 |  | 371.0786 | 0 |  | 371.0786 | 0
| 371.2942 | 0 |  | 371.2942 | 0 |  | 369.3173 | 0 |  | 369.32 | 0 |  | 371.2942 | 0 |  | 369.3173 | 0 |  | 371.2942 | 0 |  | 380.1418 | 0.0076811 |  | 371.2942 | 7.3882e-06 |  |  |  |  | 370.6863 | 0 |  | 371.2942 | 0 |  | 371.2943 | 0.00022444 |  | 369.3173 | 0 |  | 371.2942 | 0.00027125 |  | 370.6863 | 0 |  | 370.1904 | 0 |  | 371.2942 | 0 |  | 371.2942 | 0
| 371.5099 | 0 |  | 371.5099 | 0 |  | 369.5299 | 0 |  | 369.53 | 0 |  | 371.5099 | 0 |  | 369.5299 | 0 |  | 371.5099 | 0 |  | 380.3586 | 0.0023322 |  | 371.5099 | 0 |  |  |  |  | 370.9018 | 0 |  | 371.5099 | 0 |  | 371.5099 | 0.0004139 |  | 369.5299 | 0 |  | 371.5099 | 0 |  | 370.9018 | 0 |  | 370.4067 | 0 |  | 371.5099 | 0 |  | 371.5099 | 0
| 371.7256 | 0 |  | 371.7256 | 0 |  | 369.7426 | 0 |  | 369.74 | 0 |  | 371.7256 | 0 |  | 369.7426 | 0 |  | 371.7256 | 0 |  | 380.5753 | 0.0071751 |  | 371.7256 | 9.682e-06 |  |  |  |  | 371.1173 | 0 |  | 371.7256 | 0 |  | 371.7256 | 0.00059858 |  | 369.7426 | 0 |  | 371.7256 | 0.00033519 |  | 371.1173 | 0 |  | 370.623 | 0 |  | 371.7256 | 0 |  | 371.7256 | 0
| 371.9413 | 0 |  | 371.9413 | 0 |  | 369.9553 | 0 |  | 369.96 | 0 |  | 371.9413 | 0 |  | 369.9553 | 0 |  | 371.9413 | 0 |  | 380.7921 | 0.001318 |  | 371.9413 | 0 |  |  |  |  | 371.3328 | 0 |  | 371.9413 | 0 |  | 371.9413 | -0.00018588 |  | 369.9553 | 0 |  | 371.9413 | 0 |  | 371.3329 | 0 |  | 370.8393 | 0 |  | 371.9413 | 0 |  | 371.9413 | 0
| 372.157 | 0 |  | 372.157 | 0 |  | 370.168 | 0.00622 |  | 370.17 | 0 |  | 372.157 | 0 |  | 370.168 | 0 |  | 372.157 | 0 |  | 381.0088 | 0.0069864 |  | 372.157 | 9.7627e-06 |  |  |  |  | 371.5484 | 0 |  | 372.157 | 0 |  | 372.157 | 0.0010583 |  | 370.168 | 0 |  | 372.157 | 0.00025121 |  | 371.5484 | 0 |  | 371.0556 | 0 |  | 372.157 | 0 |  | 372.157 | 0
| 372.3728 | 0 |  | 372.3728 | 0 |  | 370.3807 | 0.00118 |  | 370.38 | 0 |  | 372.3728 | 0 |  | 370.3807 | 0 |  | 372.3728 | 0 |  | 381.2256 | 0.001758 |  | 372.3728 | 0 |  |  |  |  | 371.764 | 0 |  | 372.3728 | 0 |  | 372.3728 | 2.2443e-05 |  | 370.3807 | 0 |  | 372.3728 | 0 |  | 371.764 | 0 |  | 371.272 | 0 |  | 372.3728 | 0 |  | 372.3728 | 0
| 372.5885 | 0 |  | 372.5885 | 0 |  | 370.5934 | 0.00461 |  | 370.59 | 0 |  | 372.5885 | 0 |  | 370.5934 | 0 |  | 372.5885 | 0 |  | 381.4424 | 0.0065399 |  | 372.5885 | 4.9217e-06 |  |  |  |  | 371.9795 | 0 |  | 372.5885 | 0 |  | 372.5885 | 0.00090451 |  | 370.5934 | 0 |  | 372.5885 | 0.00046194 |  | 371.9795 | 0 |  | 371.4883 | 0 |  | 372.5885 | 0 |  | 372.5885 | 0
| 372.8043 | 0 |  | 372.8043 | 0 |  | 370.8061 | 0.00011343 |  | 370.81 | 0 |  | 372.8043 | 0 |  | 370.8061 | 0 |  | 372.8043 | 0 |  | 381.6592 | 0.0018461 |  | 372.8043 | 0 |  |  |  |  | 372.1951 | 0 |  | 372.8043 | 0 |  | 372.8043 | 0.00029246 |  | 370.8061 | 0 |  | 372.8043 | 0 |  | 372.1951 | 0 |  | 371.7047 | 0 |  | 372.8043 | 0 |  | 372.8043 | 0
| 373.0201 | 0 |  | 373.0201 | 0 |  | 371.0189 | 0.00885 |  | 371.02 | 0 |  | 373.0201 | 0 |  | 371.0189 | 0 |  | 373.0201 | 0 |  | 381.876 | 0.0063948 |  | 373.0201 | 1.4858e-05 |  |  |  |  | 372.4107 | 0 |  | 373.0201 | 0 |  | 373.0201 | 0.00075359 |  | 371.0189 | 0 |  | 373.0201 | 0.00023736 |  | 372.4107 | 0 |  | 371.9211 | 0 |  | 373.0201 | 0 |  | 373.0201 | 0
| 373.2359 | 0 |  | 373.2359 | 0 |  | 371.2316 | -0.00051368 |  | 371.23 | 0 |  | 373.2358 | 0 |  | 371.2316 | 0 |  | 373.2358 | 0 |  | 382.0928 | 0.0015007 |  | 373.2358 | 0 |  |  |  |  | 372.6264 | 0 |  | 373.2358 | 0 |  | 373.2358 | 0.0003689 |  | 371.2316 | 0 |  | 373.2358 | 0 |  | 372.6264 | 0 |  | 372.1374 | 0 |  | 373.2358 | 0 |  | 373.2358 | 0
| 373.4517 | 0 |  | 373.4517 | 0 |  | 371.4444 | 0.00937 |  | 371.44 | 0 |  | 373.4517 | 0 |  | 371.4444 | 0 |  | 373.4517 | 0 |  | 382.3096 | 0.0069977 |  | 373.4517 | 1.0715e-05 |  |  |  |  | 372.842 | 0 |  | 373.4517 | 0 |  | 373.4517 | 0.0010066 |  | 371.4444 | 0 |  | 373.4517 | 0.00028465 |  | 372.842 | 0 |  | 372.3538 | 0 |  | 373.4517 | 0 |  | 373.4517 | 0
| 373.6675 | 0 |  | 373.6675 | 0 |  | 371.6571 | -2.513e-05 |  | 371.66 | 0 |  | 373.6675 | 0 |  | 371.6571 | 0 |  | 373.6675 | 0 |  | 382.5265 | 0.0021174 |  | 373.6675 | 0 |  |  |  |  | 373.0577 | 0 |  | 373.6675 | 0 |  | 373.6675 | -0.00039976 |  | 371.6571 | 0 |  | 373.6675 | 0 |  | 373.0577 | 0 |  | 372.5702 | 0 |  | 373.6675 | 0 |  | 373.6675 | 0
| 373.8833 | 0 |  | 373.8833 | 0 |  | 371.8699 | 0.00814 |  | 371.87 | 0 |  | 373.8833 | 0 |  | 371.8699 | 0 |  | 373.8833 | 0 |  | 382.7433 | 0.0063719 |  | 373.8833 | 4.3476e-06 |  |  |  |  | 373.2733 | 0 |  | 373.8833 | 0 |  | 373.8833 | 0.0007455 |  | 371.8699 | 0 |  | 373.8833 | 0.00017554 |  | 373.2733 | 0 |  | 372.7866 | 0 |  | 373.8833 | 0 |  | 373.8833 | 0
| 374.0992 | 0 |  | 374.0992 | 0 |  | 372.0827 | 0.00792 |  | 372.08 | 0 |  | 374.0992 | 0 |  | 372.0827 | 0 |  | 374.0992 | 0 |  | 382.9602 | 0.0017087 |  | 374.0992 | 0 |  |  |  |  | 373.489 | 0 |  | 374.0992 | 0 |  | 374.0992 | -0.00015626 |  | 372.0827 | 0 |  | 374.0992 | 0 |  | 373.489 | 0 |  | 373.003 | 0 |  | 374.0992 | 0 |  | 374.0992 | 0
| 374.315 | 0 |  | 374.315 | 0 |  | 372.2956 | 0.00584 |  | 372.3 | 0 |  | 374.315 | 0 |  | 372.2956 | 0 |  | 374.315 | 0 |  | 383.1771 | 0.0065042 |  | 374.315 | 1.3186e-05 |  |  |  |  | 373.7047 | 0 |  | 374.315 | 0 |  | 374.315 | 0.00080165 |  | 372.2956 | 0 |  | 374.315 | 0.00031326 |  | 373.7047 | 0 |  | 373.2195 | 0 |  | 374.315 | 0 |  | 374.315 | 0
| 374.5309 | 0 |  | 374.5309 | 0 |  | 372.5084 | 0.00211 |  | 372.51 | 0 |  | 374.5309 | 0 |  | 372.5084 | 0 |  | 374.5309 | 0 |  | 383.394 | 0.0022435 |  | 374.5309 | 0 |  |  |  |  | 373.9204 | 0 |  | 374.5309 | 0 |  | 374.5309 | 4.5593e-05 |  | 372.5084 | 0 |  | 374.5309 | 0 |  | 373.9204 | 0 |  | 373.4359 | 0 |  | 374.5309 | 0 |  | 374.5309 | 0
| 374.7468 | 0 |  | 374.7468 | 0 |  | 372.7212 | 0.00296 |  | 372.72 | 0 |  | 374.7468 | 0 |  | 372.7212 | 0 |  | 374.7468 | 0 |  | 383.6109 | 0.0056572 |  | 374.7468 | 8.7948e-06 |  |  |  |  | 374.1362 | 0 |  | 374.7468 | 0 |  | 374.7468 | 0.00078125 |  | 372.7212 | 0 |  | 374.7468 | 0.00035704 |  | 374.1362 | 0 |  | 373.6523 | 0 |  | 374.7468 | 0 |  | 374.7468 | 0
| 374.9627 | 0 |  | 374.9627 | 0 |  | 372.9341 | 0.00051876 |  | 372.93 | 0 |  | 374.9627 | 0 |  | 372.9341 | 0 |  | 374.9627 | 0 |  | 383.8278 | 0.0014226 |  | 374.9627 | 0 |  |  |  |  | 374.3519 | 0 |  | 374.9627 | 0 |  | 374.9627 | 1.7106e-06 |  | 372.9341 | 0 |  | 374.9627 | 0 |  | 374.3519 | 0 |  | 373.8688 | 0 |  | 374.9627 | 0 |  | 374.9627 | 0
| 375.1786 | 0 |  | 375.1786 | 0 |  | 373.1469 | 0.00627 |  | 373.15 | 0 |  | 375.1786 | 0 |  | 373.1469 | 0 |  | 375.1786 | 0 |  | 384.0447 | 0.0063341 |  | 375.1787 | 1.6121e-05 |  |  |  |  | 374.5677 | 0 |  | 375.1786 | 0 |  | 375.1786 | 0.00034205 |  | 373.1469 | 0 |  | 375.1787 | 0.00045174 |  | 374.5677 | 0 |  | 374.0853 | 0 |  | 375.1786 | 0 |  | 375.1786 | 0
| 375.3946 | 0 |  | 375.3946 | 0 |  | 373.3598 | 0.00267 |  | 373.36 | 0 |  | 375.3946 | 0 |  | 373.3598 | 0 |  | 375.3946 | 0 |  | 384.2617 | 0.0022926 |  | 375.3946 | 0 |  |  |  |  | 374.7835 | 0 |  | 375.3946 | 0 |  | 375.3946 | 0.0003105 |  | 373.3598 | 0 |  | 375.3946 | 0 |  | 374.7835 | 0 |  | 374.3017 | 0 |  | 375.3946 | 0 |  | 375.3946 | 0
| 375.6105 | 0 |  | 375.6105 | 0 |  | 373.5727 | 0.00871 |  | 373.57 | 0 |  | 375.6105 | 0 |  | 373.5727 | 0 |  | 375.6105 | 0 |  | 384.4786 | 0.0059477 |  | 375.6105 | 9.814e-06 |  |  |  |  | 374.9993 | 0 |  | 375.6105 | 0 |  | 375.6105 | 0.0005299 |  | 373.5727 | 0 |  | 375.6105 | 0.00031051 |  | 374.9993 | 0 |  | 374.5182 | 0 |  | 375.6105 | 0 |  | 375.6105 | 0
| 375.8265 | 0 |  | 375.8265 | 0 |  | 373.7856 | 0.00194 |  | 373.79 | 0 |  | 375.8265 | 0 |  | 373.7856 | 0 |  | 375.8265 | 0 |  | 384.6956 | 0.0017243 |  | 375.8265 | 0 |  |  |  |  | 375.2151 | 0 |  | 375.8265 | 0 |  | 375.8265 | -0.00053898 |  | 373.7856 | 0 |  | 375.8265 | 0 |  | 375.2151 | 0 |  | 374.7347 | 0 |  | 375.8265 | 0 |  | 375.8265 | 0
| 376.0425 | 0 |  | 376.0425 | 0 |  | 373.9985 | 0.00847 |  | 374 | 0 |  | 376.0425 | 0 |  | 373.9985 | 0 |  | 376.0425 | 0 |  | 384.9126 | 0.0054101 |  | 376.0425 | 1.326e-05 |  |  |  |  | 375.4309 | 0 |  | 376.0425 | 0 |  | 376.0425 | 0.00037533 |  | 373.9985 | 0 |  | 376.0425 | 0.0002343 |  | 375.4309 | 0 |  | 374.9512 | 0 |  | 376.0425 | 0 |  | 376.0425 | 0
| 376.2585 | 0 |  | 376.2585 | 0 |  | 374.2114 | 0.00060767 |  | 374.21 | 0 |  | 376.2585 | 0 |  | 374.2114 | 0 |  | 376.2585 | 0 |  | 385.1295 | 0.001226 |  | 376.2585 | 0 |  |  |  |  | 375.6467 | 0 |  | 376.2585 | 0 |  | 376.2585 | -0.00021114 |  | 374.2114 | 0 |  | 376.2585 | 0 |  | 375.6467 | 0 |  | 375.1678 | 0 |  | 376.2585 | 0 |  | 376.2585 | 0
| 376.4745 | 0 |  | 376.4745 | 0 |  | 374.4244 | 0.00754 |  | 374.42 | 0 |  | 376.4745 | 0 |  | 374.4243 | 0 |  | 376.4745 | 0 |  | 385.3465 | 0.0058704 |  | 376.4745 | 1.1037e-05 |  |  |  |  | 375.8626 | 0 |  | 376.4745 | 0 |  | 376.4745 | 0.00072335 |  | 374.4243 | 0 |  | 376.4745 | 0.00014117 |  | 375.8626 | 0 |  | 375.3843 | 0 |  | 376.4745 | 0 |  | 376.4745 | 0
| 376.6905 | 0 |  | 376.6905 | 0 |  | 374.6373 | 0.003 |  | 374.64 | 0 |  | 376.6905 | 0 |  | 374.6373 | 0 |  | 376.6905 | 0 |  | 385.5635 | 0.0015258 |  | 376.6905 | 0 |  |  |  |  | 376.0785 | 0 |  | 376.6905 | 0 |  | 376.6905 | 0.00052453 |  | 374.6373 | 0 |  | 376.6905 | 0 |  | 376.0785 | 0 |  | 375.6008 | 0 |  | 376.6905 | 0 |  | 376.6905 | 0
| 376.9065 | 0 |  | 376.9065 | 0 |  | 374.8503 | 0.00931 |  | 374.85 | 0 |  | 376.9066 | 0 |  | 374.8503 | 0 |  | 376.9066 | 0 |  | 385.7806 | 0.0052337 |  | 376.9066 | 1.2934e-05 |  |  |  |  | 376.2944 | 0 |  | 376.9066 | 0 |  | 376.9066 | 0.0004691 |  | 374.8503 | 0 |  | 376.9066 | 0.00043525 |  | 376.2944 | 0 |  | 375.8174 | 0 |  | 376.9066 | 0 |  | 376.9066 | 0
| 377.1226 | 0 |  | 377.1226 | 0 |  | 375.0632 | -0.00083136 |  | 375.06 | 0 |  | 377.1226 | 0 |  | 375.0632 | 0 |  | 377.1226 | 0 |  | 385.9976 | 0.0015433 |  | 377.1226 | 0 |  |  |  |  | 376.5103 | 0 |  | 377.1226 | 0 |  | 377.1226 | -0.00026169 |  | 375.0632 | 0 |  | 377.1226 | 0 |  | 376.5103 | 0 |  | 376.0339 | 0 |  | 377.1226 | 0 |  | 377.1226 | 0
| 377.3387 | 0 |  | 377.3387 | 0 |  | 375.2763 | 0.00464 |  | 375.28 | 0 |  | 377.3387 | 0 |  | 375.2762 | 0 |  | 377.3387 | 0 |  | 386.2146 | 0.005464 |  | 377.3387 | 1.4452e-05 |  |  |  |  | 376.7262 | 0 |  | 377.3387 | 0 |  | 377.3387 | 0.00061457 |  | 375.2762 | 0 |  | 377.3387 | 0.00035351 |  | 376.7262 | 0 |  | 376.2505 | 0 |  | 377.3387 | 0 |  | 377.3387 | 0
| 377.5548 | 0 |  | 377.5548 | 0 |  | 375.4892 | 0.00343 |  | 375.49 | 0 |  | 377.5548 | 0 |  | 375.4892 | 0 |  | 377.5548 | 0 |  | 386.4317 | 0.0015165 |  | 377.5548 | 0 |  |  |  |  | 376.9421 | 0 |  | 377.5548 | 0 |  | 377.5547 | 0.00076673 |  | 375.4892 | 0 |  | 377.5548 | 0 |  | 376.9421 | 0 |  | 376.4671 | 0 |  | 377.5548 | 0 |  | 377.5548 | 0
| 377.7709 | 0 |  | 377.7709 | 0 |  | 375.7022 | 0.00573 |  | 375.7 | 0 |  | 377.7709 | 0 |  | 375.7022 | 0 |  | 377.7709 | 0 |  | 386.6488 | 0.0055216 |  | 377.7708 | 1.502e-05 |  |  |  |  | 377.1581 | 0 |  | 377.7709 | 0 |  | 377.7708 | 0.00061922 |  | 375.7022 | 0 |  | 377.7708 | 0.00028972 |  | 377.1581 | 0 |  | 376.6837 | 0 |  | 377.7709 | 0 |  | 377.7709 | 0
| 377.987 | 0 |  | 377.987 | 0 |  | 375.9153 | 0.00145 |  | 375.92 | 0 |  | 377.987 | 0 |  | 375.9153 | 0 |  | 377.987 | 0 |  | 386.8658 | 0.00080978 |  | 377.987 | 0 |  |  |  |  | 377.374 | 0 |  | 377.987 | 0 |  | 377.987 | -0.0004236 |  | 375.9153 | 0 |  | 377.987 | 0 |  | 377.374 | 0 |  | 376.9003 | 0 |  | 377.987 | 0 |  | 377.987 | 0
| 378.2031 | 0 |  | 378.2031 | 0 |  | 376.1283 | 0.00249 |  | 376.13 | 0 |  | 378.2031 | 0 |  | 376.1283 | 0 |  | 378.2031 | 0 |  | 387.0829 | 0.0054332 |  | 378.2031 | 7.8002e-06 |  |  |  |  | 377.59 | 0 |  | 378.2031 | 0 |  | 378.2031 | 0.00056457 |  | 376.1283 | 0 |  | 378.2031 | 0.00017402 |  | 377.59 | 0 |  | 377.1169 | 0 |  | 378.2031 | 0 |  | 378.2031 | 0
| 378.4192 | -0.00644 |  | 378.4192 | -0.00644 |  | 376.3413 | 0.00387 |  | 376.34 | 0 |  | 378.4192 | 0 |  | 376.3413 | 0 |  | 378.4192 | -0.0018318 |  | 387.3 | 0.0019937 |  | 378.4192 | 0 |  |  |  |  | 377.806 | 0 |  | 378.4192 | 0 |  | 378.4193 | 0.00018597 |  | 376.3413 | 0 |  | 378.4192 | 0 |  | 377.806 | 0 |  | 377.3335 | 0 |  | 378.4192 | 0 |  | 378.4192 | -0.0033939
| 378.6354 | 0.00614 |  | 378.6354 | 0.00614 |  | 376.5544 | 0.0056 |  | 376.55 | 0 |  | 378.6354 | 0.004765 |  | 376.5544 | 0 |  | 378.6354 | 0.00099214 |  | 387.5171 | 0.0058661 |  | 378.6354 | 0.00579 |  |  |  |  | 378.022 | 0 |  | 378.6354 | 0.0043153 |  | 378.6354 | 0.0011666 |  | 376.5544 | 0 |  | 378.6354 | 0.00022997 |  | 378.022 | 0 |  | 377.5501 | 0 |  | 378.6354 | 0 |  | 378.6354 | 0.0052346
| 378.8516 | -0.00592 |  | 378.8516 | -0.00592 |  | 376.7675 | -0.00048622 |  | 376.77 | 0 |  | 378.8516 | 0 |  | 376.7675 | 0 |  | 378.8516 | -0.0039574 |  | 387.7343 | 0.0016184 |  | 378.8516 | 0 |  |  |  |  | 378.2381 | 0 |  | 378.8516 | 0 |  | 378.8516 | 0.00052486 |  | 376.7675 | 0 |  | 378.8516 | 0 |  | 378.2381 | 0 |  | 377.7668 | 0 |  | 378.8516 | 0 |  | 378.8516 | -0.0036922
| 379.0677 | 0.0031 |  | 379.0677 | 0.0031 |  | 376.9806 | 0.00392 |  | 376.98 | 0 |  | 379.0677 | 0.0046017 |  | 376.9806 | 0 |  | 379.0677 | 0.0046784 |  | 387.9514 | 0.0053788 |  | 379.0677 | 0.00414 |  |  |  |  | 378.4541 | 0 |  | 379.0677 | 0.0015699 |  | 379.0677 | 0.00078528 |  | 376.9806 | 0 |  | 379.0677 | 0.00021564 |  | 378.4541 | 0 |  | 377.9834 | 0 |  | 379.0677 | 0 |  | 379.0677 | 0.0025334
| 379.284 | -0.00479 |  | 379.284 | -0.00479 |  | 377.1937 | 0.00075841 |  | 377.19 | 0 |  | 379.2839 | 0 |  | 377.1937 | 0 |  | 379.2839 | -0.0074156 |  | 388.1685 | 0.00076731 |  | 379.2839 | 0 |  |  |  |  | 378.6702 | 0 |  | 379.2839 | 0 |  | 379.2839 | 0.00059553 |  | 377.1937 | 0 |  | 379.2839 | 0 |  | 378.6702 | 0 |  | 378.2001 | 0 |  | 379.2839 | 0 |  | 379.2839 | -0.0077568
| 379.5002 | 0.00446 |  | 379.5002 | 0.00446 |  | 377.4068 | 0.00629 |  | 377.41 | 0 |  | 379.5002 | 0.0034356 |  | 377.4068 | 0 |  | 379.5002 | 0.0077768 |  | 388.3857 | 0.0050287 |  | 379.5002 | 0.00471 |  |  |  |  | 378.8862 | 0 |  | 379.5002 | 0.0016154 |  | 379.5002 | 4.6898e-05 |  | 377.4068 | 0 |  | 379.5002 | 5.5566e-05 |  | 378.8862 | 0 |  | 378.4168 | 0 |  | 379.5002 | 0 |  | 379.5002 | 0.0041833
| 379.7164 | -0.00329 |  | 379.7164 | -0.00329 |  | 377.6199 | 0.00505 |  | 377.62 | 0 |  | 379.7164 | 0 |  | 377.6199 | 0 |  | 379.7164 | -0.00082823 |  | 388.6029 | 0.0012099 |  | 379.7164 | 0.00095777 |  |  |  |  | 379.1023 | 0 |  | 379.7164 | 0 |  | 379.7164 | 0.00038904 |  | 377.6199 | 0 |  | 379.7164 | 0 |  | 379.1023 | 0 |  | 378.6335 | 0 |  | 379.7164 | 0 |  | 379.7164 | -0.0026582
| 379.9326 | 0.00366 |  | 379.9326 | 0.00366 |  | 377.833 | 0.00347 |  | 377.83 | 0 |  | 379.9326 | 0.0038767 |  | 377.833 | 0 |  | 379.9326 | 0.0052224 |  | 388.82 | 0.0048284 |  | 379.9326 | 0.00318 |  |  |  |  | 379.3184 | 0 |  | 379.9326 | 0.0019757 |  | 379.9326 | 0.00081196 |  | 377.833 | 0 |  | 379.9326 | 0.0001833 |  | 379.3184 | 0 |  | 378.8502 | 0 |  | 379.9326 | 0 |  | 379.9326 | 0.0049741
| 380.1489 | -0.00124 |  | 380.1489 | -0.00124 |  | 378.0462 | 0.00207 |  | 378.05 | 0 |  | 380.1489 | 0 |  | 378.0462 | 0 |  | 380.1489 | 0.0057723 |  | 389.0372 | 0.0013961 |  | 380.1489 | 0.00049026 |  |  |  |  | 379.5345 | 0 |  | 380.1489 | 0 |  | 380.1489 | -0.00020199 |  | 378.0462 | 0 |  | 380.1489 | 0 |  | 379.5345 | 0 |  | 379.0669 | 0 |  | 380.1489 | 0 |  | 380.1489 | 5.3108e-07
| 380.3652 | 0.00156 |  | 380.3652 | 0.00156 |  | 378.2593 | 0.00493 |  | 378.26 | 0 |  | 380.3652 | 0.0046626 |  | 378.2593 | 0 |  | 380.3652 | 0.0023032 |  | 389.2544 | 0.0051864 |  | 380.3652 | 0.00216 |  |  |  |  | 379.7507 | 0 |  | 380.3652 | 0.0042859 |  | 380.3652 | 0.00046226 |  | 378.2593 | 0 |  | 380.3652 | 5.6725e-05 |  | 379.7507 | 0 |  | 379.2836 | 0 |  | 380.3652 | 0 |  | 380.3652 | 0.00090252
| 380.5814 | -0.00261 |  | 380.5814 | -0.00261 |  | 378.4725 | 0.00055683 |  | 378.47 | 0 |  | 380.5814 | 0 |  | 378.4725 | 0 |  | 380.5814 | -0.0064175 |  | 389.4716 | 0.0014655 |  | 380.5815 | 0 |  |  |  |  | 379.9668 | 0 |  | 380.5814 | 0 |  | 380.5815 | -0.00039702 |  | 378.4725 | 0 |  | 380.5815 | 0 |  | 379.9668 | 0 |  | 379.5003 | 0 |  | 380.5814 | 0 |  | 380.5814 | -0.0050359
| 380.7977 | 0.00413 |  | 380.7977 | 0.00413 |  | 378.6857 | 0.00469 |  | 378.69 | 0 |  | 380.7977 | 0.0039041 |  | 378.6857 | 0 |  | 380.7977 | 0.0040519 |  | 389.6889 | 0.0044242 |  | 380.7977 | 0.00486 |  |  |  |  | 380.183 | 0 |  | 380.7977 | 0.0033091 |  | 380.7977 | 0.0010068 |  | 378.6857 | 0 |  | 380.7977 | 0.00022704 |  | 380.183 | 0 |  | 379.717 | 0 |  | 380.7977 | 0 |  | 380.7977 | 0.0024101
| 381.0141 | -0.00063839 |  | 381.0141 | -0.00063839 |  | 378.8989 | 0.0002317 |  | 378.9 | 0 |  | 381.0141 | 0 |  | 378.8989 | 0 |  | 381.0141 | -0.0020702 |  | 389.9061 | 0.00081902 |  | 381.0141 | 0 |  |  |  |  | 380.3992 | 0 |  | 381.0141 | 0 |  | 381.0141 | 0.000256 |  | 378.8989 | 0 |  | 381.0141 | 0 |  | 380.3992 | 0 |  | 379.9338 | 0 |  | 381.0141 | 0 |  | 381.0141 | -0.0039481
| 381.2304 | 0.00221 |  | 381.2304 | 0.00221 |  | 379.1121 | 0.00334 |  | 379.11 | 0 |  | 381.2304 | 0.0035098 |  | 379.1121 | 0 |  | 381.2304 | 0.0024668 |  | 390.1234 | 0.0077104 |  | 381.2304 | 0.00175 |  |  |  |  | 380.6154 | 0 |  | 381.2304 | 0.00093445 |  | 381.2304 | -1.9318e-05 |  | 379.1121 | 0 |  | 381.2304 | 0.00022252 |  | 380.6154 | 0 |  | 380.1505 | 0 |  | 381.2304 | 0 |  | 381.2304 | 0.0020079
| 381.4467 | -0.00518 |  | 381.4467 | -0.00518 |  | 379.3253 | 0.00162 |  | 379.33 | 0 |  | 381.4467 | 0 |  | 379.3253 | 0 |  | 381.4467 | -0.0059667 |  | 390.3406 | 0.0017419 |  | 381.4467 | 0 |  |  |  |  | 380.8316 | 0 |  | 381.4467 | 0 |  | 381.4467 | 6.3469e-05 |  | 379.3253 | 0 |  | 381.4467 | 0 |  | 380.8316 | 0 |  | 380.3673 | 0 |  | 381.4467 | 0 |  | 381.4467 | -0.0039066
| 381.6631 | 0.00468 |  | 381.6631 | 0.00468 |  | 379.5385 | 0.00465 |  | 379.54 | 0 |  | 381.6631 | 0.0038674 |  | 379.5385 | 0 |  | 381.6631 | 0.0020281 |  | 390.5579 | 0.0051063 |  | 381.6631 | 0.00279 |  |  |  |  | 381.0478 | 0 |  | 381.6631 | 0.0037331 |  | 381.6631 | 0.00060321 |  | 379.5385 | 0 |  | 381.6631 | 0.00039471 |  | 381.0478 | 0.00601 |  | 380.5841 | 0 |  | 381.6631 | 0 |  | 381.6631 | 0.0048006
| 381.8795 | -0.00228 |  | 381.8795 | -0.00228 |  | 379.7518 | 0.00177 |  | 379.75 | 0 |  | 381.8795 | 0 |  | 379.7518 | 0 |  | 381.8795 | -0.0030706 |  | 390.7752 | 0.0014906 |  | 381.8795 | 0 |  |  |  |  | 381.2641 | 0 |  | 381.8795 | 0 |  | 381.8795 | -0.00014881 |  | 379.7518 | 0 |  | 381.8795 | 0 |  | 381.264 | -0.0085 |  | 380.8008 | 0 |  | 381.8795 | 0 |  | 381.8795 | -0.006037
| 382.0958 | 0.00319 |  | 382.0958 | 0.00319 |  | 379.9651 | 0.00318 |  | 379.97 | 0 |  | 382.0958 | 0.0024163 |  | 379.9651 | 0 |  | 382.0958 | 0.0036691 |  | 390.9925 | 0.0048118 |  | 382.0959 | 0.00293 |  |  |  |  | 381.4803 | 0 |  | 382.0958 | 0.0033181 |  | 382.0959 | 0.0011504 |  | 379.9651 | 0 |  | 382.0959 | 0.0003141 |  | 381.4803 | 0.00377 |  | 381.0176 | 0 |  | 382.0958 | 0 |  | 382.0958 | 0.0046608
| 382.3123 | -0.00314 |  | 382.3123 | -0.00314 |  | 380.1783 | 0.00257 |  | 380.18 | 0 |  | 382.3122 | 0 |  | 380.1783 | 0 |  | 382.3122 | -0.0030897 |  | 391.2098 | 0.0011995 |  | 382.3123 | 0 |  |  |  |  | 381.6966 | -0.0054157 |  | 382.3122 | 0 |  | 382.3123 | 0.00049278 |  | 380.1783 | 0 |  | 382.3123 | 0 |  | 381.6966 | -0.00471 |  | 381.2344 | 0 |  | 382.3122 | 0 |  | 382.3122 | -0.003167
| 382.5287 | 0.00363 |  | 382.5287 | 0.00363 |  | 380.3916 | 0.00505 |  | 380.39 | 0 |  | 382.5287 | 0.0046523 |  | 380.3916 | 0 |  | 382.5287 | 0.0026317 |  | 391.4271 | 0.0046835 |  | 382.5287 | 0.00258 |  |  |  |  | 381.9129 | 0.00088834 |  | 382.5287 | 0.0021347 |  | 382.5287 | 0.00086185 |  | 380.3916 | 0 |  | 382.5287 | 0.00022462 |  | 381.9129 | 0.00401 |  | 381.4513 | 0 |  | 382.5287 | 0 |  | 382.5287 | 0.0034462
| 382.7451 | -0.00373 |  | 382.7451 | -0.00373 |  | 380.6049 | 0.00062788 |  | 380.6 | 0 |  | 382.7451 | 0 |  | 380.6049 | 0 |  | 382.7451 | -0.0039391 |  | 391.6444 | 0.0010634 |  | 382.7451 | 0 |  |  |  |  | 382.1292 | -0.0010911 |  | 382.7451 | 0 |  | 382.7451 | -0.00041689 |  | 380.6049 | 0 |  | 382.7451 | 0 |  | 382.1292 | -0.0055 |  | 381.6681 | 0 |  | 382.7451 | 0 |  | 382.7451 | -0.0041696
| 382.9615 | 0.0026 |  | 382.9615 | 0.0026 |  | 380.8182 | 0.00496 |  | 380.82 | 0 |  | 382.9615 | 0.0017154 |  | 380.8182 | 0 |  | 382.9615 | 0.0063263 |  | 391.8618 | 0.0047189 |  | 382.9615 | 0.00438 |  |  |  |  | 382.3455 | 0.007521 |  | 382.9615 | 0.0037621 |  | 382.9615 | -0.00021735 |  | 380.8182 | 0 |  | 382.9615 | 0.00019071 |  | 382.3455 | 0.00646 |  | 381.8849 | 0 |  | 382.9615 | 0 |  | 382.9615 | 0.0032711
| 383.178 | -0.00216 |  | 383.178 | -0.00216 |  | 381.0315 | 0.00174 |  | 381.03 | 0 |  | 383.178 | 0 |  | 381.0315 | 0 |  | 383.178 | -0.00011597 |  | 392.0791 | 0.0011968 |  | 383.178 | 0 |  |  |  |  | 382.5618 | 0.00041623 |  | 383.178 | 0 |  | 383.178 | 6.2176e-06 |  | 381.0315 | 0 |  | 383.178 | 0 |  | 382.5618 | -0.00396 |  | 382.1018 | 0 |  | 383.178 | 0 |  | 383.178 | -0.0034896
| 383.3945 | 0.0056 |  | 383.3945 | 0.0056 |  | 381.2449 | 0.00264 |  | 381.24 | 0 |  | 383.3945 | 0.0025416 |  | 381.2449 | 0 |  | 383.3945 | 0.0041875 |  | 392.2965 | 0.0051375 |  | 383.3945 | 0.0019 |  |  |  |  | 382.7782 | 0.0032537 |  | 383.3945 | 0.0019375 |  | 383.3945 | 0.00056744 |  | 381.2449 | 0 |  | 383.3945 | 0.00014019 |  | 382.7782 | 0.00245 |  | 382.3186 | 0 |  | 383.3945 | 0 |  | 383.3945 | 0.003939
| 383.611 | 0.00073666 |  | 383.611 | 0.00073666 |  | 381.4582 | 0.00226 |  | 381.46 | 0 |  | 383.611 | 0 |  | 381.4582 | 0 |  | 383.611 | -0.0010092 |  | 392.5139 | 0.0014322 |  | 383.611 | 0 |  |  |  |  | 382.9945 | 0.00018863 |  | 383.611 | 0 |  | 383.611 | 0.00074577 |  | 381.4582 | 0 |  | 383.611 | 0 |  | 382.9946 | -0.00286 |  | 382.5355 | 0 |  | 383.611 | 0 |  | 383.611 | -0.0027064
| 383.8275 | 0.00143 |  | 383.8275 | 0.00143 |  | 381.6716 | 0.00502 |  | 381.67 | 0 |  | 383.8275 | 0.0024121 |  | 381.6716 | 0 |  | 383.8275 | 0.0011342 |  | 392.7313 | 0.0049641 |  | 383.8274 | 0.00171 |  |  |  |  | 383.2109 | 0.0061683 |  | 383.8275 | 0.00016741 |  | 383.8275 | 0.00078574 |  | 381.6716 | 0 |  | 383.8274 | 0.00011964 |  | 383.2109 | 0.00396 |  | 382.7524 | 0 |  | 383.8275 | 0 |  | 383.8275 | 0.0005006
| 384.044 | -0.00213 |  | 384.044 | -0.00213 |  | 381.885 | 0.00384 |  | 381.88 | 0 |  | 384.044 | 0 |  | 381.8849 | 0 |  | 384.044 | -0.0012472 |  | 392.9486 | 0.0017634 |  | 384.044 | 0 |  |  |  |  | 383.4273 | -0.0079036 |  | 384.044 | 0 |  | 384.044 | 0.0001984 |  | 381.8849 | 0 |  | 384.044 | 0 |  | 383.4273 | -0.0055 |  | 382.9693 | 0 |  | 384.044 | 0 |  | 384.044 | -0.0022104
| 384.2605 | 0.00324 |  | 384.2605 | 0.00324 |  | 382.0983 | 0.00438 |  | 382.1 | 0 |  | 384.2605 | 0.0032968 |  | 382.0983 | 0 |  | 384.2605 | 0.00041129 |  | 393.166 | 0.0050338 |  | 384.2605 | 0.00295 |  |  |  |  | 383.6437 | 0.0048324 |  | 384.2605 | 0.00013029 |  | 384.2605 | 0.0012043 |  | 382.0983 | 0 |  | 384.2605 | 0.00028105 |  | 383.6437 | 0.00287 |  | 383.1862 | 0 |  | 384.2605 | 0 |  | 384.2605 | 0.00094015
| 384.4771 | -0.00282 |  | 384.4771 | -0.00282 |  | 382.3117 | 0.00189 |  | 382.31 | 0 |  | 384.4771 | 0 |  | 382.3117 | 0 |  | 384.4771 | -0.0032601 |  | 393.3835 | 0.001256 |  | 384.4771 | 0 |  |  |  |  | 383.8602 | -0.0033846 |  | 384.4771 | 0 |  | 384.4771 | -0.00011914 |  | 382.3117 | 0 |  | 384.4771 | 0 |  | 383.8602 | -0.0044 |  | 383.4031 | 0 |  | 384.4771 | 0 |  | 384.4771 | -0.0045637
| 384.6936 | 0.00359 |  | 384.6936 | 0.00359 |  | 382.5251 | 0.00491 |  | 382.53 | 0 |  | 384.6936 | 0.0026107 |  | 382.5251 | 0 |  | 384.6936 | 0.0039592 |  | 393.6009 | 0.0049645 |  | 384.6936 | 0.0033 |  |  |  |  | 384.0766 | 0.0029796 |  | 384.6936 | 0.0023537 |  | 384.6936 | 0.00062942 |  | 382.5251 | 0 |  | 384.6936 | 0.0003787 |  | 384.0766 | 0.00202 |  | 383.62 | 0 |  | 384.6936 | 0 |  | 384.6936 | 0.0028711
| 384.9102 | -0.00324 |  | 384.9102 | -0.00324 |  | 382.7385 | 0.00119 |  | 382.74 | 0 |  | 384.9102 | 0 |  | 382.7385 | 0 |  | 384.9102 | -0.0043874 |  | 393.8184 | 0.0011294 |  | 384.9102 | 0 |  |  |  |  | 384.2931 | -0.00031257 |  | 384.9102 | 0 |  | 384.9102 | 3.5839e-05 |  | 382.7385 | 0 |  | 384.9102 | 0 |  | 384.2931 | -0.00424 |  | 383.8369 | 0 |  | 384.9102 | 0 |  | 384.9102 | -0.0033007
| 385.1268 | 0.00199 |  | 385.1268 | 0.00199 |  | 382.952 | 0.0022 |  | 382.95 | 0 |  | 385.1268 | 0.0042006 |  | 382.952 | 0 |  | 385.1268 | 0.0017889 |  | 394.0358 | 0.0050328 |  | 385.1268 | 0.00273 |  |  |  |  | 384.5095 | 0.00094354 |  | 385.1268 | 0.00070125 |  | 385.1268 | 0.001117 |  | 382.952 | 0 |  | 385.1268 | 0.00023907 |  | 384.5095 | 0.0013 |  | 384.0539 | 0 |  | 385.1268 | 0 |  | 385.1268 | 0.0024745
| 385.3434 | 0.0004328 |  | 385.3434 | 0.0004328 |  | 383.1654 | 0.0009588 |  | 383.17 | 0 |  | 385.3434 | 0 |  | 383.1654 | 0 |  | 385.3434 | -0.0010025 |  | 394.2533 | 0.0019283 |  | 385.3434 | 0.001 |  |  |  |  | 384.726 | -0.00078544 |  | 385.3434 | 0 |  | 385.3434 | 0.00047635 |  | 383.1654 | 0 |  | 385.3434 | 0 |  | 384.726 | -0.0021 |  | 384.2708 | 0 |  | 385.3434 | 0 |  | 385.3434 | -0.0023503
| 385.56 | 0.00408 |  | 385.56 | 0.00408 |  | 383.3789 | 0.00395 |  | 383.38 | 0 |  | 385.56 | 0.0019104 |  | 383.3789 | 0 |  | 385.56 | 0.0047071 |  | 394.4708 | 0.0045176 |  | 385.56 | 0.00316 |  |  |  |  | 384.9425 | 0.0020672 |  | 385.56 | 0.0015489 |  | 385.56 | 0.00057049 |  | 383.3789 | 0 |  | 385.56 | 0.00034805 |  | 384.9425 | 0.00132 |  | 384.4878 | 0 |  | 385.56 | 0 |  | 385.56 | 0.0028134
| 385.7766 | -0.00219 |  | 385.7766 | -0.00219 |  | 383.5923 | 0.00243 |  | 383.59 | 0 |  | 385.7766 | 0 |  | 383.5923 | 0 |  | 385.7766 | -0.0054201 |  | 394.6882 | 0.0010699 |  | 385.7766 | 0 |  |  |  |  | 385.159 | -0.0049391 |  | 385.7766 | 0 |  | 385.7766 | 6.2766e-05 |  | 383.5923 | 0 |  | 385.7766 | 0 |  | 385.159 | -0.00265 |  | 384.7047 | 0 |  | 385.7766 | 0 |  | 385.7766 | -0.0042911
| 385.9933 | 0.00545 |  | 385.9933 | 0.00545 |  | 383.8058 | 0.00242 |  | 383.81 | 0 |  | 385.9933 | 0.0010909 |  | 383.8058 | 0 |  | 385.9933 | 0.00027565 |  | 394.9058 | 0.0046419 |  | 385.9933 | 0.00195 |  |  |  |  | 385.3756 | 0.0031154 |  | 385.9933 | 0.0004817 |  | 385.9933 | 0.0012241 |  | 383.8058 | 0 |  | 385.9933 | 0.00044299 |  | 385.3756 | 0.00213 |  | 384.9217 | 0 |  | 385.9933 | 0 |  | 385.9933 | 0.0040292
| 386.2099 | -0.0001544 |  | 386.2099 | -0.0001544 |  | 384.0193 | 0.00087092 |  | 384.02 | 0 |  | 386.2099 | 0 |  | 384.0193 | 0 |  | 386.2099 | -0.0040372 |  | 395.1233 | 0.0013556 |  | 386.2099 | 0 |  |  |  |  | 385.5921 | 0.0004971 |  | 386.2099 | 0 |  | 386.2099 | -0.00044166 |  | 384.0193 | 0 |  | 386.2099 | 0 |  | 385.5921 | -0.00377 |  | 385.1387 | 0 |  | 386.2099 | 0 |  | 386.2099 | -0.0028933
| 386.4266 | 0.00443 |  | 386.4266 | 0.00443 |  | 384.2328 | 0.00339 |  | 384.23 | 0 |  | 386.4266 | 0.0043915 |  | 384.2328 | 0 |  | 386.4266 | 0.0028115 |  | 395.3408 | 0.0047871 |  | 386.4266 | 0.00325 |  |  |  |  | 385.8087 | 0.003651 |  | 386.4266 | 0.0010028 |  | 386.4266 | 0.00045287 |  | 384.2328 | 0 |  | 386.4266 | 0.00035773 |  | 385.8087 | 0.00272 |  | 385.3557 | 0 |  | 386.4266 | 0 |  | 386.4266 | 0.004946
| 386.6433 | -0.00036946 |  | 386.6433 | -0.00036946 |  | 384.4463 | 0.00091281 |  | 384.45 | 0 |  | 386.6433 | 0 |  | 384.4463 | 0 |  | 386.6433 | -0.0013069 |  | 395.5583 | 0.001184 |  | 386.6433 | 0 |  |  |  |  | 386.0253 | -0.0019767 |  | 386.6433 | 0 |  | 386.6433 | 0.00015695 |  | 384.4463 | 0 |  | 386.6433 | 0 |  | 386.0253 | -0.00248 |  | 385.5727 | 0 |  | 386.6433 | 0 |  | 386.6433 | -0.0017606
| 386.86 | 0.00403 |  | 386.86 | 0.00403 |  | 384.6599 | 0.00424 |  | 384.66 | 0 |  | 386.86 | 0.0022021 |  | 384.6599 | 0 |  | 386.86 | 0.0020539 |  | 395.7759 | 0.0048681 |  | 386.86 | 0.00234 |  |  |  |  | 386.2419 | 0.001112 |  | 386.86 | 0.0018982 |  | 386.86 | 0.00095397 |  | 384.6599 | 0 |  | 386.86 | 0.00023579 |  | 386.2419 | 0.00118 |  | 385.7897 | 0 |  | 386.86 | 0 |  | 386.86 | 0.0017734
| 387.0767 | -0.00016354 |  | 387.0767 | -0.00016354 |  | 384.8734 | 0.00199 |  | 384.87 | 0 |  | 387.0767 | 0 |  | 384.8734 | 0 |  | 387.0767 | -0.002671 |  | 395.9934 | 0.0014652 |  | 387.0767 | 0 |  |  |  |  | 386.4585 | -0.0061961 |  | 387.0767 | 0 |  | 387.0767 | 0.00052995 |  | 384.8734 | 0 |  | 387.0767 | 0 |  | 386.4585 | -0.00333 |  | 386.0068 | 0 |  | 387.0767 | 0 |  | 387.0767 | -0.0028681
| 387.2935 | 0.00301 |  | 387.2935 | 0.00301 |  | 385.0869 | 0.00229 |  | 385.09 | 0 |  | 387.2935 | 0.0011963 |  | 385.0869 | 0 |  | 387.2935 | 0.00049077 |  | 396.211 | 0.0049228 |  | 387.2935 | 0.00138 |  |  |  |  | 386.6751 | -0.0038359 |  | 387.2935 | 0 |  | 387.2935 | 0.00033752 |  | 385.0869 | 0 |  | 387.2935 | 0.00012082 |  | 386.6751 | 0.00113 |  | 386.2238 | 0 |  | 387.2935 | 0 |  | 387.2935 | -9.7379e-05
| 387.5102 | 0.00064003 |  | 387.5102 | 0.00064003 |  | 385.3005 | 0.00094201 |  | 385.3 | 0 |  | 387.5102 | 0 |  | 385.3005 | 0 |  | 387.5102 | -0.0012874 |  | 396.4286 | 0.0012019 |  | 387.5102 | 0 |  |  |  |  | 386.8917 | -0.0006125 |  | 387.5102 | 0 |  | 387.5102 | 0.00012253 |  | 385.3005 | 0 |  | 387.5102 | 0 |  | 386.8917 | -0.00081263 |  | 386.4409 | 0 |  | 387.5102 | 0 |  | 387.5102 | -0.0030869
| 387.727 | 0.0049 |  | 387.727 | 0.0049 |  | 385.5141 | 0.00394 |  | 385.51 | 0 |  | 387.727 | 0.0024749 |  | 385.5141 | 0 |  | 387.727 | 0.0012856 |  | 396.6462 | 0.0046969 |  | 387.727 | 0.00226 |  |  |  |  | 387.1084 | 0.0036079 |  | 387.727 | 0.0007099 |  | 387.727 | 0.00039037 |  | 385.5141 | 0 |  | 387.727 | 0.00013906 |  | 387.1084 | 0.00263 |  | 386.6579 | 0 |  | 387.727 | 0 |  | 387.727 | 0.0016279
| 387.9437 | 0.00144 |  | 387.9437 | 0.00144 |  | 385.7277 | 0.00304 |  | 385.73 | 0 |  | 387.9437 | 0 |  | 385.7277 | 0 |  | 387.9437 | -0.0022393 |  | 396.8638 | 0.0016867 |  | 387.9437 | 0 |  |  |  |  | 387.3251 | -0.0039261 |  | 387.9437 | 0 |  | 387.9437 | 6.7405e-06 |  | 385.7277 | 0 |  | 387.9437 | 0 |  | 387.3251 | -0.00197 |  | 386.875 | 0 |  | 387.9437 | 0 |  | 387.9437 | -0.0027416
| 388.1605 | 0.00551 |  | 388.1605 | 0.00551 |  | 385.9413 | 0.00548 |  | 385.94 | 0 |  | 388.1605 | 0.0028418 |  | 385.9413 | 0 |  | 388.1605 | 0.0026487 |  | 397.0814 | 0.0040111 |  | 388.1605 | 0.0032 |  |  |  |  | 387.5417 | 0.005531 |  | 388.1605 | 0.001907 |  | 388.1605 | 0.00044348 |  | 385.9413 | 0 |  | 388.1605 | 0.00027633 |  | 387.5417 | 0.00161 |  | 387.0921 | 0 |  | 388.1605 | 0 |  | 388.1605 | 0.0028451
| 388.3773 | 0.00263 |  | 388.3773 | 0.00263 |  | 386.1549 | 0.00371 |  | 386.15 | 0 |  | 388.3773 | 0 |  | 386.1549 | 0 |  | 388.3773 | 0.00022182 |  | 397.299 | 0.0012436 |  | 388.3773 | 0.00118 |  |  |  |  | 387.7584 | -0.00251 |  | 388.3773 | 0 |  | 388.3773 | -0.00019199 |  | 386.1549 | 0 |  | 388.3773 | 0 |  | 387.7584 | -0.0015 |  | 387.3092 | 0 |  | 388.3773 | 0 |  | 388.3773 | -0.00052718
| 388.5941 | 0.00558 |  | 388.5941 | 0.00558 |  | 386.3685 | 0.00389 |  | 386.37 | 0 |  | 388.5941 | 0.0022343 |  | 386.3685 | 0 |  | 388.5941 | 0.0047341 |  | 397.5167 | 0.0042686 |  | 388.5942 | 0.00287 |  |  |  |  | 387.9752 | 0.0026885 |  | 388.5941 | 0.0020438 |  | 388.5941 | 0.00066798 |  | 386.3685 | 0 |  | 388.5942 | 0.00010247 |  | 387.9752 | 0.00198 |  | 387.5263 | 0 |  | 388.5941 | 0 |  | 388.5941 | 0.0030003
| 388.811 | 0.00169 |  | 388.811 | 0.00169 |  | 386.5822 | 0.00292 |  | 386.58 | 0 |  | 388.811 | 0 |  | 386.5822 | 0 |  | 388.811 | -0.0022607 |  | 397.7343 | 0.001212 |  | 388.811 | 0 |  |  |  |  | 388.1919 | 0.0014426 |  | 388.811 | 0 |  | 388.811 | -0.00046906 |  | 386.5822 | 0 |  | 388.811 | 0 |  | 388.1919 | -0.00331 |  | 387.7434 | 0 |  | 388.811 | 0 |  | 388.811 | -0.0035584
| 389.0278 | 0.00554 |  | 389.0278 | 0.00554 |  | 386.7958 | 0.00332 |  | 386.8 | 0 |  | 389.0278 | 0.0029629 |  | 386.7958 | 0 |  | 389.0278 | 0.0028382 |  | 397.952 | 0.004408 |  | 389.0278 | 0.00146 |  |  |  |  | 388.4086 | 0.0034252 |  | 389.0278 | 0.0016614 |  | 389.0278 | 0.00065856 |  | 386.7958 | 0 |  | 389.0278 | 0.000222 |  | 388.4086 | 0.00292 |  | 387.9605 | 0 |  | 389.0278 | 0 |  | 389.0278 | 0.0020894
| 389.2447 | 0.00217 |  | 389.2447 | 0.00217 |  | 387.0095 | 0.00313 |  | 387.01 | 0 |  | 389.2447 | 0 |  | 387.0095 | 0 |  | 389.2447 | -0.0022867 |  | 398.1696 | 0.0016257 |  | 389.2447 | 0 |  |  |  |  | 388.6254 | 0.00067871 |  | 389.2447 | 0 |  | 389.2447 | -2.5546e-06 |  | 387.0095 | 0 |  | 389.2447 | 0 |  | 388.6254 | -0.00206 |  | 388.1776 | 0 |  | 389.2447 | 0 |  | 389.2447 | -0.00099893
| 389.4616 | 0.00599 |  | 389.4616 | 0.00599 |  | 387.2231 | 0.00276 |  | 387.22 | 0 |  | 389.4616 | 0.0021819 |  | 387.2231 | 0 |  | 389.4616 | 0.0012411 |  | 398.3873 | 0.0045467 |  | 389.4615 | 0.00186 |  |  |  |  | 388.8422 | 0.0023308 |  | 389.4616 | 0.0017896 |  | 389.4615 | 0.0012384 |  | 387.2231 | 0 |  | 389.4615 | 0.0004051 |  | 388.8422 | 0.0014 |  | 388.3948 | 0 |  | 389.4616 | 0 |  | 389.4616 | 0.0019329
| 389.6784 | 0.00182 |  | 389.6784 | 0.00182 |  | 387.4368 | -0.00111 |  | 387.44 | 0 |  | 389.6784 | 0 |  | 387.4368 | 0 |  | 389.6784 | -0.0030456 |  | 398.605 | 0.0014796 |  | 389.6784 | 0 |  |  |  |  | 389.059 | -0.0054101 |  | 389.6784 | 0 |  | 389.6784 | 0.00020624 |  | 387.4368 | 0 |  | 389.6784 | 0 |  | 389.059 | -0.00397 |  | 388.6119 | 0 |  | 389.6784 | 0 |  | 389.6784 | -0.0037669
| 389.8954 | 0.00773 |  | 389.8954 | 0.00773 |  | 387.6505 | 0.0032 |  | 387.65 | 0 |  | 389.8954 | 0.0038614 |  | 387.6505 | 0 |  | 389.8954 | 0.0044243 |  | 398.8227 | 0.0041635 |  | 389.8954 | 0.00358 |  |  |  |  | 389.2758 | 0.005033 |  | 389.8954 | 0.0029581 |  | 389.8954 | 0.00020902 |  | 387.6505 | 0 |  | 389.8954 | 0.00065736 |  | 389.2758 | 0.00215 |  | 388.8291 | 0 |  | 389.8954 | 0 |  | 389.8954 | 0.0041967
| 390.1123 | 0.00331 |  | 390.1123 | 0.00331 |  | 387.8642 | 0.00321 |  | 387.86 | 0 |  | 390.1123 | 0 |  | 387.8642 | 0 |  | 390.1123 | -0.0029096 |  | 399.0404 | 0.0011341 |  | 390.1123 | 0 |  |  |  |  | 389.4926 | -0.0031145 |  | 390.1123 | 0 |  | 390.1123 | 0.00029114 |  | 387.8642 | 0 |  | 390.1123 | 0 |  | 389.4926 | -0.00179 |  | 389.0463 | 0 |  | 390.1123 | 0 |  | 390.1123 | -0.0031582
| 390.3292 | 0.00905 |  | 390.3292 | 0.00905 |  | 388.078 | 0.0019 |  | 388.08 | 0 |  | 390.3292 | 0.0032619 |  | 388.078 | 0 |  | 390.3292 | 0.0032244 |  | 399.2582 | 0.0046333 |  | 390.3292 | 0.00247 |  |  |  |  | 389.7094 | 0.0058053 |  | 390.3292 | 0.0014315 |  | 390.3292 | 0.00078231 |  | 388.078 | 0 |  | 390.3292 | 0.00015048 |  | 389.7094 | 0.0024 |  | 389.2635 | 0 |  | 390.3292 | 0 |  | 390.3292 | 0.0032719
| 390.5462 | 0.0049 |  | 390.5462 | 0.0049 |  | 388.2917 | 0.00055313 |  | 388.29 | 0 |  | 390.5461 | 0 |  | 388.2917 | 0 |  | 390.5461 | -0.0026538 |  | 399.4759 | 0.0013001 |  | 390.5461 | 0 |  |  |  |  | 389.9263 | -0.0027912 |  | 390.5461 | 0 |  | 390.5461 | 0.00022258 |  | 388.2917 | 0 |  | 390.5461 | 0 |  | 389.9263 | -0.00274 |  | 389.4807 | 0 |  | 390.5461 | 0 |  | 390.5461 | -0.0022694
| 390.7631 | 0.00885 |  | 390.7631 | 0.00885 |  | 388.5055 | 0.00414 |  | 388.51 | 0 |  | 390.7631 | 0.0028413 |  | 388.5055 | 0 |  | 390.7631 | -0.00096129 |  | 399.6937 | 0.0042076 |  | 390.7631 | 0.00187 |  |  |  |  | 390.1432 | -0.0010343 |  | 390.7631 | 0.0016442 |  | 390.7631 | 0.00052848 |  | 388.5055 | 0 |  | 390.7631 | 0.000179 |  | 390.1432 | -0.00083955 |  | 389.6979 | 0 |  | 390.7631 | 0 |  | 390.7631 | 0.0021382
| 390.9801 | 0.00496 |  | 390.9801 | 0.00496 |  | 388.7192 | 0.00262 |  | 388.72 | 0 |  | 390.9801 | 0 |  | 388.7192 | 0 |  | 390.9801 | -0.0017885 |  | 399.9114 | 0.0013267 |  | 390.9801 | 0 |  |  |  |  | 390.36 | -0.0044231 |  | 390.9801 | 0 |  | 390.9801 | 6.4271e-05 |  | 388.7192 | 0 |  | 390.9801 | 0 |  | 390.36 | -0.0028 |  | 389.9151 | 0 |  | 390.9801 | 0 |  | 390.9801 | -0.001823
| 391.1971 | 0.00925 |  | 391.1971 | 0.00925 |  | 388.933 | 0.00355 |  | 388.93 | 0 |  | 391.1971 | 0.0027333 |  | 388.933 | 0 |  | 391.1971 | 0.00049114 |  | 400.1292 | 0.0042973 |  | 391.1971 | 0.00124 |  |  |  |  | 390.5769 | 0.0023025 |  | 391.1971 | 0.00033313 |  | 391.1971 | 0.00070924 |  | 388.933 | 0 |  | 391.1971 | 7.7622e-05 |  | 390.5769 | 0.00078674 |  | 390.1323 | 0 |  | 391.1971 | 0 |  | 391.1971 | 0.0031112
| 391.4141 | 0.0039 |  | 391.4141 | 0.0039 |  | 389.1468 | -0.00083789 |  | 389.15 | 0 |  | 391.4141 | 0 |  | 389.1468 | 0 |  | 391.4141 | -0.002624 |  | 400.347 | 0.001038 |  | 391.4141 | 0 |  |  |  |  | 390.7939 | -0.0034855 |  | 391.4141 | 0 |  | 391.4141 | 4.4743e-05 |  | 389.1468 | 0 |  | 391.4141 | 0 |  | 390.7939 | -0.00257 |  | 390.3495 | 0 |  | 391.4141 | 0 |  | 391.4141 | -0.0044795
| 391.6311 | 0.01077 |  | 391.6311 | 0.01077 |  | 389.3606 | 0.00423 |  | 389.36 | 0 |  | 391.6311 | 0.002652 |  | 389.3606 | 0 |  | 391.6311 | 0.0018666 |  | 400.5648 | 0.0038575 |  | 391.6311 | 0.00246 |  |  |  |  | 391.0108 | 0.0061171 |  | 391.6311 | 0.0019756 |  | 391.6311 | 0.00017673 |  | 389.3606 | 0 |  | 391.6311 | 0.00038404 |  | 391.0108 | 0.00058399 |  | 390.5668 | 0 |  | 391.6311 | 0 |  | 391.6311 | 0.0012403
| 391.8481 | 0.00588 |  | 391.8481 | 0.00588 |  | 389.5744 | 0.00123 |  | 389.57 | 0 |  | 391.8481 | 0 |  | 389.5744 | 0 |  | 391.8481 | -0.0024074 |  | 400.7826 | 0.001417 |  | 391.8481 | 0 |  |  |  |  | 391.2277 | 8.546e-05 |  | 391.8481 | 0 |  | 391.8481 | -0.00026575 |  | 389.5744 | 0 |  | 391.8481 | 0 |  | 391.2277 | -0.00328 |  | 390.784 | 0 |  | 391.8481 | 0 |  | 391.8481 | -0.0030291
| 392.0652 | 0.01038 |  | 392.0652 | 0.01038 |  | 389.7882 | 0.00356 |  | 389.79 | 0 |  | 392.0652 | 0.0030468 |  | 389.7882 | 0 |  | 392.0652 | 0.0027867 |  | 401.0004 | 0.0038519 |  | 392.0652 | 0.00227 |  |  |  |  | 391.4447 | 0.0037062 |  | 392.0652 | 0.001691 |  | 392.0652 | 0.00026308 |  | 389.7882 | 0 |  | 392.0652 | 0.00036496 |  | 391.4447 | 0.00272 |  | 391.0013 | 0 |  | 392.0652 | 0 |  | 392.0652 | 0.0021648
| 392.2822 | 0.00722 |  | 392.2822 | 0.00722 |  | 390.002 | 0.00147 |  | 390 | 0 |  | 392.2822 | 0 |  | 390.002 | 0 |  | 392.2822 | -0.0033904 |  | 401.2183 | 0.0012745 |  | 392.2822 | 0 |  |  |  |  | 391.6617 | -0.0026256 |  | 392.2822 | 0 |  | 392.2822 | -9.6286e-05 |  | 390.002 | 0 |  | 392.2822 | 0 |  | 391.6617 | -0.00193 |  | 391.2186 | 0 |  | 392.2822 | 0 |  | 392.2822 | -0.0029944
| 392.4993 | 0.01182 |  | 392.4993 | 0.01182 |  | 390.2159 | 0.00231 |  | 390.22 | 0 |  | 392.4993 | 0.0019431 |  | 390.2159 | 0 |  | 392.4993 | 0.0017745 |  | 401.4361 | 0.0040977 |  | 392.4993 | 0.00215 |  |  |  |  | 391.8787 | 0.0016007 |  | 392.4993 | 0.00073905 |  | 392.4993 | 0.0011182 |  | 390.2159 | 0 |  | 392.4993 | 0.00039009 |  | 391.8786 | 0.0016 |  | 391.4359 | 0 |  | 392.4993 | 0 |  | 392.4993 | 0.0037883
| 392.7164 | 0.00913 |  | 392.7164 | 0.00913 |  | 390.4297 | -0.00063863 |  | 390.43 | 0 |  | 392.7164 | 0 |  | 390.4297 | 0 |  | 392.7164 | -0.0029895 |  | 401.654 | 0.0010613 |  | 392.7164 | 0 |  |  |  |  | 392.0957 | -0.00088632 |  | 392.7164 | 0 |  | 392.7164 | 0.00010878 |  | 390.4297 | 0 |  | 392.7164 | 0 |  | 392.0957 | -0.00301 |  | 391.6532 | 0 |  | 392.7164 | 0 |  | 392.7164 | -0.0026921
| 392.9335 | 0.01258 |  | 392.9335 | 0.01258 |  | 390.6436 | 0.00099824 |  | 390.64 | 0 |  | 392.9335 | 0.0013611 |  | 390.6436 | 0 |  | 392.9335 | 0.0021208 |  | 401.8718 | 0.0042405 |  | 392.9335 | 0.0011 |  |  |  |  | 392.3127 | 0.0020018 |  | 392.9335 | 0.0013633 |  | 392.9335 | 0.00047329 |  | 390.6436 | 0 |  | 392.9335 | 0.00027609 |  | 392.3127 | 0.00149 |  | 391.8705 | 0 |  | 392.9335 | 0 |  | 392.9335 | 0.0017166
| 393.1506 | 0.00973 |  | 393.1506 | 0.00973 |  | 390.8575 | 0.00131 |  | 390.86 | 0 |  | 393.1506 | 0 |  | 390.8575 | 0 |  | 393.1506 | -0.0037603 |  | 402.0897 | 0.0010822 |  | 393.1506 | 0 |  |  |  |  | 392.5297 | -0.0017717 |  | 393.1506 | 0 |  | 393.1506 | 0.00018959 |  | 390.8575 | 0 |  | 393.1506 | 0 |  | 392.5297 | -0.00142 |  | 392.0878 | 0 |  | 393.1506 | 0 |  | 393.1506 | -0.002249
| 393.3678 | 0.01596 |  | 393.3678 | 0.01596 |  | 391.0714 | 0.00258 |  | 391.07 | 0 |  | 393.3678 | 0.0033 |  | 391.0714 | 0 |  | 393.3678 | 0.0011813 |  | 402.3076 | 0.0044731 |  | 393.3678 | 0.00179 |  |  |  |  | 392.7468 | 0.0031938 |  | 393.3678 | 0.0015972 |  | 393.3678 | 0.00023072 |  | 391.0714 | 0 |  | 393.3678 | 0.00019068 |  | 392.7468 | 0.00319 |  | 392.3051 | 0 |  | 393.3678 | 0 |  | 393.3678 | 0.001868
| 393.5849 | 0.01024 |  | 393.5849 | 0.01024 |  | 391.2853 | -0.00046131 |  | 391.29 | 0 |  | 393.5849 | 0 |  | 391.2853 | 0 |  | 393.5849 | -0.0016634 |  | 402.5255 | 0.0014498 |  | 393.5849 | 0 |  |  |  |  | 392.9638 | -0.0026956 |  | 393.5849 | 0 |  | 393.5849 | 0.00011681 |  | 391.2853 | 0 |  | 393.5849 | 0 |  | 392.9638 | -0.00297 |  | 392.5225 | 0 |  | 393.5849 | 0 |  | 393.5849 | -0.0011034
| 393.8021 | 0.01518 |  | 393.8021 | 0.01518 |  | 391.4992 | 0.00324 |  | 391.5 | 0 |  | 393.8021 | 0.0021766 |  | 391.4992 | 0 |  | 393.8021 | 0.001603 |  | 402.7434 | 0.0042628 |  | 393.8021 | 0.00159 |  |  |  |  | 393.1809 | 0.0038429 |  | 393.8021 | 0.0016351 |  | 393.8021 | 0.00061851 |  | 391.4992 | 0 |  | 393.8021 | 0.00049513 |  | 393.1809 | 0.00058179 |  | 392.7398 | 0 |  | 393.8021 | 0 |  | 393.8021 | 0.0020289
| 394.0192 | 0.01264 |  | 394.0192 | 0.01264 |  | 391.7131 | -0.00018584 |  | 391.71 | 0 |  | 394.0192 | 0 |  | 391.7131 | 0 |  | 394.0192 | -0.0020481 |  | 402.9613 | 0.0011251 |  | 394.0193 | 0 |  |  |  |  | 393.398 | -0.00089165 |  | 394.0192 | 0 |  | 394.0193 | 0.00026053 |  | 391.7131 | 0 |  | 394.0193 | 0 |  | 393.398 | -0.00246 |  | 392.9572 | 0 |  | 394.0192 | 0 |  | 394.0192 | -0.0020656
| 394.2364 | 0.01693 |  | 394.2364 | 0.01693 |  | 391.9271 | 0.00275 |  | 391.93 | 0 |  | 394.2364 | 0.0034967 |  | 391.9271 | 0 |  | 394.2364 | 0.0030883 |  | 403.1793 | 0.0042314 |  | 394.2364 | 0.00256 |  |  |  |  | 393.6151 | 0.0014141 |  | 394.2364 | 0 |  | 394.2364 | 0.00080102 |  | 391.9271 | 0 |  | 394.2364 | 0.00042072 |  | 393.6151 | 0.00082686 |  | 393.1745 | 0 |  | 394.2364 | 0 |  | 394.2364 | 0.0026432
| 394.4536 | 0.01488 |  | 394.4536 | 0.01488 |  | 392.141 | 0.00161 |  | 392.14 | 0 |  | 394.4536 | 0 |  | 392.141 | 0 |  | 394.4536 | -0.002579 |  | 403.3972 | 0.0016309 |  | 394.4536 | 0 |  |  |  |  | 393.8322 | -0.001454 |  | 394.4536 | 0 |  | 394.4536 | 0.00072723 |  | 392.141 | 0 |  | 394.4536 | 0 |  | 393.8322 | -0.00213 |  | 393.3919 | 0 |  | 394.4536 | 0 |  | 394.4536 | -0.0021758
| 394.6708 | 0.01902 |  | 394.6708 | 0.01902 |  | 392.355 | 0.00314 |  | 392.36 | 0 |  | 394.6709 | 0.0029617 |  | 392.355 | 0 |  | 394.6709 | 0.0022147 |  | 403.6152 | 0.004711 |  | 394.6708 | 0.00244 |  |  |  |  | 394.0494 | 0.0077084 |  | 394.6709 | 0.0010069 |  | 394.6708 | 0.0010419 |  | 392.355 | 0 |  | 394.6708 | 0.00036524 |  | 394.0494 | 0.00338 |  | 393.6093 | 0 |  | 394.6709 | 0 |  | 394.6709 | 0.0012468
| 394.8881 | 0.01602 |  | 394.8881 | 0.01602 |  | 392.569 | 0.00148 |  | 392.57 | 0 |  | 394.8881 | 0 |  | 392.569 | 0 |  | 394.8881 | -0.0014497 |  | 403.8332 | 0.0015994 |  | 394.8881 | 0 |  |  |  |  | 394.2665 | -0.002949 |  | 394.8881 | 0 |  | 394.8881 | 0.00030569 |  | 392.569 | 0 |  | 394.8881 | 0 |  | 394.2665 | -0.003 |  | 393.8267 | 0 |  | 394.8881 | 0 |  | 394.8881 | -0.0028901
| 395.1053 | 0.02115 |  | 395.1053 | 0.02115 |  | 392.783 | 0.00182 |  | 392.78 | 0 |  | 395.1053 | 0.0018391 |  | 392.783 | 0 |  | 395.1053 | 0.0022426 |  | 404.0511 | 0.004048 |  | 395.1053 | 0.00122 |  |  |  |  | 394.4837 | 0.0052748 |  | 395.1053 | 0.0021244 |  | 395.1053 | 0.00027272 |  | 392.783 | 0 |  | 395.1053 | 0.00031531 |  | 394.4837 | 3.5948e-05 |  | 394.0441 | 0 |  | 395.1053 | 0 |  | 395.1053 | 0.0015324
| 395.3226 | 0.02037 |  | 395.3226 | 0.02037 |  | 392.997 | 0.00223 |  | 393 | 0 |  | 395.3226 | 0 |  | 392.997 | 0 |  | 395.3226 | -1.168e-05 |  | 404.2691 | 0.0012784 |  | 395.3226 | 0.00052283 |  |  |  |  | 394.7009 | 0.0012361 |  | 395.3226 | 0 |  | 395.3226 | -0.0001001 |  | 392.997 | 0 |  | 395.3226 | 0 |  | 394.7009 | -0.00241 |  | 394.2615 | 0 |  | 395.3226 | 0 |  | 395.3226 | -0.0015066
| 395.5399 | 0.02456 |  | 395.5399 | 0.02456 |  | 393.211 | 0.00389 |  | 393.21 | 0 |  | 395.5399 | 0.0027301 |  | 393.211 | 0 |  | 395.5399 | 0.0034928 |  | 404.4871 | 0.0043705 |  | 395.5399 | 0.00218 |  |  |  |  | 394.9181 | 0.0056098 |  | 395.5399 | 0.00036194 |  | 395.5399 | 0.00038142 |  | 393.211 | 0 |  | 395.5399 | 0.00039556 |  | 394.9181 | 0.00126 |  | 394.4789 | 0 |  | 395.5399 | 0 |  | 395.5399 | 0.0010882
| 395.7572 | 0.02367 |  | 395.7572 | 0.02367 |  | 393.425 | 0.00046477 |  | 393.43 | 0 |  | 395.7572 | 0 |  | 393.425 | 0 |  | 395.7572 | -0.0016951 |  | 404.7051 | 0.0010973 |  | 395.7571 | 0 |  |  |  |  | 395.1353 | 0.00018681 |  | 395.7572 | 0 |  | 395.7571 | 0.00011254 |  | 393.425 | 0 |  | 395.7571 | 0 |  | 395.1353 | -0.00354 |  | 394.6964 | 0 |  | 395.7572 | 0 |  | 395.7572 | -0.0019454
| 395.9745 | 0.02838 |  | 395.9745 | 0.02838 |  | 393.6391 | 0.00251 |  | 393.64 | 0 |  | 395.9745 | 0.0020516 |  | 393.6391 | 0 |  | 395.9745 | 0.0016678 |  | 404.9232 | 0.0043662 |  | 395.9745 | 0.00218 |  |  |  |  | 395.3525 | 0.0042199 |  | 395.9745 | 0.0029569 |  | 395.9745 | 0.0017141 |  | 393.6391 | 0 |  | 395.9745 | 0.00034943 |  | 395.3525 | 0.00051457 |  | 394.9138 | 0 |  | 395.9745 | 0 |  | 395.9745 | 0.0011374
| 396.1918 | 0.02379 |  | 396.1918 | 0.02379 |  | 393.8531 | 0.00025694 |  | 393.85 | 0 |  | 396.1918 | 0 |  | 393.8531 | 0 |  | 396.1918 | -0.0014644 |  | 405.1412 | 0.0010327 |  | 396.1918 | 0 |  |  |  |  | 395.5698 | -0.0020209 |  | 396.1918 | 0 |  | 396.1918 | -3.728e-05 |  | 393.8531 | 0 |  | 396.1918 | 0 |  | 395.5698 | -0.00143 |  | 395.1313 | 0 |  | 396.1918 | 0 |  | 396.1918 | -0.0038084
| 396.4091 | 0.03149 |  | 396.4091 | 0.03149 |  | 394.0672 | 0.00448 |  | 394.07 | 0 |  | 396.4091 | 0.0031546 |  | 394.0672 | 0 |  | 396.4091 | 0.0014544 |  | 405.3593 | 0.0043496 |  | 396.4091 | 0.00192 |  |  |  |  | 395.787 | 0.0035503 |  | 396.4091 | 0.0015663 |  | 396.4091 | 0.00053606 |  | 394.0672 | 0 |  | 396.4091 | 0.00043056 |  | 395.7871 | 0.00212 |  | 395.3488 | 0 |  | 396.4091 | 0 |  | 396.4091 | 0.001394
| 396.6264 | 0.02776 |  | 396.6264 | 0.02776 |  | 394.2812 | 0.00142 |  | 394.28 | 0 |  | 396.6265 | 0 |  | 394.2812 | 0 |  | 396.6265 | -0.003696 |  | 405.5773 | 0.0011109 |  | 396.6265 | 0 |  |  |  |  | 396.0043 | -0.0011208 |  | 396.6265 | 0 |  | 396.6265 | 0.00015596 |  | 394.2812 | 0 |  | 396.6265 | 0 |  | 396.0043 | -0.00299 |  | 395.5663 | 0 |  | 396.6265 | 0 |  | 396.6265 | -0.0041869
| 396.8438 | 0.03495 |  | 396.8438 | 0.03495 |  | 394.4954 | 0.00287 |  | 394.5 | 0 |  | 396.8438 | 0.0025722 |  | 394.4954 | 0 |  | 396.8438 | 0.003927 |  | 405.7954 | 0.0039949 |  | 396.8438 | 0.00194 |  |  |  |  | 396.2216 | 0.0038882 |  | 396.8438 | 0 |  | 396.8438 | 0.0011984 |  | 394.4954 | 0 |  | 396.8438 | 0.0003273 |  | 396.2216 | 0.00286 |  | 395.7838 | 0 |  | 396.8438 | 0 |  | 396.8438 | 0.0024802
| 397.0612 | 0.03257 |  | 397.0612 | 0.03257 |  | 394.7094 | 0.00106 |  | 394.71 | 0 |  | 397.0612 | 0 |  | 394.7094 | 0 |  | 397.0612 | -0.0020984 |  | 406.0135 | 0.00094348 |  | 397.0612 | 0 |  |  |  |  | 396.4389 | -0.0036286 |  | 397.0612 | 0 |  | 397.0612 | -4.4353e-05 |  | 394.7094 | 0 |  | 397.0612 | 0 |  | 396.4389 | -0.00498 |  | 396.0013 | 0 |  | 397.0612 | 0 |  | 397.0612 | -0.0025617
| 397.2786 | 0.03824 |  | 397.2786 | 0.03824 |  | 394.9235 | 0.00444 |  | 394.92 | 0 |  | 397.2786 | 0.0029343 |  | 394.9236 | 0 |  | 397.2786 | 0.0013986 |  | 406.2316 | 0.0039124 |  | 397.2786 | 0.00109 |  |  |  |  | 396.6562 | 0.003808 |  | 397.2786 | 0.00089471 |  | 397.2786 | 0.00081801 |  | 394.9236 | 0 |  | 397.2786 | 0.00022228 |  | 396.6562 | 0.00117 |  | 396.2188 | 0 |  | 397.2786 | 0 |  | 397.2786 | 0.0012634
| 397.496 | 0.03774 |  | 397.496 | 0.03774 |  | 395.1377 | 0.00193 |  | 395.14 | 0 |  | 397.496 | 0 |  | 395.1377 | 0 |  | 397.496 | -0.0030817 |  | 406.4497 | 0.00050255 |  | 397.496 | 0 |  |  |  |  | 396.8736 | 3.021e-05 |  | 397.496 | 0 |  | 397.496 | -9.1011e-05 |  | 395.1377 | 0 |  | 397.496 | 0 |  | 396.8736 | -0.00233 |  | 396.4363 | 0 |  | 397.496 | 0 |  | 397.496 | -0.0019238
| 397.7134 | 0.04322 |  | 397.7134 | 0.04322 |  | 395.3518 | 0.00334 |  | 395.35 | 0 |  | 397.7134 | 0.0015047 |  | 395.3518 | 0 |  | 397.7134 | 0.0020845 |  | 406.6678 | 0.004121 |  | 397.7134 | 0.00154 |  |  |  |  | 397.0909 | 0.0029211 |  | 397.7134 | 0.00077386 |  | 397.7134 | 0.00049224 |  | 395.3518 | 0 |  | 397.7134 | 0.0002552 |  | 397.0909 | 0.0028 |  | 396.6538 | 0 |  | 397.7134 | 0 |  | 397.7134 | 0.0020422
| 397.9308 | 0.04203 |  | 397.9308 | 0.04203 |  | 395.566 | 0.00132 |  | 395.57 | 0 |  | 397.9308 | 0 |  | 395.566 | 0 |  | 397.9308 | -0.0030643 |  | 406.8859 | 0.0010163 |  | 397.9308 | 0 |  |  |  |  | 397.3083 | -0.0013034 |  | 397.9308 | 0 |  | 397.9308 | -3.7895e-06 |  | 395.566 | 0 |  | 397.9308 | 0 |  | 397.3083 | -0.00317 |  | 396.8714 | 0 |  | 397.9308 | 0 |  | 397.9308 | -0.0037898
| 398.1483 | 0.04828 |  | 398.1483 | 0.04828 |  | 395.7801 | 0.00421 |  | 395.78 | 0 |  | 398.1483 | 0.0024771 |  | 395.7802 | 0 |  | 398.1483 | 0.0023984 |  | 407.1041 | 0.0036126 |  | 398.1483 | 0.00323 |  |  |  |  | 397.5257 | 0.0060927 |  | 398.1483 | 0.0015063 |  | 398.1483 | 0.0012916 |  | 395.7802 | 0 |  | 398.1483 | 0.0003801 |  | 397.5257 | 0.00165 |  | 397.0889 | 0 |  | 398.1483 | 0 |  | 398.1483 | 0.004261
| 398.3657 | 0.0471 |  | 398.3657 | 0.0471 |  | 395.9943 | 0.00597 |  | 395.99 | 0 |  | 398.3657 | 0 |  | 395.9943 | 0 |  | 398.3657 | -0.0027869 |  | 407.3222 | 0.0011257 |  | 398.3657 | 0 |  |  |  |  | 397.7431 | 0.0001395 |  | 398.3657 | 0 |  | 398.3657 | -0.0002092 |  | 395.9943 | 0 |  | 398.3657 | 0 |  | 397.7431 | -0.00192 |  | 397.3065 | 0 |  | 398.3657 | 0 |  | 398.3657 | -0.0017205
| 398.5832 | 0.05496 |  | 398.5832 | 0.05496 |  | 396.2085 | 0.00398 |  | 396.21 | 0 |  | 398.5832 | 0.0030343 |  | 396.2085 | 0 |  | 398.5832 | 0.0036585 |  | 407.5404 | 0.0012462 |  | 398.5832 | 0.0027 |  |  |  |  | 397.9605 | 0.0078011 |  | 398.5832 | 0.0020438 |  | 398.5832 | 0.00098827 |  | 396.2085 | 0 |  | 398.5832 | 0.00018159 |  | 397.9605 | 0.00218 |  | 397.524 | 0 |  | 398.5832 | 0 |  | 398.5832 | 0.0019366
| 398.8007 | 0.05206 |  | 398.8007 | 0.05206 |  | 396.4227 | 0.00154 |  | 396.42 | 0 |  | 398.8007 | 0 |  | 396.4227 | 0 |  | 398.8007 | -0.0017661 |  | 407.7586 | 0.0038244 |  | 398.8007 | 0 |  |  |  |  | 398.1779 | -0.0019625 |  | 398.8007 | 0 |  | 398.8007 | -0.00011885 |  | 396.4227 | 0 |  | 398.8007 | 0 |  | 398.1779 | -0.00297 |  | 397.7416 | 0 |  | 398.8007 | 0 |  | 398.8007 | -0.0029383
| 399.0182 | 0.05725 |  | 399.0182 | 0.05725 |  | 396.6369 | 0.00345 |  | 396.64 | 0 |  | 399.0182 | 0.0025307 |  | 396.6369 | 0 |  | 399.0182 | 0.001931 |  | 407.9767 | 0.0011698 |  | 399.0182 | 0.00225 |  |  |  |  | 398.3954 | 0.0052905 |  | 399.0182 | 0.00063243 |  | 399.0182 | 0.0010562 |  | 396.6369 | 0 |  | 399.0182 | 0.00025865 |  | 398.3954 | 0.00108 |  | 397.9592 | 0 |  | 399.0182 | 0 |  | 399.0182 | 0.0037642
| 399.2357 | 0.05616 |  | 399.2357 | 0.05616 |  | 396.8511 | 0.00053921 |  | 396.85 | 0 |  | 399.2357 | 0 |  | 396.8511 | 0 |  | 399.2357 | -0.0035313 |  | 408.1949 | 0.0037884 |  | 399.2357 | 0 |  |  |  |  | 398.6128 | 0.00012155 |  | 399.2357 | 0 |  | 399.2357 | 0.00017581 |  | 396.8511 | 0 |  | 399.2357 | 0 |  | 398.6128 | -0.00194 |  | 398.1768 | 0 |  | 399.2357 | 0 |  | 399.2357 | -0.0031116
| 399.4532 | 0.06488 |  | 399.4532 | 0.06488 |  | 397.0654 | 0.00325 |  | 397.07 | 0 |  | 399.4532 | 0.0030444 |  | 397.0654 | 0 |  | 399.4532 | 7.6963e-05 |  | 408.4131 | 0.0012536 |  | 399.4533 | 0.00229 |  |  |  |  | 398.8303 | 0.0042445 |  | 399.4532 | 0.00095598 |  | 399.4532 | 0.00054066 |  | 397.0654 | 0 |  | 399.4533 | 0.00031069 |  | 398.8303 | 0.00088913 |  | 398.3944 | 0 |  | 399.4532 | 0 |  | 399.4532 | 0.0018772
| 399.6708 | 0.06294 |  | 399.6708 | 0.06294 |  | 397.2796 | 0.00344 |  | 397.28 | 0 |  | 399.6708 | 0 |  | 397.2796 | 0 |  | 399.6708 | -0.0039927 |  | 408.6314 | 0.0036872 |  | 399.6708 | 0 |  |  |  |  | 399.0478 | 0.0005248 |  | 399.6708 | 0 |  | 399.6708 | -3.2784e-05 |  | 397.2796 | 0 |  | 399.6708 | 0 |  | 399.0478 | -0.0032 |  | 398.6121 | 0 |  | 399.6708 | 0 |  | 399.6708 | -0.0031595
| 399.8884 | 0.07058 |  | 399.8884 | 0.07058 |  | 397.4939 | 0.00464 |  | 397.49 | 0 |  | 399.8883 | 0.0019664 |  | 397.4939 | 0 |  | 399.8883 | 0.0007653 |  | 408.8496 | 0.00067651 |  | 399.8883 | 0.00208 |  |  |  |  | 399.2653 | 0.0075633 |  | 399.8883 | 0.0012217 |  | 399.8883 | 0.0013851 |  | 397.4939 | 0 |  | 399.8883 | 0.0004037 |  | 399.2653 | 0.00104 |  | 398.8297 | 0 |  | 399.8883 | 0 |  | 399.8883 | 0.0024238
| 400.1059 | 0.06934 |  | 400.1059 | 0.06934 |  | 397.7081 | 0.00315 |  | 397.71 | 0 |  | 400.1059 | 0 |  | 397.7081 | 0 |  | 400.1059 | -0.0032835 |  | 409.0678 | 0.0037141 |  | 400.1059 | 0 |  |  |  |  | 399.4828 | 0.001271 |  | 400.1059 | 0 |  | 400.1059 | 0.00053152 |  | 397.7081 | 0 |  | 400.1059 | 0 |  | 399.4828 | -0.00398 |  | 399.0473 | 0 |  | 400.1059 | -0.0057065 |  | 400.1059 | -0.0022742
| 400.3235 | 0.07769 |  | 400.3235 | 0.07769 |  | 397.9224 | 0.00374 |  | 397.92 | 0 |  | 400.3235 | 0.0017817 |  | 397.9224 | 0 |  | 400.3235 | 0.00045847 |  | 409.2861 | 0.00089367 |  | 400.3235 | 0.00159 |  |  |  |  | 399.7003 | 0.0028909 |  | 400.3235 | 0.0009036 |  | 400.3235 | 0.00030041 |  | 397.9224 | 0 |  | 400.3235 | 0.00028796 |  | 399.7003 | 0.00211 |  | 399.265 | 0 |  | 400.3235 | -0.00055983 |  | 400.3235 | 0.0015658
| 400.5411 | 0.07872 |  | 400.5411 | 0.07872 |  | 398.1367 | 0.00388 |  | 398.14 | 0 |  | 400.5411 | 0 |  | 398.1367 | 0 |  | 400.5411 | -0.0024218 |  | 409.5044 | 0.0036048 |  | 400.5411 | 0 |  |  |  |  | 399.9179 | 0.00093165 |  | 400.5411 | 0 |  | 400.5411 | 5.5224e-05 |  | 398.1367 | 0 |  | 400.5411 | 0 |  | 399.9179 | -0.00427 |  | 399.4827 | 0 |  | 400.5411 | -0.0027181 |  | 400.5411 | -0.00069947
| 400.7587 | 0.0842 |  | 400.7587 | 0.0842 |  | 398.351 | 0.00402 |  | 398.35 | 0 |  | 400.7587 | 0.0020498 |  | 398.351 | 0 |  | 400.7587 | 0.0045556 |  | 409.7227 | 0.0011673 |  | 400.7587 | 0.00231 |  |  |  |  | 400.1354 | 0.0061593 |  | 400.7587 | 0.0018389 |  | 400.7587 | 0.00031563 |  | 398.351 | 0 |  | 400.7587 | 0.00031896 |  | 400.1354 | 0.00488 |  | 399.7003 | 0 |  | 400.7587 | 0.0027701 |  | 400.7587 | 0.0032546
| 400.9764 | 0.08795 |  | 400.9764 | 0.08795 |  | 398.5653 | 0.00297 |  | 398.57 | 0 |  | 400.9764 | 0 |  | 398.5653 | 0 |  | 400.9764 | -0.001565 |  | 409.9409 | 0.0034469 |  | 400.9764 | 0 |  |  |  |  | 400.353 | -0.0014848 |  | 400.9764 | 0 |  | 400.9763 | 5.8504e-05 |  | 398.5653 | 0 |  | 400.9764 | 0 |  | 400.353 | -0.00096759 |  | 399.918 | 0 |  | 400.9764 | 0.00025083 |  | 400.9764 | -0.0015606
| 401.194 | 0.09558 |  | 401.194 | 0.09558 |  | 398.7797 | 0.00523 |  | 398.78 | 0 |  | 401.194 | 0.002261 |  | 398.7797 | 0 |  | 401.194 | 0.0025388 |  | 410.1592 | 0.0011505 |  | 401.194 | 0.0026 |  |  |  |  | 400.5706 | 0.0052221 |  | 401.194 | 0.00036079 |  | 401.194 | 0.0015874 |  | 398.7797 | 0 |  | 401.194 | 0.00042399 |  | 400.5706 | 0.00142 |  | 400.1357 | 0 |  | 401.194 | 0.00070671 |  | 401.194 | 0.0017022
| 401.4117 | 0.09674 |  | 401.4117 | 0.09674 |  | 398.994 | 0.00228 |  | 398.99 | 0 |  | 401.4117 | 0.00028726 |  | 398.994 | 0 |  | 401.4117 | -0.0016597 |  | 410.3776 | 0.0038522 |  | 401.4117 | 0 |  |  |  |  | 400.7882 | 0.0020719 |  | 401.4117 | 0 |  | 401.4117 | -0.00033837 |  | 398.994 | 0 |  | 401.4117 | 0 |  | 400.7882 | -0.00046559 |  | 400.3534 | 0 |  | 401.4117 | -0.0018156 |  | 401.4117 | -0.00093061
| 401.6293 | 0.10373 |  | 401.6293 | 0.10373 |  | 399.2084 | 0.00366 |  | 399.21 | 0 |  | 401.6293 | 0.0026362 |  | 399.2084 | 0 |  | 401.6293 | -0.00027515 |  | 410.5959 | 0.0012612 |  | 401.6293 | 0.00141 |  |  |  |  | 401.0058 | 0.0066881 |  | 401.6293 | 0.0010561 |  | 401.6293 | 0.00072336 |  | 399.2084 | 0 |  | 401.6293 | 0.000188 |  | 401.0058 | 0.00104 |  | 400.5711 | 0 |  | 401.6293 | 0.00040924 |  | 401.6293 | 0.0012362
| 401.847 | 0.10635 |  | 401.847 | 0.10635 |  | 399.4227 | 0.00347 |  | 399.42 | 0 |  | 401.847 | 0.00062672 |  | 399.4227 | 0 |  | 401.847 | -0.0010347 |  | 410.8142 | 0.0037346 |  | 401.847 | 0.00029904 |  |  |  |  | 401.2235 | 0.0046962 |  | 401.847 | 0 |  | 401.847 | 0.00025477 |  | 399.4227 | 0 |  | 401.847 | 0 |  | 401.2235 | -0.00322 |  | 400.7888 | 0 |  | 401.847 | -0.00054701 |  | 401.847 | -0.00038841
| 402.0647 | 0.11294 |  | 402.0647 | 0.11294 |  | 399.6371 | 0.00359 |  | 399.64 | 0 |  | 402.0647 | 0.0020847 |  | 399.6371 | 0 |  | 402.0647 | 0.0017504 |  | 411.0326 | 0.00086906 |  | 402.0647 | 0.00165 |  |  |  |  | 401.4411 | 0.0069908 |  | 402.0647 | 0.0010527 |  | 402.0647 | 0.0014602 |  | 399.6371 | 0 |  | 402.0647 | 0.00045029 |  | 401.4411 | 0.00282 |  | 401.0066 | 0 |  | 402.0647 | 0.0020415 |  | 402.0647 | 0.0023768
| 402.2824 | 0.11559 |  | 402.2824 | 0.11559 |  | 399.8515 | 0.00321 |  | 399.85 | 0 |  | 402.2824 | 0 |  | 399.8515 | 0 |  | 402.2824 | -0.00020026 |  | 411.2509 | 0.0041125 |  | 402.2824 | 0.00022756 |  |  |  |  | 401.6588 | 0.0040195 |  | 402.2824 | 0 |  | 402.2824 | 0.00044476 |  | 399.8515 | 0 |  | 402.2824 | 0 |  | 401.6588 | -0.00148 |  | 401.2243 | 0 |  | 402.2824 | 0.00019354 |  | 402.2824 | -0.0017218
| 402.5002 | 0.1246 |  | 402.5002 | 0.1246 |  | 400.0659 | 0.0054 |  | 400.07 | 0 |  | 402.5002 | 0.0035218 |  | 400.0659 | 0.0011007 |  | 402.5002 | 0.0014363 |  | 411.4693 | 0.0012056 |  | 402.5002 | 0.00158 |  |  |  |  | 401.8765 | 0.0080971 |  | 402.5002 | 0.0011754 |  | 402.5002 | 0.00070352 |  | 400.0659 | 0.0022725 |  | 402.5002 | 0.00022803 |  | 401.8765 | 0.00108 |  | 401.4421 | 0 |  | 402.5002 | -0.00037498 |  | 402.5002 | 0.00060631
| 402.7179 | 0.12996 |  | 402.7179 | 0.12996 |  | 400.2803 | 0.00185 |  | 400.28 | 0 |  | 402.7179 | 0 |  | 400.2803 | 0.0024845 |  | 402.7179 | -0.0042878 |  | 411.6877 | 0.0040729 |  | 402.7179 | 0 |  |  |  |  | 402.0942 | 0.0021606 |  | 402.7179 | 0 |  | 402.7179 | 0.00042093 |  | 400.2803 | 0.0019604 |  | 402.7179 | 0 |  | 402.0942 | -0.00324 |  | 401.6599 | 0 |  | 402.7179 | -0.0049971 |  | 402.7179 | -0.0023508
| 402.9357 | 0.1405 |  | 402.9357 | 0.1405 |  | 400.4948 | 0.00527 |  | 400.49 | 0 |  | 402.9357 | 0.0027811 |  | 400.4948 | 0.0043074 |  | 402.9357 | 0.00027868 |  | 411.906 | 0.0011981 |  | 402.9357 | 0.00167 |  |  |  |  | 402.3119 | 0.0073366 |  | 402.9357 | 0.00062099 |  | 402.9357 | 0.00047205 |  | 400.4948 | 0.0015157 |  | 402.9357 | 0.00012544 |  | 402.3119 | 0.00075925 |  | 401.8776 | 0 |  | 402.9357 | -0.00033142 |  | 402.9357 | 0.0011098
| 403.1534 | 0.14417 |  | 403.1534 | 0.14417 |  | 400.7092 | 0.00328 |  | 400.71 | 0 |  | 403.1534 | 0.00036131 |  | 400.7092 | 0.0039151 |  | 403.1534 | -0.0015312 |  | 412.1245 | 0.003642 |  | 403.1534 | 0 |  |  |  |  | 402.5296 | 0.0034142 |  | 403.1534 | 0 |  | 403.1534 | 0.00019262 |  | 400.7092 | -6.9328e-05 |  | 403.1534 | 0 |  | 402.5296 | -0.00205 |  | 402.0954 | 0 |  | 403.1534 | -0.0032968 |  | 403.1534 | -0.00089295
| 403.3712 | 0.15314 |  | 403.3712 | 0.15314 |  | 400.9237 | 0.00604 |  | 400.92 | 0 |  | 403.3712 | 0.0034616 |  | 400.9236 | 0.0034637 |  | 403.3712 | 0.0019911 |  | 412.3429 | 0.001089 |  | 403.3712 | 0.00245 |  |  |  |  | 402.7474 | 0.0045589 |  | 403.3712 | 0.00098327 |  | 403.3712 | 0.0013497 |  | 400.9236 | 0.0064948 |  | 403.3712 | 0.00017927 |  | 402.7474 | 0.00198 |  | 402.3132 | 0 |  | 403.3712 | -0.00084608 |  | 403.3712 | 0.001422
| 403.589 | 0.16078 |  | 403.589 | 0.16078 |  | 401.1381 | 0.00384 |  | 401.14 | 0 |  | 403.589 | 0 |  | 401.1381 | 0.0014546 |  | 403.589 | -0.00093751 |  | 412.5613 | 0.0038398 |  | 403.589 | 0.00018644 |  |  |  |  | 402.9651 | 0.0038655 |  | 403.589 | 0 |  | 403.589 | -3.0504e-06 |  | 401.1381 | -0.00029518 |  | 403.589 | 0 |  | 402.9651 | -0.00165 |  | 402.531 | 0 |  | 403.589 | -0.0027258 |  | 403.589 | -0.0016136
| 403.8068 | 0.16979 |  | 403.8068 | 0.16979 |  | 401.3526 | 0.00496 |  | 401.35 | 0 |  | 403.8068 | 0.0035524 |  | 401.3526 | 0.0039216 |  | 403.8068 | 0.002571 |  | 412.7797 | 0.0012599 |  | 403.8068 | 0.00211 |  |  |  |  | 403.1829 | 0.0071353 |  | 403.8068 | 0.0027486 |  | 403.8068 | 0.001073 |  | 401.3526 | 0.0017263 |  | 403.8068 | 0.00038634 |  | 403.1829 | 0.00245 |  | 402.7488 | 0 |  | 403.8068 | 0.001038 |  | 403.8068 | 0.0019114
| 404.0247 | 0.17392 |  | 404.0247 | 0.17392 |  | 401.5671 | 0.00428 |  | 401.57 | 0 |  | 404.0247 | 0 |  | 401.5671 | 0.0018531 |  | 404.0247 | -0.0030728 |  | 412.9982 | 0.0035097 |  | 404.0247 | 0 |  |  |  |  | 403.4007 | 0.005252 |  | 404.0247 | 0 |  | 404.0247 | 3.0859e-05 |  | 401.5671 | -0.0015541 |  | 404.0247 | 0 |  | 403.4007 | -0.00214 |  | 402.9667 | 0 |  | 404.0247 | -0.0031603 |  | 404.0247 | -0.0027858
| 404.2425 | 0.18472 |  | 404.2425 | 0.18472 |  | 401.7816 | 0.00751 |  | 401.78 | 0 |  | 404.2425 | 0.0037735 |  | 401.7816 | 0.00079602 |  | 404.2425 | 0.0016049 |  | 413.2166 | 0.0012661 |  | 404.2425 | 0.00179 |  |  |  |  | 403.6185 | 0.0089422 |  | 404.2425 | 0.0016779 |  | 404.2425 | 0.0012721 |  | 401.7816 | -0.00047376 |  | 404.2425 | 0.00014739 |  | 403.6185 | 0.00188 |  | 403.1845 | 0 |  | 404.2425 | 0.0021945 |  | 404.2425 | 0.0017219
| 404.4604 | 0.18956 |  | 404.4604 | 0.18956 |  | 401.9961 | 0.00649 |  | 402 | 0 |  | 404.4603 | 0 |  | 401.9961 | 0.0030937 |  | 404.4603 | -0.0021939 |  | 413.4351 | 0.0036476 |  | 404.4604 | 0 |  |  |  |  | 403.8363 | 0.0054124 |  | 404.4603 | 0 |  | 404.4604 | 0.00042809 |  | 401.9961 | 0.00047781 |  | 404.4604 | 0 |  | 403.8363 | -0.00225 |  | 403.4023 | 0 |  | 404.4603 | -0.0018325 |  | 404.4603 | -1.5244e-05
| 404.6782 | 0.19856 |  | 404.6782 | 0.19856 |  | 402.2106 | 0.00833 |  | 402.21 | 0 |  | 404.6782 | 0.0023263 |  | 402.2106 | 0.0031305 |  | 404.6782 | 0.0013675 |  | 413.6536 | 0.0015345 |  | 404.6782 | 0.00153 |  |  |  |  | 404.0541 | 0.0086201 |  | 404.6782 | 0.00087333 |  | 404.6782 | 0.00053019 |  | 402.2106 | 0.0062203 |  | 404.6782 | 8.9593e-05 |  | 404.0541 | 0.00314 |  | 403.6202 | 0 |  | 404.6782 | -0.0012868 |  | 404.6782 | 0.0017397
| 404.8961 | 0.2042 |  | 404.8961 | 0.2042 |  | 402.4252 | 0.0057 |  | 402.43 | 0 |  | 404.8961 | 0 |  | 402.4252 | 0.0019414 |  | 404.8961 | -0.0016494 |  | 413.8721 | 0.0040851 |  | 404.8961 | 0 |  |  |  |  | 404.272 | 0.005208 |  | 404.8961 | 0 |  | 404.8961 | 0.00044861 |  | 402.4252 | -0.0011852 |  | 404.8961 | 0 |  | 404.272 | -0.00221 |  | 403.8381 | 0 |  | 404.8961 | -0.0029494 |  | 404.8961 | -0.0024183
| 405.114 | 0.21684 |  | 405.114 | 0.21684 |  | 402.6397 | 0.00621 |  | 402.64 | 0 |  | 405.114 | 0.0034267 |  | 402.6397 | 0.0051095 |  | 405.114 | -0.00078962 |  | 414.0906 | 0.00084184 |  | 405.114 | 0.00147 |  |  |  |  | 404.4898 | 0.0078625 |  | 405.114 | 0.00094275 |  | 405.114 | 0.000573 |  | 402.6397 | 0.0020725 |  | 405.114 | 0.00016767 |  | 404.4898 | 0.0012 |  | 404.056 | 0 |  | 405.114 | -0.0028613 |  | 405.114 | 0.00095744
| 405.3319 | 0.22673 |  | 405.3319 | 0.22673 |  | 402.8543 | 0.00425 |  | 402.85 | 0 |  | 405.3319 | 0 |  | 402.8543 | 0.00037924 |  | 405.3319 | 0.00022286 |  | 414.3091 | 0.0036497 |  | 405.3319 | 0 |  |  |  |  | 404.7077 | 0.0070112 |  | 405.3319 | 0 |  | 405.3319 | -0.00022323 |  | 402.8543 | -0.001487 |  | 405.3319 | 0 |  | 404.7077 | -0.00189 |  | 404.2738 | 0 |  | 405.3319 | -0.0010333 |  | 405.3319 | -0.0021971
| 405.5498 | 0.23755 |  | 405.5498 | 0.23755 |  | 403.0688 | 0.00816 |  | 403.07 | 0 |  | 405.5498 | 0.0022436 |  | 403.0688 | 0.0037011 |  | 405.5498 | 0.001097 |  | 414.5276 | 0.00093307 |  | 405.5498 | 0.00154 |  |  |  |  | 404.9256 | 0.012927 |  | 405.5498 | 0.001001 |  | 405.5498 | 0.0010357 |  | 403.0688 | 0.0064925 |  | 405.5498 | 0.00015771 |  | 404.9256 | 0.00076648 |  | 404.4918 | 0 |  | 405.5498 | 0.0016518 |  | 405.5498 | 0.0017882
| 405.7678 | 0.24311 |  | 405.7678 | 0.24311 |  | 403.2834 | 0.00651 |  | 403.28 | 0.0025577 |  | 405.7678 | 0.00058052 |  | 403.2834 | 0.00056749 |  | 405.7678 | -0.0015217 |  | 414.7462 | 0.0038777 |  | 405.7678 | 0 |  |  |  |  | 405.1435 | 0.0059395 |  | 405.7678 | 0 |  | 405.7678 | 0.00034009 |  | 403.2834 | 0.00096977 |  | 405.7678 | 0 |  | 405.1435 | -0.00203 |  | 404.7097 | 0 |  | 405.7678 | -0.0035861 |  | 405.7678 | -0.0025691
| 405.9857 | 0.25649 |  | 405.9857 | 0.25649 |  | 403.498 | 0.00843 |  | 403.5 | 0 |  | 405.9857 | 0.0023554 |  | 403.498 | 0.0052041 |  | 405.9857 | 0.0018343 |  | 414.9647 | 0.001323 |  | 405.9857 | 0.00215 |  |  |  |  | 405.3614 | 0.011301 |  | 405.9857 | 0.00021096 |  | 405.9857 | 0.0013762 |  | 403.498 | 0.0052464 |  | 405.9857 | 0.00044596 |  | 405.3614 | 0.00138 |  | 404.9276 | 0 |  | 405.9857 | -0.00020402 |  | 405.9857 | 0.0011539
| 406.2037 | 0.26515 |  | 406.2037 | 0.26515 |  | 403.7126 | 0.00778 |  | 403.71 | 0.0026241 |  | 406.2037 | 0.00021617 |  | 403.7126 | 0.00049429 |  | 406.2037 | -0.0015252 |  | 415.1833 | 0.0034879 |  | 406.2037 | 0 |  |  |  |  | 405.5794 | 0.0073583 |  | 406.2037 | 0 |  | 406.2037 | 0.00039849 |  | 403.7126 | -0.0024462 |  | 406.2037 | 0 |  | 405.5794 | -0.00236 |  | 405.1455 | 0 |  | 406.2037 | -0.0023582 |  | 406.2037 | -0.0022509
| 406.4217 | 0.28174 |  | 406.4217 | 0.28174 |  | 403.9273 | 0.00887 |  | 403.93 | 0 |  | 406.4217 | 0.0028721 |  | 403.9272 | 0.004033 |  | 406.4217 | 0.0009751 |  | 415.4019 | 0.0011203 |  | 406.4217 | 0.00197 |  |  |  |  | 405.7973 | 0.013854 |  | 406.4217 | 0.00092487 |  | 406.4217 | 0.00089162 |  | 403.9272 | 0.0016539 |  | 406.4217 | 0.00022598 |  | 405.7973 | 0.00027986 |  | 405.3634 | 0 |  | 406.4217 | 0.0023273 |  | 406.4217 | 0.0016728
| 406.6397 | 0.29219 |  | 406.6397 | 0.29219 |  | 404.1419 | 0.00812 |  | 404.14 | 0 |  | 406.6397 | 7.391e-05 |  | 404.1419 | 0.00082373 |  | 406.6397 | -0.0028754 |  | 415.6204 | 0.0038088 |  | 406.6397 | 0 |  |  |  |  | 406.0153 | 0.0095387 |  | 406.6397 | 0 |  | 406.6397 | 0.00023149 |  | 404.1419 | -0.0019707 |  | 406.6397 | 0 |  | 406.0153 | -0.00171 |  | 405.5814 | 0 |  | 406.6397 | -0.0034363 |  | 406.6397 | -0.0019581
| 406.8577 | 0.30696 |  | 406.8577 | 0.30696 |  | 404.3565 | 0.00826 |  | 404.36 | 0 |  | 406.8577 | 0.0036124 |  | 404.3565 | 0.0023403 |  | 406.8577 | 0.00060542 |  | 415.839 | 0.0010268 |  | 406.8577 | 0.00158 |  |  |  |  | 406.2333 | 0.01352 |  | 406.8577 | 0.0014547 |  | 406.8577 | 0.0011922 |  | 404.3565 | 0.0076285 |  | 406.8577 | 0.00036359 |  | 406.2333 | 0.00175 |  | 405.7993 | 0 |  | 406.8577 | -0.00043544 |  | 406.8577 | 0.00067016
| 407.0757 | 0.31931 |  | 407.0757 | 0.31931 |  | 404.5712 | 0.0095 |  | 404.57 | 0 |  | 407.0757 | 0 |  | 404.5712 | 0.00086748 |  | 407.0757 | -0.00059701 |  | 416.0576 | 0.003719 |  | 407.0757 | 0 |  |  |  |  | 406.4513 | 0.011048 |  | 407.0757 | 0 |  | 407.0757 | 0.00029781 |  | 404.5712 | 0.00063442 |  | 407.0757 | 0 |  | 406.4513 | -0.00073822 |  | 406.0173 | 0 |  | 407.0757 | -0.0016966 |  | 407.0757 | -0.00064005
| 407.2937 | 0.33815 |  | 407.2937 | 0.33815 |  | 404.7859 | 0.01073 |  | 404.79 | 0 |  | 407.2938 | 0.0040029 |  | 404.7859 | 0.0014023 |  | 407.2938 | 0.0019264 |  | 416.2762 | 0.00083491 |  | 407.2938 | 0.00187 |  |  |  |  | 406.6693 | 0.013102 |  | 407.2938 | 0.00094875 |  | 407.2938 | 0.0011296 |  | 404.7859 | 0.0027229 |  | 407.2938 | 0.00030455 |  | 406.6693 | 0.00237 |  | 406.2353 | 0 |  | 407.2938 | -0.00096979 |  | 407.2938 | 0.001348
| 407.5118 | 0.35101 |  | 407.5118 | 0.35101 |  | 405.0005 | 0.00887 |  | 405 | 0 |  | 407.5118 | 0 |  | 405.0005 | 0.0018423 |  | 407.5118 | 2.602e-07 |  | 416.4949 | 0.0039649 |  | 407.5118 | 0.00027548 |  |  |  |  | 406.8873 | 0.012081 |  | 407.5118 | 0 |  | 407.5118 | -0.00061392 |  | 405.0005 | 0.00034113 |  | 407.5118 | 0 |  | 406.8873 | -0.00249 |  | 406.4533 | 0 |  | 407.5118 | -0.0021652 |  | 407.5118 | -0.0022511
| 407.7299 | 0.3712 |  | 407.7299 | 0.3712 |  | 405.2152 | 0.01048 |  | 405.22 | 0 |  | 407.7299 | 0.003821 |  | 405.2152 | 0.0031745 |  | 407.7299 | 0.0014027 |  | 416.7135 | 0.00079375 |  | 407.7299 | 0.00196 |  |  |  |  | 407.1053 | 0.014287 |  | 407.7299 | 0.0011143 |  | 407.7299 | 0.00079965 |  | 405.2152 | 0.0037623 |  | 407.7299 | 0.00016232 |  | 407.1053 | 0.00176 |  | 406.6713 | 0 |  | 407.7299 | 0.00084939 |  | 407.7299 | 0.0018934
| 407.9479 | 0.38249 |  | 407.9479 | 0.38249 |  | 405.4299 | 0.01006 |  | 405.43 | 0 |  | 407.948 | 0.0011376 |  | 405.4299 | 0.0040841 |  | 407.948 | -0.0022021 |  | 416.9322 | 0.0036015 |  | 407.948 | 0 |  |  |  |  | 407.3234 | 0.011174 |  | 407.948 | 0 |  | 407.948 | 0.00048143 |  | 405.4299 | 0.00025531 |  | 407.948 | 0 |  | 407.3234 | -0.00212 |  | 406.8893 | 0 |  | 407.948 | -0.0049953 |  | 407.948 | -0.0013746
| 408.166 | 0.40214 |  | 408.166 | 0.40214 |  | 405.6447 | 0.01456 |  | 405.64 | 0 |  | 408.166 | 0.0034967 |  | 405.6447 | 0.0037113 |  | 408.166 | -5.5078e-05 |  | 417.1508 | 0.0012257 |  | 408.166 | 0.00183 |  |  |  |  | 407.5415 | 0.014384 |  | 408.166 | 0 |  | 408.166 | 0.00040821 |  | 405.6447 | 0.00084854 |  | 408.166 | 0.00031057 |  | 407.5415 | 0.00117 |  | 407.1073 | 0 |  | 408.166 | 0.00012176 |  | 408.166 | 0.0013688
| 408.3842 | 0.41455 |  | 408.3842 | 0.41455 |  | 405.8594 | 0.01002 |  | 405.86 | 0 |  | 408.3842 | 0.00058808 |  | 405.8594 | 0.0012214 |  | 408.3842 | -0.0037295 |  | 417.3695 | 0.0035593 |  | 408.3842 | 0 |  |  |  |  | 407.7595 | 0.011169 |  | 408.3842 | 0 |  | 408.3842 | 0.00046449 |  | 405.8594 | 0.0019839 |  | 408.3842 | 0 |  | 407.7595 | -0.00207 |  | 407.3253 | 0 |  | 408.3842 | -0.0034687 |  | 408.3842 | -0.0011772
| 408.6023 | 0.43274 |  | 408.6023 | 0.43274 |  | 406.0741 | 0.01269 |  | 406.07 | 0 |  | 408.6023 | 0.002974 |  | 406.0741 | 0.0035512 |  | 408.6023 | 0.00029123 |  | 417.5882 | 0.0012862 |  | 408.6023 | 0.00204 |  |  |  |  | 407.9776 | 0.015506 |  | 408.6023 | 0.0003276 |  | 408.6023 | 0.001526 |  | 406.0741 | 0.00069289 |  | 408.6023 | 0.00031927 |  | 407.9776 | 0.00178 |  | 407.5434 | 0 |  | 408.6023 | 0.00051507 |  | 408.6023 | 0.0025964
| 408.8204 | 0.44888 |  | 408.8204 | 0.44888 |  | 406.2889 | 0.01381 |  | 406.29 | 0 |  | 408.8204 | 0.0004214 |  | 406.2889 | 0.00081467 |  | 408.8204 | -0.0018882 |  | 417.8069 | 0.0036405 |  | 408.8204 | 0 |  |  |  |  | 408.1958 | 0.014328 |  | 408.8204 | 0 |  | 408.8204 | 0.00048709 |  | 406.2889 | -0.00057491 |  | 408.8204 | 0 |  | 408.1958 | -0.00198 |  | 407.7614 | 0 |  | 408.8204 | -0.0040165 |  | 408.8204 | -0.0023047
| 409.0386 | 0.49284 |  | 409.0386 | 0.49284 |  | 406.5036 | 0.01401 |  | 406.5 | 0 |  | 409.0386 | 0.0019924 |  | 406.5036 | 0.0025415 |  | 409.0386 | -0.0010076 |  | 418.0256 | 0.00096562 |  | 409.0386 | 0.00016637 |  |  |  |  | 408.4139 | 0.017661 |  | 409.0386 | 0 |  | 409.0386 | 0.00016267 |  | 406.5036 | -0.00098715 |  | 409.0386 | 0 |  | 408.4139 | -0.00235 |  | 407.9795 | 0 |  | 409.0386 | -0.0022798 |  | 409.0386 | -0.00075468
| 409.2567 | 0.51779 |  | 409.2567 | 0.51779 |  | 406.7184 | 0.01604 |  | 406.72 | 0.0051819 |  | 409.2567 | 0.0041991 |  | 406.7184 | 0.00089454 |  | 409.2567 | 0.001739 |  | 418.2443 | 0.0036487 |  | 409.2567 | 0.00173 |  |  |  |  | 408.632 | 0.020215 |  | 409.2567 | 0.00056125 |  | 409.2567 | 0.00056766 |  | 406.7184 | 0.0043777 |  | 409.2567 | 0.00019544 |  | 408.632 | 0.00101 |  | 408.1976 | 0 |  | 409.2567 | 0.00080881 |  | 409.2567 | 0.0018019
| 409.4749 | 0.5298 |  | 409.4749 | 0.5298 |  | 406.9332 | 0.0147 |  | 406.93 | 0 |  | 409.4749 | 0.00060275 |  | 406.9332 | 0.0019823 |  | 409.4749 | -0.0016996 |  | 418.463 | 0.00082328 |  | 409.4749 | 0 |  |  |  |  | 408.8502 | 0.016881 |  | 409.4749 | 0 |  | 409.4749 | 0.00076356 |  | 406.9332 | 0.00021007 |  | 409.4749 | 0 |  | 408.8502 | -0.00112 |  | 408.4157 | 0 |  | 409.4749 | -0.0023762 |  | 409.4749 | -0.0016811
| 409.6931 | 0.54801 |  | 409.6931 | 0.54801 |  | 407.148 | 0.01791 |  | 407.15 | 0.0024641 |  | 409.6931 | 0.004276 |  | 407.148 | 0.0033217 |  | 409.6931 | 0.0021039 |  | 418.6818 | 0.0033841 |  | 409.6931 | 0.00165 |  |  |  |  | 409.0684 | 0.021197 |  | 409.6931 | 0.0012162 |  | 409.6931 | 0.0010867 |  | 407.148 | 0.001437 |  | 409.6931 | 0.00031541 |  | 409.0684 | 0.00068992 |  | 408.6338 | 0 |  | 409.6931 | 0.001145 |  | 409.6931 | 0.0016128
| 409.9113 | 0.56302 |  | 409.9113 | 0.56302 |  | 407.3628 | 0.01705 |  | 407.36 | 0.0025577 |  | 409.9113 | 0.0022078 |  | 407.3628 | 0.0021832 |  | 409.9113 | -0.0019691 |  | 418.9005 | 0.00071705 |  | 409.9113 | 0 |  |  |  |  | 409.2866 | 0.016617 |  | 409.9113 | 0 |  | 409.9113 | 0.00046208 |  | 407.3628 | -0.0018848 |  | 409.9113 | 0 |  | 409.2865 | -0.00334 |  | 408.8519 | 0 |  | 409.9113 | -0.0035563 |  | 409.9113 | -0.0016785
| 410.1295 | 0.58769 |  | 410.1295 | 0.58769 |  | 407.5776 | 0.01862 |  | 407.58 | 0.0050219 |  | 410.1295 | 0.0050633 |  | 407.5776 | 0.0038668 |  | 410.1295 | 0.0012125 |  | 419.1193 | 0.0036947 |  | 410.1295 | 0.00212 |  |  |  |  | 409.5048 | 0.021577 |  | 410.1295 | 0.0015567 |  | 410.1295 | 0.00093663 |  | 407.5776 | 0.0020008 |  | 410.1295 | 0.00039279 |  | 409.5048 | 0.00121 |  | 409.07 | 0 |  | 410.1295 | 0.0012421 |  | 410.1295 | 0.0024156
| 410.3478 | 0.59744 |  | 410.3478 | 0.59744 |  | 407.7925 | 0.01969 |  | 407.79 | 0.0051819 |  | 410.3478 | 0.0020249 |  | 407.7925 | 0.0013921 |  | 410.3478 | -0.0017397 |  | 419.3381 | 0.00087819 |  | 410.3478 | 0 |  |  |  |  | 409.723 | 0.019516 |  | 410.3478 | 0 |  | 410.3478 | 0.00071935 |  | 407.7925 | -0.0010201 |  | 410.3478 | 0 |  | 409.723 | -0.0023 |  | 409.2881 | 0 |  | 410.3478 | -0.0012369 |  | 410.3478 | -0.00075538
| 410.566 | 0.6185 |  | 410.566 | 0.6185 |  | 408.0073 | 0.02108 |  | 408.01 | 0.010172 |  | 410.566 | 0.0043228 |  | 408.0073 | 0.0046219 |  | 410.566 | 0.00064022 |  | 419.5569 | 0.0033675 |  | 410.566 | 0.00182 |  |  |  |  | 409.9412 | 0.020322 |  | 410.566 | 0.0013262 |  | 410.566 | 0.0014879 |  | 408.0073 | -4.6664e-05 |  | 410.566 | 0.0002544 |  | 409.9412 | 0.00088446 |  | 409.5062 | 0 |  | 410.566 | 0.00071937 |  | 410.566 | 0.0013166
| 410.7843 | 0.63708 |  | 410.7843 | 0.63708 |  | 408.2222 | 0.01891 |  | 408.22 | 0 |  | 410.7843 | 0.0016544 |  | 408.2222 | 0.0033111 |  | 410.7843 | -0.001408 |  | 419.7757 | 0.00096806 |  | 410.7843 | 0 |  |  |  |  | 410.1595 | 0.018993 |  | 410.7843 | 0 |  | 410.7843 | 0.00085755 |  | 408.2222 | -0.0018864 |  | 410.7843 | 0 |  | 410.1595 | -0.00205 |  | 409.7244 | 0 |  | 410.7843 | -0.0024493 |  | 410.7843 | -0.001381
| 411.0026 | 0.66393 |  | 411.0026 | 0.66393 |  | 408.4371 | 0.02269 |  | 408.44 | 0.0051819 |  | 411.0026 | 0.0055368 |  | 408.4371 | 0.0042804 |  | 411.0026 | 0.0018471 |  | 419.9945 | 0.0036538 |  | 411.0026 | 0.00178 |  |  |  |  | 410.3777 | 0.021815 |  | 411.0026 | 0.0014866 |  | 411.0026 | 0.0013239 |  | 408.4371 | 0.0035091 |  | 411.0026 | 0.00029852 |  | 410.3777 | 0.002 |  | 409.9425 | 0 |  | 411.0026 | 0.0019954 |  | 411.0026 | 0.0013643
| 411.2208 | 0.68837 |  | 411.2208 | 0.68837 |  | 408.6519 | 0.0224 |  | 408.65 | 0.0050835 |  | 411.2208 | 0.0027975 |  | 408.6519 | 0.00093419 |  | 411.2208 | -0.001001 |  | 420.2133 | 0.00076317 |  | 411.2209 | 0 |  |  |  |  | 410.596 | 0.020618 |  | 411.2208 | 0 |  | 411.2209 | 0.00066313 |  | 408.6519 | 0.001154 |  | 411.2209 | 0 |  | 410.596 | -0.00102 |  | 410.1607 | 0 |  | 411.2208 | -0.001417 |  | 411.2208 | -0.0015511
| 411.4391 | 0.70927 |  | 411.4391 | 0.70927 |  | 408.8668 | 0.02542 |  | 408.87 | 0.010172 |  | 411.4392 | 0.0047806 |  | 408.8669 | 0.0042711 |  | 411.4392 | 0.00071827 |  | 420.4321 | 0.0035683 |  | 411.4391 | 0.00109 |  |  |  |  | 410.8143 | 0.022156 |  | 411.4392 | 0.00025988 |  | 411.4391 | 0.0015515 |  | 408.8669 | 0.003315 |  | 411.4391 | 0.00018532 |  | 410.8143 | 0.0004775 |  | 410.3789 | 0 |  | 411.4392 | -0.0016933 |  | 411.4392 | 0.0003814
| 411.6575 | 0.72631 |  | 411.6575 | 0.72631 |  | 409.0818 | 0.0259 |  | 409.08 | 0.0050219 |  | 411.6575 | 0.0034217 |  | 409.0818 | 0.0010529 |  | 411.6575 | -0.00076166 |  | 420.651 | 0.0010911 |  | 411.6575 | 0 |  |  |  |  | 411.0326 | 0.021056 |  | 411.6575 | 0 |  | 411.6575 | 0.0010737 |  | 409.0818 | 0.00017052 |  | 411.6575 | 0 |  | 411.0326 | -0.00255 |  | 410.597 | 0 |  | 411.6575 | -0.0021122 |  | 411.6575 | -0.00085637
| 411.8758 | 0.75544 |  | 411.8758 | 0.75544 |  | 409.2967 | 0.0298 |  | 409.3 | 0.01011 |  | 411.8758 | 0.0056697 |  | 409.2967 | 0.0032748 |  | 411.8758 | 0.0026171 |  | 420.8698 | 0.0034665 |  | 411.8758 | 0.00228 |  |  |  |  | 411.2509 | 0.025983 |  | 411.8758 | 0.0015673 |  | 411.8758 | 0.0012514 |  | 409.2967 | 0.0002006 |  | 411.8758 | 0.00026683 |  | 411.2509 | 0.00144 |  | 410.8152 | 0 |  | 411.8758 | 0.00079953 |  | 411.8758 | 0.0020065
| 412.0942 | 0.77659 |  | 412.0942 | 0.77659 |  | 409.5116 | 0.0287 |  | 409.51 | 0.0075476 |  | 412.0942 | 0.0031835 |  | 409.5116 | 0.00043516 |  | 412.0942 | -0.00071369 |  | 421.0887 | 0.0012682 |  | 412.0942 | 0 |  |  |  |  | 411.4693 | 0.026116 |  | 412.0942 | 0 |  | 412.0941 | 0.00046694 |  | 409.5116 | 0.0018266 |  | 412.0942 | 0 |  | 411.4692 | -0.00162 |  | 411.0334 | 0 |  | 412.0942 | -0.0015609 |  | 412.0942 | -0.00087056
| 412.3125 | 0.79345 |  | 412.3125 | 0.79345 |  | 409.7266 | 0.03174 |  | 409.73 | 0.012636 |  | 412.3125 | 0.0058429 |  | 409.7266 | 0.0020398 |  | 412.3125 | -0.000107 |  | 421.3076 | 0.0036119 |  | 412.3125 | 0.00147 |  |  |  |  | 411.6876 | 0.025876 |  | 412.3125 | 0.00056893 |  | 412.3125 | 0.0012292 |  | 409.7266 | 0.0018555 |  | 412.3125 | 0.00032153 |  | 411.6876 | -0.00010185 |  | 411.2516 | 0 |  | 412.3125 | 0.00032852 |  | 412.3125 | 0.001039
| 412.5309 | 0.80578 |  | 412.5309 | 0.80578 |  | 409.9415 | 0.03201 |  | 409.94 | 0.007486 |  | 412.5309 | 0.0031136 |  | 409.9415 | 0.00067841 |  | 412.5309 | -0.0016126 |  | 421.5265 | 0.0012176 |  | 412.5309 | 0.00023836 |  |  |  |  | 411.906 | 0.023994 |  | 412.5309 | 0 |  | 412.5309 | 0.00086577 |  | 409.9415 | -0.0042617 |  | 412.5309 | 0 |  | 411.906 | -0.00219 |  | 411.4699 | 0 |  | 412.5309 | -0.0025818 |  | 412.5309 | -0.00080759
| 412.7493 | 0.83523 |  | 412.7493 | 0.83523 |  | 410.1565 | 0.03525 |  | 410.16 | 0.010172 |  | 412.7493 | 0.0064147 |  | 410.1565 | 0.0024172 |  | 412.7493 | 0.00045964 |  | 421.7454 | 0.0032926 |  | 412.7493 | 0.00102 |  |  |  |  | 412.1244 | 0.028802 |  | 412.7493 | 1.3079e-05 |  | 412.7493 | 0.0013951 |  | 410.1565 | 0.0019849 |  | 412.7493 | 0.00045133 |  | 412.1243 | 0.00215 |  | 411.6881 | 0 |  | 412.7493 | 0.00035685 |  | 412.7493 | 0.00076213
| 412.9677 | 0.86088 |  | 412.9677 | 0.86088 |  | 410.3715 | 0.03432 |  | 410.37 | 0.01011 |  | 412.9677 | 0.004376 |  | 410.3715 | 0.0011399 |  | 412.9677 | -0.0016274 |  | 421.9643 | 0.00061745 |  | 412.9677 | 6.2449e-05 |  |  |  |  | 412.3427 | 0.026722 |  | 412.9677 | 0 |  | 412.9677 | 0.00059146 |  | 410.3715 | 0.0039507 |  | 412.9677 | 0 |  | 412.3428 | -0.00085517 |  | 411.9064 | 0 |  | 412.9677 | -0.0020203 |  | 412.9677 | -0.00046048
| 413.1861 | 0.86624 |  | 413.1861 | 0.86624 |  | 410.5865 | 0.03568 |  | 410.59 | 0.012636 |  | 413.1861 | 0.0068545 |  | 410.5865 | 0.00040729 |  | 413.1861 | 0.0010143 |  | 422.1832 | 0.0035836 |  | 413.1861 | 0.00143 |  |  |  |  | 412.5612 | 0.028072 |  | 413.1861 | 0.0016633 |  | 413.1861 | 0.0011431 |  | 410.5865 | 0.00089832 |  | 413.1861 | 0.00043863 |  | 412.5612 | 0.0009932 |  | 412.1246 | 0 |  | 413.1861 | 1.0789e-05 |  | 413.1861 | 0.001451
| 413.4045 | 0.87935 |  | 413.4045 | 0.87935 |  | 410.8014 | 0.0381 |  | 410.8 | 0.012636 |  | 413.4045 | 0.0041223 |  | 410.8015 | 0.00085944 |  | 413.4045 | -0.001025 |  | 422.4022 | 0.0010362 |  | 413.4045 | 0 |  |  |  |  | 412.7796 | 0.02886 |  | 413.4045 | 0 |  | 413.4045 | 0.00093156 |  | 410.8015 | 0.00043698 |  | 413.4045 | 0 |  | 412.7796 | -0.00145 |  | 412.3429 | 0 |  | 413.4045 | -0.0020934 |  | 413.4045 | -0.0016735
| 413.623 | 0.90277 |  | 413.623 | 0.90277 |  | 411.0165 | 0.04085 |  | 411.02 | 0.012636 |  | 413.623 | 0.0078479 |  | 411.0165 | 0.0031504 |  | 413.623 | 0.0011003 |  | 422.6211 | 0.0034167 |  | 413.623 | 0.00106 |  |  |  |  | 412.998 | 0.031701 |  | 413.623 | 0.00092469 |  | 413.623 | 0.0014204 |  | 411.0165 | 0.0040313 |  | 413.623 | 0.00030598 |  | 412.998 | 0.0011 |  | 412.5612 | 0 |  | 413.623 | -0.00022437 |  | 413.623 | 0.00093639
| 413.8414 | 0.91962 |  | 413.8414 | 0.91962 |  | 411.2315 | 0.04282 |  | 411.23 | 0.012636 |  | 413.8414 | 0.0060298 |  | 411.2315 | 0.0016572 |  | 413.8414 | 0.00018071 |  | 422.8401 | 0.00097255 |  | 413.8414 | 0.00053922 |  |  |  |  | 413.2165 | 0.030982 |  | 413.8414 | 0 |  | 413.8414 | 0.0011354 |  | 411.2315 | 4.2591e-05 |  | 413.8414 | 0 |  | 413.2165 | -0.00111 |  | 412.7794 | 0 |  | 413.8414 | -0.00092193 |  | 413.8414 | -7.2884e-06
| 414.0599 | 0.93782 |  | 414.0599 | 0.93782 |  | 411.4465 | 0.04239 |  | 411.45 | 0.012636 |  | 414.0599 | 0.0092 |  | 411.4465 | 0.0058985 |  | 414.0599 | 0.0025171 |  | 423.059 | 0.0035533 |  | 414.0599 | 0.00164 |  |  |  |  | 413.435 | 0.034606 |  | 414.0599 | 0.0010448 |  | 414.0599 | 0.0011198 |  | 411.4465 | -0.0019755 |  | 414.0599 | 0.00041967 |  | 413.435 | 0.00145 |  | 412.9977 | 0 |  | 414.0599 | 0.00093401 |  | 414.0599 | 0.0015865
| 414.2784 | 0.94487 |  | 414.2784 | 0.94487 |  | 411.6616 | 0.04618 |  | 411.66 | 0.012636 |  | 414.2784 | 0.0063895 |  | 411.6616 | 0.0011315 |  | 414.2784 | -0.0013964 |  | 423.278 | 0.0013668 |  | 414.2784 | 0 |  |  |  |  | 413.6534 | 0.030541 |  | 414.2784 | 0 |  | 414.2784 | 0.00095744 |  | 411.6616 | -0.00088258 |  | 414.2784 | 0 |  | 413.6534 | -0.00139 |  | 413.216 | 0 |  | 414.2784 | -0.0022483 |  | 414.2784 | -0.001799
| 414.4969 | 0.9534 |  | 414.4969 | 0.9534 |  | 411.8766 | 0.05047 |  | 411.88 | 0.015194 |  | 414.4969 | 0.0099201 |  | 411.8766 | 0.0029893 |  | 414.4969 | -5.8339e-05 |  | 423.497 | 0.0035777 |  | 414.4969 | 0.00122 |  |  |  |  | 413.8719 | 0.033799 |  | 414.4969 | 0.00079211 |  | 414.4969 | 0.0028069 |  | 411.8766 | 0.001125 |  | 414.4969 | 0.00018988 |  | 413.8719 | 0.00096406 |  | 413.4344 | 0 |  | 414.4969 | -0.0015493 |  | 414.4969 | 0.00083592
| 414.7154 | 0.96667 |  | 414.7154 | 0.96667 |  | 412.0917 | 0.04725 |  | 412.09 | 0.012636 |  | 414.7154 | 0.006449 |  | 412.0917 | 0.0016168 |  | 414.7154 | -2.6256e-05 |  | 423.716 | 0.00095305 |  | 414.7154 | 2.6613e-05 |  |  |  |  | 414.0904 | 0.033446 |  | 414.7154 | 0 |  | 414.7154 | 0.0012595 |  | 412.0917 | -0.0031524 |  | 414.7154 | 0 |  | 414.0904 | -0.0018 |  | 413.6527 | 0 |  | 414.7154 | -0.0013874 |  | 414.7154 | -0.00075943
| 414.9339 | 0.97789 |  | 414.9339 | 0.97789 |  | 412.3068 | 0.05393 |  | 412.31 | 0.015194 |  | 414.9339 | 0.0097061 |  | 412.3068 | 0.002721 |  | 414.9339 | 0.0010062 |  | 423.935 | 0.0035043 |  | 414.9339 | 0.00143 |  |  |  |  | 414.309 | 0.036601 |  | 414.9339 | 0.00073546 |  | 414.9339 | 0.0016388 |  | 412.3068 | -0.00061648 |  | 414.9339 | 0.00034844 |  | 414.309 | 0.00096806 |  | 413.871 | 0 |  | 414.9339 | 0.00083499 |  | 414.9339 | 0.0014099
| 415.1525 | 0.97536 |  | 415.1525 | 0.97536 |  | 412.5219 | 0.05533 |  | 412.52 | 0.012636 |  | 415.1525 | 0.0073947 |  | 412.5219 | 0.0018262 |  | 415.1525 | -0.00041878 |  | 424.154 | 0.00078848 |  | 415.1525 | 0.00019822 |  |  |  |  | 414.5275 | 0.033346 |  | 415.1525 | 0 |  | 415.1525 | 0.00071197 |  | 412.5219 | 0.0016314 |  | 415.1525 | 0 |  | 414.5275 | -0.00107 |  | 414.0894 | 0 |  | 415.1525 | -0.0026532 |  | 415.1525 | -0.0012791
| 415.371 | 0.98963 |  | 415.371 | 0.98963 |  | 412.737 | 0.05711 |  | 412.74 | 0.012636 |  | 415.371 | 0.010994 |  | 412.737 | 0.0029172 |  | 415.371 | 0.00085562 |  | 424.3731 | 0.0033708 |  | 415.371 | 0.00111 |  |  |  |  | 414.7461 | 0.036409 |  | 415.371 | 0.001094 |  | 415.371 | 0.0017327 |  | 412.737 | 0.00086338 |  | 415.371 | 0.00036582 |  | 414.7461 | 0.00117 |  | 414.3077 | 0 |  | 415.371 | 0.00093237 |  | 415.371 | 0.00058375
| 415.5896 | 0.99145 |  | 415.5896 | 0.99145 |  | 412.9522 | 0.05814 |  | 412.95 | 0.012636 |  | 415.5896 | 0.0088973 |  | 412.9521 | 0.00039947 |  | 415.5896 | -0.0026289 |  | 424.5921 | 0.00068552 |  | 415.5896 | 0 |  |  |  |  | 414.9647 | 0.036937 |  | 415.5896 | 0 |  | 415.5896 | 0.00084045 |  | 412.9521 | -0.0029026 |  | 415.5896 | 0 |  | 414.9647 | -0.00117 |  | 414.5261 | 0 |  | 415.5896 | -0.0041491 |  | 415.5896 | -0.0015661
| 415.8082 | 1 |  | 415.8082 | 1 |  | 413.1673 | 0.06353 |  | 413.17 | 0.017818 |  | 415.8082 | 0.012663 |  | 413.1673 | 0.0038082 |  | 415.8082 | 0.0023318 |  | 424.8112 | 0.0034843 |  | 415.8082 | 0.00174 |  |  |  |  | 415.1832 | 0.041334 |  | 415.8082 | 0.00093835 |  | 415.8082 | 0.0013056 |  | 413.1673 | 0.0031756 |  | 415.8082 | 0.00029558 |  | 415.1832 | 0.00096013 |  | 414.7445 | 0 |  | 415.8082 | 0.0022558 |  | 415.8082 | 0.0022573
| 416.0268 | 0.9871 |  | 416.0268 | 0.9871 |  | 413.3825 | 0.06637 |  | 413.38 | 0.017818 |  | 416.0268 | 0.0097589 |  | 413.3824 | 0.0024982 |  | 416.0268 | -0.0007349 |  | 425.0302 | 0.0013027 |  | 416.0268 | 0 |  |  |  |  | 415.4018 | 0.036722 |  | 416.0268 | 0 |  | 416.0268 | 0.001273 |  | 413.3824 | -0.0014639 |  | 416.0268 | 0 |  | 415.4018 | -0.00166 |  | 414.9629 | 0 |  | 416.0268 | -0.0023326 |  | 416.0268 | -0.00029807
| 416.2454 | 0.98121 |  | 416.2454 | 0.98121 |  | 413.5976 | 0.0671 |  | 413.6 | 0.015194 |  | 416.2454 | 0.0125 |  | 413.5976 | 0.0041685 |  | 416.2454 | 0.00075095 |  | 425.2493 | 0.0032217 |  | 416.2454 | 0.00176 |  |  |  |  | 415.6205 | 0.041782 |  | 416.2454 | 0.00064166 |  | 416.2454 | 0.0020384 |  | 413.5976 | 0.0013078 |  | 416.2454 | 0.00045349 |  | 415.6205 | 0.00097831 |  | 415.1812 | 0 |  | 416.2454 | -6.6173e-05 |  | 416.2454 | 0.0014313
| 416.464 | 0.98305 |  | 416.464 | 0.98305 |  | 413.8128 | 0.06981 |  | 413.81 | 0.017658 |  | 416.464 | 0.011156 |  | 413.8128 | 0.0020207 |  | 416.464 | -0.0021853 |  | 425.4684 | 0.001054 |  | 416.464 | 0 |  |  |  |  | 415.8391 | 0.040419 |  | 416.464 | 0 |  | 416.464 | 0.00069822 |  | 413.8128 | -0.00065309 |  | 416.464 | 0 |  | 415.8391 | -0.00115 |  | 415.3997 | 0 |  | 416.464 | -0.0021949 |  | 416.464 | -0.0016012
| 416.6827 | 0.98531 |  | 416.6827 | 0.98531 |  | 414.0279 | 0.07233 |  | 414.03 | 0.022808 |  | 416.6827 | 0.013802 |  | 414.028 | 0.004855 |  | 416.6827 | 0.0016226 |  | 425.6875 | 0.0031244 |  | 416.6827 | 0.00179 |  |  |  |  | 416.0577 | 0.04246 |  | 416.6827 | 0.0019526 |  | 416.6827 | 0.0017629 |  | 414.028 | 0.0063427 |  | 416.6827 | 0.00039458 |  | 416.0577 | 0.00197 |  | 415.6181 | 0 |  | 416.6827 | 0.0011129 |  | 416.6827 | 0.0024327
| 416.9013 | 0.96536 |  | 416.9013 | 0.96536 |  | 414.2432 | 0.07728 |  | 414.24 | 0.022808 |  | 416.9013 | 0.011436 |  | 414.2432 | 0.0013886 |  | 416.9013 | -0.0016619 |  | 425.9066 | 0.00093803 |  | 416.9013 | 0 |  |  |  |  | 416.2764 | 0.042214 |  | 416.9013 | 0 |  | 416.9013 | 0.0012359 |  | 414.2432 | -0.0019072 |  | 416.9013 | 0 |  | 416.2764 | -0.00202 |  | 415.8365 | 0 |  | 416.9013 | -0.0018492 |  | 416.9013 | -0.0015923
| 417.12 | 0.96282 |  | 417.12 | 0.96282 |  | 414.4584 | 0.0815 |  | 414.46 | 0.025272 |  | 417.12 | 0.016137 |  | 414.4584 | 0.0042752 |  | 417.12 | 0.00057351 |  | 426.1258 | 0.0035189 |  | 417.12 | 0.00124 |  |  |  |  | 416.4951 | 0.04594 |  | 417.12 | 0.0011394 |  | 417.12 | 0.0030487 |  | 414.4584 | 0.0024518 |  | 417.12 | 0.00033821 |  | 416.4951 | 0.00089984 |  | 416.055 | 0 |  | 417.12 | 0.00052329 |  | 417.12 | 0.0015633
| 417.3387 | 0.94769 |  | 417.3387 | 0.94769 |  | 414.6736 | 0.08295 |  | 414.67 | 0.020343 |  | 417.3387 | 0.012925 |  | 414.6736 | 0.00070175 |  | 417.3387 | -0.0025846 |  | 426.3449 | 0.0009498 |  | 417.3387 | 0 |  |  |  |  | 416.7138 | 0.041579 |  | 417.3387 | 0 |  | 417.3387 | 0.0017031 |  | 414.6736 | -1.2317e-05 |  | 417.3387 | 0 |  | 416.7138 | -0.00161 |  | 416.2734 | 0 |  | 417.3387 | -0.0038569 |  | 417.3387 | -0.0019044
| 417.5574 | 0.94527 |  | 417.5574 | 0.94527 |  | 414.8888 | 0.08796 |  | 414.89 | 0.025365 |  | 417.5574 | 0.018469 |  | 414.8888 | 0.0016877 |  | 417.5574 | 0.0013667 |  | 426.5641 | 0.0033143 |  | 417.5574 | 0.0016 |  |  |  |  | 416.9325 | 0.04755 |  | 417.5574 | 0.00080039 |  | 417.5574 | 0.0027275 |  | 414.8888 | 0.0041688 |  | 417.5574 | 0.0003743 |  | 416.9325 | 0.00206 |  | 416.4919 | 0 |  | 417.5574 | 0.00025669 |  | 417.5574 | 0.00087548
| 417.7761 | 0.91685 |  | 417.7761 | 0.91685 |  | 415.1041 | 0.09149 |  | 415.1 | 0.025365 |  | 417.7761 | 0.01497 |  | 415.1041 | 0.0030802 |  | 417.7761 | -0.0020512 |  | 426.7832 | 0.0011644 |  | 417.7761 | 0 |  |  |  |  | 417.1512 | 0.046061 |  | 417.7761 | 0 |  | 417.7761 | 0.0022361 |  | 415.1041 | 0.004249 |  | 417.7761 | 0 |  | 417.1512 | -0.00202 |  | 416.7103 | 0 |  | 417.7761 | -0.0044953 |  | 417.7761 | -0.0019002
| 417.9948 | 0.90523 |  | 417.9948 | 0.90523 |  | 415.3193 | 0.09586 |  | 415.32 | 0.027829 |  | 417.9948 | 0.018694 |  | 415.3193 | 0.0043225 |  | 417.9948 | 0.001057 |  | 427.0024 | 0.0032875 |  | 417.9948 | 0.00101 |  |  |  |  | 417.3699 | 0.046452 |  | 417.9948 | 0.00041771 |  | 417.9948 | 0.0024276 |  | 415.3193 | 0.0036146 |  | 417.9948 | 0.00023642 |  | 417.3699 | 0.00122 |  | 416.9288 | 0 |  | 417.9948 | -0.00098844 |  | 417.9948 | 0.0011981
| 418.2135 | 0.88152 |  | 418.2135 | 0.88152 |  | 415.5346 | 0.09699 |  | 415.53 | 0.030454 |  | 418.2135 | 0.016058 |  | 415.5346 | 0.0012233 |  | 418.2135 | -0.0023608 |  | 427.2216 | 0.0010897 |  | 418.2135 | 0 |  |  |  |  | 417.5887 | 0.044955 |  | 418.2135 | 0 |  | 418.2135 | 0.0017224 |  | 415.5346 | -0.0024933 |  | 418.2135 | 0 |  | 417.5887 | -0.00179 |  | 417.1473 | 0 |  | 418.2135 | -0.0032441 |  | 418.2135 | -0.0020876
| 418.4323 | 0.87105 |  | 418.4323 | 0.87105 |  | 415.7498 | 0.10542 |  | 415.75 | 0.027829 |  | 418.4323 | 0.020671 |  | 415.7498 | 0.0040309 |  | 418.4323 | 0.0041086 |  | 427.4408 | 0.0030477 |  | 418.4323 | 0.00236 |  |  |  |  | 417.8074 | 0.050641 |  | 418.4323 | 0.0020928 |  | 418.4323 | 0.0025524 |  | 415.7498 | 0.0042681 |  | 418.4323 | 0.00045506 |  | 417.8074 | 0.0029 |  | 417.3658 | 0 |  | 418.4323 | 0.0049629 |  | 418.4323 | 0.0028016
| 418.6511 | 0.83987 |  | 418.6511 | 0.83987 |  | 415.9651 | 0.10842 |  | 415.97 | 0.027829 |  | 418.6511 | 0.018579 |  | 415.9651 | 0.0029672 |  | 418.6511 | -0.0017179 |  | 427.66 | 0.0009501 |  | 418.6511 | 0 |  |  |  |  | 418.0262 | 0.046345 |  | 418.6511 | 0 |  | 418.6511 | 0.0015437 |  | 415.9651 | -0.00042855 |  | 418.6511 | 0 |  | 418.0262 | -0.00169 |  | 417.5843 | 0 |  | 418.6511 | -0.0026938 |  | 418.6511 | -0.0012484
| 418.8698 | 0.81947 |  | 418.8698 | 0.81947 |  | 416.1805 | 0.11322 |  | 416.18 | 0.030454 |  | 418.8698 | 0.021602 |  | 416.1805 | 0.0014871 |  | 418.8698 | 0.0019965 |  | 427.8792 | 0.0035376 |  | 418.8698 | 0.00074963 |  |  |  |  | 418.245 | 0.049464 |  | 418.8698 | 0.00076968 |  | 418.8698 | 0.0026211 |  | 416.1805 | 0.0013017 |  | 418.8698 | 0.00030758 |  | 418.245 | 0.00073416 |  | 417.8028 | 0 |  | 418.8698 | -0.00074534 |  | 418.8698 | 0.00025552
| 419.0886 | 0.79133 |  | 419.0886 | 0.79133 |  | 416.3958 | 0.11725 |  | 416.4 | 0.032819 |  | 419.0886 | 0.019959 |  | 416.3958 | 0.001108 |  | 419.0886 | -0.0030067 |  | 428.0984 | 0.0012707 |  | 419.0886 | 0 |  |  |  |  | 418.4638 | 0.046858 |  | 419.0886 | 0 |  | 419.0886 | 0.0022523 |  | 416.3958 | -0.0016798 |  | 419.0886 | 0 |  | 418.4638 | -0.00257 |  | 418.0214 | 0 |  | 419.0886 | -0.003615 |  | 419.0886 | -0.0012839
| 419.3074 | 0.77308 |  | 419.3074 | 0.77308 |  | 416.6111 | 0.12364 |  | 416.61 | 0.038001 |  | 419.3074 | 0.025437 |  | 416.6111 | 0.0034498 |  | 419.3074 | 0.0031692 |  | 428.3177 | 0.0030548 |  | 419.3074 | 0.00231 |  |  |  |  | 418.6826 | 0.050137 |  | 419.3074 | 0.0019973 |  | 419.3074 | 0.0024133 |  | 416.6111 | 0.0049033 |  | 419.3074 | 0.00032243 |  | 418.6826 | 0.0014 |  | 418.2399 | 0 |  | 419.3074 | 0.0032357 |  | 419.3074 | 0.0016367
| 419.5263 | 0.74379 |  | 419.5263 | 0.74379 |  | 416.8264 | 0.12979 |  | 416.83 | 0.035377 |  | 419.5263 | 0.023023 |  | 416.8264 | 0.0021045 |  | 419.5263 | -0.0037626 |  | 428.5369 | 0.00092107 |  | 419.5263 | 0 |  |  |  |  | 418.9015 | 0.04807 |  | 419.5263 | 0 |  | 419.5262 | 0.0020727 |  | 416.8264 | -0.0008909 |  | 419.5263 | 0 |  | 418.9015 | -0.00183 |  | 418.4584 | 0 |  | 419.5263 | -0.0044489 |  | 419.5263 | -0.0020581
| 419.7451 | 0.71983 |  | 419.7451 | 0.71983 |  | 417.0418 | 0.13635 |  | 417.04 | 0.040465 |  | 419.7451 | 0.026329 |  | 417.0418 | 0.0012089 |  | 419.7451 | 0.0011287 |  | 428.7562 | 0.0032369 |  | 419.7451 | 0.00161 |  |  |  |  | 419.1203 | 0.049618 |  | 419.7451 | 0.00027722 |  | 419.7451 | 0.0028902 |  | 417.0418 | -0.00096461 |  | 419.7451 | 0.00051084 |  | 419.1203 | 0.00135 |  | 418.677 | 0 |  | 419.7451 | 0.00057154 |  | 419.7451 | 0.0011972
| 419.9639 | 0.69465 |  | 419.9639 | 0.69465 |  | 417.2571 | 0.14137 |  | 417.26 | 0.038001 |  | 419.9639 | 0.024222 |  | 417.2571 | 0.0013004 |  | 419.9639 | -0.0026764 |  | 428.9754 | 0.0010263 |  | 419.9639 | 0 |  |  |  |  | 419.3392 | 0.047849 |  | 419.9639 | 0 |  | 419.9639 | 0.0021234 |  | 417.2571 | -0.0023112 |  | 419.9639 | 0 |  | 419.3392 | -0.00127 |  | 418.8956 | 0 |  | 419.9639 | -0.0019499 |  | 419.9639 | -0.0020906
| 420.1828 | 0.67801 |  | 420.1828 | 0.67801 |  | 417.4725 | 0.14855 |  | 417.47 | 0.040465 |  | 420.1828 | 0.029083 |  | 417.4725 | 0.0046465 |  | 420.1828 | 0.0026536 |  | 429.1947 | 0.0032159 |  | 420.1828 | 0.00235 |  |  |  |  | 419.5581 | 0.052843 |  | 420.1828 | 0.00088212 |  | 420.1828 | 0.0026806 |  | 417.4725 | 0.0013746 |  | 420.1828 | 0.00034273 |  | 419.5581 | 0.00216 |  | 419.1141 | 0 |  | 420.1828 | 0.0021986 |  | 420.1828 | 0.0016838
| 420.4017 | 0.6437 |  | 420.4017 | 0.6437 |  | 417.6879 | 0.15333 |  | 417.69 | 0.040465 |  | 420.4017 | 0.026924 |  | 417.6879 | 0.0016759 |  | 420.4017 | -0.002685 |  | 429.414 | 0.0013207 |  | 420.4017 | 0 |  |  |  |  | 419.777 | 0.049342 |  | 420.4017 | 0 |  | 420.4017 | 0.0021901 |  | 417.6879 | 0.0013028 |  | 420.4017 | 0 |  | 419.777 | -0.00238 |  | 419.3327 | 0 |  | 420.4017 | -0.0035284 |  | 420.4017 | -0.0021826
| 420.6206 | 0.61739 |  | 420.6206 | 0.61739 |  | 417.9033 | 0.16086 |  | 417.9 | 0.045554 |  | 420.6206 | 0.031639 |  | 417.9033 | 0.0032857 |  | 420.6206 | 0.0017479 |  | 429.6333 | 0.0033802 |  | 420.6206 | 0.00195 |  |  |  |  | 419.9959 | 0.051379 |  | 420.6206 | 0.00028412 |  | 420.6206 | 0.0027854 |  | 417.9033 | 0.0066632 |  | 420.6206 | 0.00045258 |  | 419.9959 | 0.00054095 |  | 419.5513 | 0 |  | 420.6206 | 0.00023727 |  | 420.6206 | 0.0021954
| 420.8395 | 0.58412 |  | 420.8395 | 0.58412 |  | 418.1187 | 0.1666 |  | 418.12 | 0.045554 |  | 420.8395 | 0.029128 |  | 418.1187 | 0.0024843 |  | 420.8395 | -0.0020044 |  | 429.8526 | 0.00093699 |  | 420.8395 | 0 |  |  |  |  | 420.2148 | 0.047707 |  | 420.8395 | 0 |  | 420.8395 | 0.0016907 |  | 418.1187 | -0.0032199 |  | 420.8395 | 0 |  | 420.2148 | -0.00167 |  | 419.77 | 0 |  | 420.8395 | -0.0025715 |  | 420.8395 | -0.0027282
| 421.0584 | 0.56208 |  | 421.0584 | 0.56208 |  | 418.3341 | 0.17363 |  | 418.33 | 0.050637 |  | 421.0584 | 0.032618 |  | 418.3341 | 0.0031819 |  | 421.0584 | 0.00078772 |  | 430.072 | 0.0033524 |  | 421.0584 | 0.00153 |  |  |  |  | 420.4338 | 0.050271 |  | 421.0584 | 0.0012468 |  | 421.0584 | 0.0021379 |  | 418.3341 | 0.0026406 |  | 421.0584 | 0.00031693 |  | 420.4337 | 0.00079874 |  | 419.9886 | 0 |  | 421.0584 | -0.00038976 |  | 421.0584 | 0.0012673
| 421.2773 | 0.53674 |  | 421.2773 | 0.53674 |  | 418.5496 | 0.1795 |  | 418.55 | 0.050576 |  | 421.2773 | 0.031342 |  | 418.5496 | 0.0026669 |  | 421.2773 | -0.0019393 |  | 430.2913 | 0.0010495 |  | 421.2773 | 0 |  |  |  |  | 420.6527 | 0.046924 |  | 421.2773 | 0 |  | 421.2773 | 0.0017725 |  | 418.5496 | -0.0014235 |  | 421.2773 | 0 |  | 420.6527 | -0.00176 |  | 420.2072 | 0 |  | 421.2773 | -0.0027636 |  | 421.2773 | -0.001894
| 421.4963 | 0.51545 |  | 421.4963 | 0.51545 |  | 418.765 | 0.19139 |  | 418.77 | 0.053101 |  | 421.4963 | 0.034994 |  | 418.765 | 0.0045286 |  | 421.4963 | 0.0014407 |  | 430.5107 | 0.0033182 |  | 421.4963 | 0.00179 |  |  |  |  | 420.8717 | 0.05154 |  | 421.4963 | 0.00028429 |  | 421.4963 | 0.0022893 |  | 418.765 | 0.002053 |  | 421.4963 | 0.00022735 |  | 420.8717 | 0.00125 |  | 420.4258 | 0 |  | 421.4963 | 0.00099709 |  | 421.4963 | 0.0018761
| 421.7152 | 0.491 |  | 421.7152 | 0.491 |  | 418.9805 | 0.19703 |  | 418.98 | 0.053101 |  | 421.7152 | 0.03404 |  | 418.9805 | 0.0036678 |  | 421.7152 | -0.0018338 |  | 430.73 | 0.00084428 |  | 421.7152 | 0 |  |  |  |  | 421.0907 | 0.046342 |  | 421.7152 | 0 |  | 421.7152 | 0.0017907 |  | 418.9805 | -0.00091368 |  | 421.7152 | 0 |  | 421.0907 | -0.00151 |  | 420.6445 | 0 |  | 421.7152 | -0.0025322 |  | 421.7152 | -0.0017573
| 421.9342 | 0.47736 |  | 421.9342 | 0.47736 |  | 419.1959 | 0.20228 |  | 419.2 | 0.058283 |  | 421.9342 | 0.037485 |  | 419.1959 | 0.0025359 |  | 421.9342 | 0.0014638 |  | 430.9494 | 0.0029356 |  | 421.9342 | 0.00187 |  |  |  |  | 421.3097 | 0.051575 |  | 421.9342 | 0.0012633 |  | 421.9342 | 0.0025279 |  | 419.1959 | 0.0019023 |  | 421.9342 | 0.00040412 |  | 421.3097 | 0.00113 |  | 420.8632 | 0 |  | 421.9342 | 0.0015698 |  | 421.9342 | 0.00064968
| 422.1532 | 0.4607 |  | 422.1532 | 0.4607 |  | 419.4114 | 0.21131 |  | 419.41 | 0.058283 |  | 422.1532 | 0.035422 |  | 419.4114 | 0.0023461 |  | 422.1532 | -0.00093138 |  | 431.1688 | 0.001274 |  | 422.1532 | 0 |  |  |  |  | 421.5287 | 0.045953 |  | 422.1532 | 0 |  | 422.1532 | 0.0021699 |  | 419.4114 | -0.0021375 |  | 422.1532 | 0 |  | 421.5287 | -0.00066346 |  | 421.0818 | 0 |  | 422.1532 | -0.0026142 |  | 422.1532 | -0.0010098
| 422.3722 | 0.44377 |  | 422.3722 | 0.44377 |  | 419.6269 | 0.22211 |  | 419.63 | 0.063273 |  | 422.3722 | 0.040858 |  | 419.6269 | 0.0020165 |  | 422.3722 | 0.0012735 |  | 431.3882 | 0.002988 |  | 422.3722 | 0.00164 |  |  |  |  | 421.7477 | 0.051649 |  | 422.3722 | 0.001505 |  | 422.3722 | 0.0026608 |  | 419.6269 | 0.0014269 |  | 422.3722 | 0.00033045 |  | 421.7477 | 0.00264 |  | 421.3005 | 0 |  | 422.3722 | 0.0022023 |  | 422.3722 | 0.0018236
| 422.5912 | 0.42871 |  | 422.5912 | 0.42871 |  | 419.8424 | 0.22702 |  | 419.84 | 0.063273 |  | 422.5912 | 0.038695 |  | 419.8424 | 0.0042552 |  | 422.5912 | -0.00047965 |  | 431.6076 | 0.00088813 |  | 422.5912 | 0 |  |  |  |  | 421.9667 | 0.049665 |  | 422.5912 | 0 |  | 422.5912 | 0.0019741 |  | 419.8424 | -0.0026363 |  | 422.5912 | 0 |  | 421.9667 | -0.00137 |  | 421.5192 | 0 |  | 422.5912 | -0.0024346 |  | 422.5912 | -0.0012194
| 422.8102 | 0.41168 |  | 422.8102 | 0.41168 |  | 420.0579 | 0.23524 |  | 420.06 | 0.068295 |  | 422.8102 | 0.042714 |  | 420.0579 | 0.0051605 |  | 422.8102 | 0.0019884 |  | 431.827 | 0.0029978 |  | 422.8102 | 0.00142 |  |  |  |  | 422.1858 | 0.048394 |  | 422.8102 | 0.0014396 |  | 422.8102 | 0.0028439 |  | 420.0579 | 0.0051435 |  | 422.8102 | 0.00010408 |  | 422.1858 | 0.00187 |  | 421.7379 | 0 |  | 422.8102 | -0.00099168 |  | 422.8102 | 0.00050978
| 423.0293 | 0.39622 |  | 423.0293 | 0.39622 |  | 420.2734 | 0.24363 |  | 420.27 | 0.068295 |  | 423.0293 | 0.042208 |  | 420.2734 | 0.0020948 |  | 423.0293 | 0.00077395 |  | 432.0464 | 0.00096556 |  | 423.0293 | 0.00030675 |  |  |  |  | 422.4049 | 0.048533 |  | 423.0293 | 0 |  | 423.0293 | 0.0023245 |  | 420.2734 | -0.0031742 |  | 423.0293 | 0 |  | 422.4049 | -0.00167 |  | 421.9566 | 0 |  | 423.0293 | -0.0013424 |  | 423.0293 | -0.00072778
| 423.2483 | 0.38708 |  | 423.2483 | 0.38708 |  | 420.489 | 0.2526 |  | 420.49 | 0.073383 |  | 423.2483 | 0.047059 |  | 420.489 | 0.0035811 |  | 423.2483 | 0.0013673 |  | 432.2659 | 0.0032391 |  | 423.2484 | 0.00134 |  |  |  |  | 422.624 | 0.0502 |  | 423.2483 | 0.00091702 |  | 423.2484 | 0.0032165 |  | 420.489 | 0.0024184 |  | 423.2484 | 0.00044525 |  | 422.6239 | 0.00115 |  | 422.1753 | 0 |  | 423.2483 | 0.00014366 |  | 423.2483 | 0.0020371
| 423.4674 | 0.37399 |  | 423.4674 | 0.37399 |  | 420.7045 | 0.25941 |  | 420.7 | 0.078467 |  | 423.4674 | 0.046807 |  | 420.7045 | 0.0040015 |  | 423.4674 | -0.00068347 |  | 432.4853 | 0.0012997 |  | 423.4674 | 0 |  |  |  |  | 422.8431 | 0.044699 |  | 423.4674 | 0 |  | 423.4674 | 0.0029792 |  | 420.7045 | -0.00010934 |  | 423.4674 | 0 |  | 422.8431 | -0.00158 |  | 422.3941 | 0 |  | 423.4674 | -0.0024439 |  | 423.4674 | -0.0018334
| 423.6865 | 0.36235 |  | 423.6865 | 0.36235 |  | 420.9201 | 0.27214 |  | 420.92 | 0.078467 |  | 423.6865 | 0.051031 |  | 420.9201 | 0.004379 |  | 423.6865 | -1.6992e-05 |  | 432.7048 | 0.003117 |  | 423.6865 | 0.00105 |  |  |  |  | 423.0622 | 0.048967 |  | 423.6865 | 0.00013538 |  | 423.6865 | 0.0024654 |  | 420.9201 | 0.0031724 |  | 423.6865 | 0.00036797 |  | 423.0622 | 0.0015 |  | 422.6128 | 0 |  | 423.6865 | -0.0014566 |  | 423.6865 | 0.00086821
| 423.9056 | 0.3528 |  | 423.9056 | 0.3528 |  | 421.1357 | 0.28029 |  | 421.14 | 0.078467 |  | 423.9056 | 0.051518 |  | 421.1357 | 0.0032798 |  | 423.9056 | -0.00036426 |  | 432.9243 | 0.0010107 |  | 423.9056 | 0 |  |  |  |  | 423.2813 | 0.047324 |  | 423.9056 | 0 |  | 423.9056 | 0.0024436 |  | 421.1357 | -0.0025772 |  | 423.9056 | 0 |  | 423.2813 | -0.00052108 |  | 422.8316 | 0 |  | 423.9056 | -0.0016601 |  | 423.9056 | -0.0013005
| 424.1247 | 0.34828 |  | 424.1247 | 0.34828 |  | 421.3513 | 0.28845 |  | 421.35 | 0.083555 |  | 424.1247 | 0.057061 |  | 421.3513 | 0.0023992 |  | 424.1247 | 0.0019246 |  | 433.1438 | 0.0031997 |  | 424.1247 | 0.00115 |  |  |  |  | 423.5004 | 0.050269 |  | 424.1247 | 0.0017046 |  | 424.1247 | 0.0028883 |  | 421.3513 | 0.0026856 |  | 424.1247 | 0.00025932 |  | 423.5004 | 0.0009076 |  | 423.0503 | 0 |  | 424.1247 | 0.00059269 |  | 424.1247 | 0.0015617
| 424.3438 | 0.33562 |  | 424.3438 | 0.33562 |  | 421.5669 | 0.30096 |  | 421.57 | 0.088545 |  | 424.3438 | 0.054918 |  | 421.5669 | 0.0022737 |  | 424.3438 | -0.00065992 |  | 433.3633 | 0.0012381 |  | 424.3438 | 0 |  |  |  |  | 423.7196 | 0.046183 |  | 424.3438 | 0 |  | 424.3438 | 0.0025563 |  | 421.5669 | -0.0024968 |  | 424.3438 | 0 |  | 423.7196 | -0.00165 |  | 423.2691 | 0 |  | 424.3438 | -0.0032933 |  | 424.3438 | -0.0017044
| 424.563 | 0.33116 |  | 424.563 | 0.33116 |  | 421.7825 | 0.30968 |  | 421.78 | 0.091102 |  | 424.563 | 0.06165 |  | 421.7825 | 0.0028285 |  | 424.563 | 0.0020607 |  | 433.5828 | 0.0032354 |  | 424.563 | 0.00202 |  |  |  |  | 423.9388 | 0.046132 |  | 424.563 | 0.00099355 |  | 424.563 | 0.0034163 |  | 421.7825 | 0.0022185 |  | 424.563 | 0.00031667 |  | 423.9388 | 0.00015084 |  | 423.4879 | 0 |  | 424.563 | 0.00030147 |  | 424.563 | 0.0020353
| 424.7821 | 0.32302 |  | 424.7821 | 0.32302 |  | 421.9981 | 0.32154 |  | 422 | 0.098588 |  | 424.7821 | 0.062201 |  | 421.9981 | 0.002753 |  | 424.7821 | -0.0020503 |  | 433.8023 | 0.00095534 |  | 424.7821 | 0 |  |  |  |  | 424.158 | 0.044707 |  | 424.7821 | 0 |  | 424.7821 | 0.0023962 |  | 421.9981 | 0.0012087 |  | 424.7821 | 0 |  | 424.158 | -0.00215 |  | 423.7067 | 0 |  | 424.7821 | -0.0035444 |  | 424.7821 | -0.0020612
| 425.0013 | 0.32349 |  | 425.0013 | 0.32349 |  | 422.2138 | 0.33562 |  | 422.21 | 0.10374 |  | 425.0013 | 0.068228 |  | 422.2137 | 0.0060496 |  | 425.0013 | 0.00072751 |  | 434.0218 | 0.0033045 |  | 425.0013 | 0.00202 |  |  |  |  | 424.3772 | 0.045898 |  | 425.0013 | 0.001205 |  | 425.0013 | 0.002604 |  | 422.2137 | 0.0039988 |  | 425.0013 | 0.00031352 |  | 424.3772 | 0.00122 |  | 423.9255 | 0 |  | 425.0013 | 0.00063466 |  | 425.0013 | 0.00047072
| 425.2205 | 0.31142 |  | 425.2205 | 0.31142 |  | 422.4294 | 0.33942 |  | 422.43 | 0.1063 |  | 425.2205 | 0.06916 |  | 422.4294 | 0.003054 |  | 425.2205 | -0.00078645 |  | 434.2414 | 0.0011552 |  | 425.2205 | 0 |  |  |  |  | 424.5964 | 0.04417 |  | 425.2205 | 0 |  | 425.2205 | 0.0035606 |  | 422.4294 | -0.0035136 |  | 425.2205 | 0 |  | 424.5964 | -0.00142 |  | 424.1443 | 0 |  | 425.2205 | -0.0022246 |  | 425.2205 | -0.0026462
| 425.4397 | 0.30642 |  | 425.4397 | 0.30642 |  | 422.6451 | 0.35579 |  | 422.65 | 0.11385 |  | 425.4397 | 0.073376 |  | 422.6451 | 0.0063798 |  | 425.4397 | 0.0023435 |  | 434.4609 | 0.0033563 |  | 425.4397 | 0.00154 |  |  |  |  | 424.8156 | 0.044291 |  | 425.4397 | 0.0021514 |  | 425.4397 | 0.0030182 |  | 422.6451 | 0.0031494 |  | 425.4397 | 0.00028898 |  | 424.8156 | 0.00070626 |  | 424.3631 | 0 |  | 425.4397 | -6.2606e-05 |  | 425.4397 | 0.0020649
| 425.6589 | 0.29871 |  | 425.6589 | 0.29871 |  | 422.8607 | 0.36477 |  | 422.86 | 0.11378 |  | 425.6589 | 0.073407 |  | 422.8607 | 0.0064018 |  | 425.6589 | -0.0021269 |  | 434.6805 | 0.0010936 |  | 425.6589 | 0 |  |  |  |  | 425.0349 | 0.042236 |  | 425.6589 | 0 |  | 425.6589 | 0.0025564 |  | 422.8607 | 0.00039527 |  | 425.6589 | 0 |  | 425.0349 | -0.00186 |  | 424.582 | 0 |  | 425.6589 | -0.0045688 |  | 425.6589 | -0.0027569
| 425.8781 | 0.29603 |  | 425.8781 | 0.29603 |  | 423.0764 | 0.37638 |  | 423.08 | 0.11893 |  | 425.8781 | 0.080306 |  | 423.0764 | 0.0054172 |  | 425.8781 | 0.0013441 |  | 434.9001 | 0.0034937 |  | 425.8781 | 0.00157 |  |  |  |  | 425.2541 | 0.04689 |  | 425.8781 | 0.0014147 |  | 425.8781 | 0.003012 |  | 423.0764 | 0.0015909 |  | 425.8781 | 0.00035325 |  | 425.2541 | 0.00134 |  | 424.8008 | 0 |  | 425.8781 | 0.0017431 |  | 425.8781 | 0.001257
| 426.0973 | 0.28341 |  | 426.0973 | 0.28341 |  | 423.2921 | 0.38668 |  | 423.29 | 0.1214 |  | 426.0973 | 0.080336 |  | 423.2921 | 0.0033604 |  | 426.0973 | -0.0014851 |  | 435.1196 | 0.0014654 |  | 426.0973 | 0 |  |  |  |  | 425.4734 | 0.039007 |  | 426.0973 | 0 |  | 426.0973 | 0.003242 |  | 423.2921 | -0.0012129 |  | 426.0973 | 0 |  | 425.4734 | -0.00198 |  | 425.0197 | 0 |  | 426.0973 | -0.0035039 |  | 426.0973 | -0.001638
| 426.3166 | 0.27767 |  | 426.3166 | 0.27767 |  | 423.5078 | 0.40481 |  | 423.51 | 0.12894 |  | 426.3166 | 0.086038 |  | 423.5078 | 0.00521 |  | 426.3166 | 0.00059158 |  | 435.3392 | 0.0034135 |  | 426.3166 | 0.00057822 |  |  |  |  | 425.6927 | 0.042703 |  | 426.3166 | 0.00032724 |  | 426.3166 | 0.0030573 |  | 423.5078 | 0.0032735 |  | 426.3166 | 0.00037698 |  | 425.6927 | 0.00032644 |  | 425.2385 | 0 |  | 426.3166 | -0.00062081 |  | 426.3166 | 0.00097124
| 426.5358 | 0.26837 |  | 426.5358 | 0.26837 |  | 423.7235 | 0.41507 |  | 423.72 | 0.13419 |  | 426.5358 | 0.086088 |  | 423.7235 | 0.0029791 |  | 426.5358 | -0.0026312 |  | 435.5588 | 0.001377 |  | 426.5359 | 0 |  |  |  |  | 425.912 | 0.039649 |  | 426.5358 | 0 |  | 426.5359 | 0.002692 |  | 423.7235 | 1.6758e-06 |  | 426.5359 | 0 |  | 425.912 | -0.00137 |  | 425.4574 | 0 |  | 426.5358 | -0.0050507 |  | 426.5358 | -0.0016524
| 426.7551 | 0.26989 |  | 426.7551 | 0.26989 |  | 423.9392 | 0.43026 |  | 423.94 | 0.1442 |  | 426.7551 | 0.093823 |  | 423.9392 | 0.0065568 |  | 426.7551 | 0.0016015 |  | 435.7785 | 0.0033071 |  | 426.7551 | 0.00183 |  |  |  |  | 426.1313 | 0.042519 |  | 426.7551 | 0.00072792 |  | 426.7551 | 0.0035275 |  | 423.9392 | 0.0044727 |  | 426.7551 | 0.00030176 |  | 426.1313 | 0.00075074 |  | 425.6763 | 0 |  | 426.7551 | 0.00055384 |  | 426.7551 | 0.0018339
| 426.9744 | 0.25937 |  | 426.9744 | 0.25937 |  | 424.155 | 0.43927 |  | 424.15 | 0.14676 |  | 426.9744 | 0.094709 |  | 424.155 | 0.0052908 |  | 426.9744 | -0.0010891 |  | 435.9981 | 0.0011728 |  | 426.9744 | 0 |  |  |  |  | 426.3506 | 0.035873 |  | 426.9744 | 0 |  | 426.9744 | 0.0027354 |  | 424.155 | -0.0022288 |  | 426.9744 | 0 |  | 426.3506 | -0.0014 |  | 425.8952 | 0 |  | 426.9744 | -0.0037039 |  | 426.9744 | -0.0020061
| 427.1937 | 0.25968 |  | 427.1937 | 0.25968 |  | 424.3707 | 0.45681 |  | 424.37 | 0.15438 |  | 427.1937 | 0.10195 |  | 424.3707 | 0.0066987 |  | 427.1937 | -0.00079086 |  | 436.2177 | 0.0033055 |  | 427.1937 | 0.00173 |  |  |  |  | 426.57 | 0.039685 |  | 427.1937 | 0.00063166 |  | 427.1937 | 0.0035816 |  | 424.3707 | 0.0067364 |  | 427.1937 | 0.00016805 |  | 426.57 | 0.00192 |  | 426.1141 | 0 |  | 427.1937 | -0.0005571 |  | 427.1937 | 0.0014802
| 427.413 | 0.25066 |  | 427.413 | 0.25066 |  | 424.5865 | 0.4714 |  | 424.59 | 0.15684 |  | 427.413 | 0.10238 |  | 424.5865 | 0.0033514 |  | 427.413 | -0.0022614 |  | 436.4374 | 0.00099845 |  | 427.413 | 0 |  |  |  |  | 426.7894 | 0.038268 |  | 427.413 | 0 |  | 427.413 | 0.001969 |  | 424.5865 | 0.00089459 |  | 427.413 | 0 |  | 426.7894 | -0.00323 |  | 426.333 | 0 |  | 427.413 | -0.0031876 |  | 427.413 | -0.003104
| 427.6324 | 0.24982 |  | 427.6324 | 0.24982 |  | 424.8023 | 0.48368 |  | 424.8 | 0.16442 |  | 427.6324 | 0.11234 |  | 424.8023 | 0.0065293 |  | 427.6324 | 0.0020783 |  | 436.6571 | 0.0034513 |  | 427.6324 | 0.00139 |  |  |  |  | 427.0087 | 0.037226 |  | 427.6324 | 0.00085345 |  | 427.6324 | 0.0036458 |  | 424.8023 | 0.0017402 |  | 427.6324 | 0.00044545 |  | 427.0087 | 0.00217 |  | 426.5519 | 0 |  | 427.6324 | 0.00074175 |  | 427.6324 | 0.001448
| 427.8517 | 0.24299 |  | 427.8517 | 0.24299 |  | 425.0181 | 0.49618 |  | 425.02 | 0.16948 |  | 427.8517 | 0.11327 |  | 425.0181 | 0.0053787 |  | 427.8517 | -0.0010466 |  | 436.8767 | 0.00096665 |  | 427.8517 | 0.00058839 |  |  |  |  | 427.2281 | 0.037039 |  | 427.8517 | 0 |  | 427.8517 | 0.0032473 |  | 425.0181 | -0.0041608 |  | 427.8517 | 0 |  | 427.2281 | -0.0013 |  | 426.7708 | 0 |  | 427.8517 | 0.00061296 |  | 427.8517 | -0.00084387
| 428.0711 | 0.2359 |  | 428.0711 | 0.2359 |  | 425.2339 | 0.52012 |  | 425.23 | 0.18211 |  | 428.0711 | 0.11974 |  | 425.2339 | 0.0068226 |  | 428.0711 | 0.0012941 |  | 437.0964 | 0.0032387 |  | 428.0711 | 0.00146 |  |  |  |  | 427.4475 | 0.035289 |  | 428.0711 | 0.00073916 |  | 428.0711 | 0.0030974 |  | 425.2339 | -0.00034844 |  | 428.0711 | 0.00027832 |  | 427.4475 | 0.00111 |  | 426.9898 | 0 |  | 428.0711 | -0.00069007 |  | 428.0711 | 0.0012064
| 428.2905 | 0.22443 |  | 428.2905 | 0.22443 |  | 425.4497 | 0.53183 |  | 425.45 | 0.18467 |  | 428.2905 | 0.11888 |  | 425.4497 | 0.0055616 |  | 428.2905 | -0.0022707 |  | 437.3161 | 0.0013127 |  | 428.2904 | 0 |  |  |  |  | 427.6669 | 0.030753 |  | 428.2905 | 0 |  | 428.2904 | 0.0031167 |  | 425.4497 | 9.8684e-05 |  | 428.2904 | 0 |  | 427.6669 | -0.00188 |  | 427.2088 | 0 |  | 428.2905 | -0.0023327 |  | 428.2905 | -0.0013561
| 428.5098 | 0.22365 |  | 428.5098 | 0.22365 |  | 425.6655 | 0.55178 |  | 425.67 | 0.18976 |  | 428.5098 | 0.12749 |  | 425.6655 | 0.0058223 |  | 428.5098 | 0.0015594 |  | 437.5358 | 0.003408 |  | 428.5098 | 0.0016 |  |  |  |  | 427.8864 | 0.036426 |  | 428.5098 | 0.00024174 |  | 428.5098 | 0.0035137 |  | 425.6655 | 0.0056046 |  | 428.5098 | 0.00024764 |  | 427.8864 | 0.00062619 |  | 427.4277 | 0 |  | 428.5098 | 0.00054725 |  | 428.5098 | 0.0015099
| 428.7292 | 0.21392 |  | 428.7292 | 0.21392 |  | 425.8813 | 0.57084 |  | 425.88 | 0.19731 |  | 428.7292 | 0.12909 |  | 425.8813 | 0.0070976 |  | 428.7292 | -0.0012676 |  | 437.7556 | 0.0013764 |  | 428.7292 | 0 |  |  |  |  | 428.1058 | 0.030341 |  | 428.7292 | 0 |  | 428.7292 | 0.0031223 |  | 425.8813 | -7.8435e-05 |  | 428.7292 | 0 |  | 428.1058 | -0.00163 |  | 427.6467 | 0 |  | 428.7292 | -0.0034882 |  | 428.7292 | -0.001916
| 428.9486 | 0.21337 |  | 428.9486 | 0.21337 |  | 426.0972 | 0.5845 |  | 426.1 | 0.20994 |  | 428.9487 | 0.13704 |  | 426.0972 | 0.0060537 |  | 428.9487 | 0.002577 |  | 437.9753 | 0.0034952 |  | 428.9487 | 0.00182 |  |  |  |  | 428.3253 | 0.034417 |  | 428.9487 | 0.0014568 |  | 428.9487 | 0.0035197 |  | 426.0972 | -4.697e-05 |  | 428.9487 | 0.00029319 |  | 428.3253 | 0.00135 |  | 427.8657 | 0 |  | 428.9487 | 0.0026651 |  | 428.9487 | 0.00080872
| 429.1681 | 0.20394 |  | 429.1681 | 0.20394 |  | 426.313 | 0.60384 |  | 426.31 | 0.21496 |  | 429.1681 | 0.13656 |  | 426.313 | 0.0070992 |  | 429.1681 | -0.00034464 |  | 438.195 | 0.0014283 |  | 429.1681 | 0 |  |  |  |  | 428.5448 | 0.030748 |  | 429.1681 | 0 |  | 429.1681 | 0.0028971 |  | 426.313 | 0.00085241 |  | 429.1681 | 0 |  | 428.5448 | -0.00164 |  | 428.0847 | 0 |  | 429.1681 | -0.0018587 |  | 429.1681 | -0.0011644
| 429.3875 | 0.20186 |  | 429.3875 | 0.20186 |  | 426.5289 | 0.62422 |  | 426.53 | 0.22258 |  | 429.3875 | 0.14487 |  | 426.5289 | 0.0086288 |  | 429.3875 | 0.0013676 |  | 438.4148 | 0.0034363 |  | 429.3875 | 0.00143 |  |  |  |  | 428.7643 | 0.028695 |  | 429.3875 | 0.00078331 |  | 429.3875 | 0.0032711 |  | 426.5289 | 0.00056716 |  | 429.3875 | 0.00040353 |  | 428.7643 | 0.00032989 |  | 428.3037 | 0 |  | 429.3875 | -0.00043051 |  | 429.3875 | 0.00079413
| 429.607 | 0.19484 |  | 429.607 | 0.19484 |  | 426.7448 | 0.6429 |  | 426.74 | 0.2276 |  | 429.607 | 0.15058 |  | 426.7448 | 0.0069382 |  | 429.607 | 0.00019745 |  | 438.6346 | 0.0016539 |  | 429.607 | 0 |  |  |  |  | 428.9838 | 0.026896 |  | 429.607 | 0 |  | 429.607 | 0.0027871 |  | 426.7448 | 7.5603e-05 |  | 429.607 | 0 |  | 428.9838 | -0.00163 |  | 428.5227 | 0 |  | 429.607 | -0.0021225 |  | 429.607 | -0.0020273
| 429.8265 | 0.1921 |  | 429.8265 | 0.1921 |  | 426.9607 | 0.6632 |  | 426.96 | 0.23521 |  | 429.8265 | 0.15952 |  | 426.9607 | 0.0085955 |  | 429.8265 | 0.0012194 |  | 438.8543 | 0.0035383 |  | 429.8265 | 0.00145 |  |  |  |  | 429.2033 | 0.029413 |  | 429.8265 | 0.00068558 |  | 429.8264 | 0.0038257 |  | 426.9607 | 0.0030344 |  | 429.8265 | 0.00035244 |  | 429.2033 | 0.00047796 |  | 428.7417 | 0 |  | 429.8265 | -0.0013484 |  | 429.8265 | 0.00096182
| 430.0459 | 0.18127 |  | 430.0459 | 0.18127 |  | 427.1766 | 0.68282 |  | 427.18 | 0.24538 |  | 430.0459 | 0.16037 |  | 427.1766 | 0.0071803 |  | 430.0459 | -0.0014664 |  | 439.0741 | 0.0014367 |  | 430.0459 | 0 |  |  |  |  | 429.4228 | 0.025027 |  | 430.0459 | 0 |  | 430.0459 | 0.0028358 |  | 427.1766 | -0.00068617 |  | 430.0459 | 0 |  | 429.4228 | -0.00088015 |  | 428.9608 | 0 |  | 430.0459 | -0.0037963 |  | 430.0459 | -0.0011856
| 430.2654 | 0.17954 |  | 430.2654 | 0.17954 |  | 427.3925 | 0.70046 |  | 427.39 | 0.25287 |  | 430.2654 | 0.16771 |  | 427.3925 | 0.0076589 |  | 430.2654 | 0.0014759 |  | 439.2939 | 0.0040949 |  | 430.2654 | 0.00144 |  |  |  |  | 429.6424 | 0.030841 |  | 430.2654 | 0.0018997 |  | 430.2654 | 0.0036766 |  | 427.3925 | 0.0025631 |  | 430.2654 | 0.00015653 |  | 429.6424 | 0.00147 |  | 429.1798 | 0 |  | 430.2654 | 0.0011899 |  | 430.2654 | 0.0010097
| 430.485 | 0.16938 |  | 430.485 | 0.16938 |  | 427.6084 | 0.71273 |  | 427.61 | 0.26307 |  | 430.4849 | 0.16934 |  | 427.6084 | 0.0050473 |  | 430.4849 | -0.00060809 |  | 439.5137 | 0.0019167 |  | 430.485 | 0 |  |  |  |  | 429.8619 | 0.023198 |  | 430.4849 | 0 |  | 430.485 | 0.0035596 |  | 427.6084 | 0.0025996 |  | 430.485 | 0 |  | 429.8619 | -0.00118 |  | 429.3989 | 0 |  | 430.4849 | -0.0041959 |  | 430.4849 | -0.0011902
| 430.7045 | 0.16616 |  | 430.7045 | 0.16616 |  | 427.8244 | 0.73849 |  | 427.82 | 0.27321 |  | 430.7045 | 0.17906 |  | 427.8244 | 0.0099463 |  | 430.7045 | 0.0025974 |  | 439.7336 | 0.0038909 |  | 430.7045 | 0.00136 |  |  |  |  | 430.0815 | 0.025279 |  | 430.7045 | 0.0012195 |  | 430.7045 | 0.0033675 |  | 427.8244 | 0.0032783 |  | 430.7045 | 0.00012927 |  | 430.0815 | 0.00169 |  | 429.618 | 0 |  | 430.7045 | 0.0023676 |  | 430.7045 | 0.00085147
| 430.924 | 0.15704 |  | 430.924 | 0.15704 |  | 428.0403 | 0.74983 |  | 428.04 | 0.28076 |  | 430.924 | 0.18122 |  | 428.0403 | 0.0083524 |  | 430.924 | -0.00070559 |  | 439.9534 | 0.0019403 |  | 430.924 | 0 |  |  |  |  | 430.3011 | 0.022622 |  | 430.924 | 0 |  | 430.924 | 0.0026307 |  | 428.0403 | -0.0010875 |  | 430.924 | 0 |  | 430.3011 | -0.00162 |  | 429.837 | 0 |  | 430.924 | -0.0032714 |  | 430.924 | -0.002246
| 431.1436 | 0.15749 |  | 431.1436 | 0.15749 |  | 428.2563 | 0.76982 |  | 428.26 | 0.28825 |  | 431.1436 | 0.19022 |  | 428.2563 | 0.0095517 |  | 431.1436 | 0.0018608 |  | 440.1732 | 0.0039048 |  | 431.1436 | 0.00113 |  |  |  |  | 430.5207 | 0.025402 |  | 431.1436 | 0.00095959 |  | 431.1436 | 0.0045833 |  | 428.2563 | 1.6171e-05 |  | 431.1436 | 0.00033104 |  | 430.5207 | 0.00074014 |  | 430.0561 | 0 |  | 431.1436 | 0.0019417 |  | 431.1436 | 0.00096515
| 431.3631 | 0.15104 |  | 431.3631 | 0.15104 |  | 428.4723 | 0.78262 |  | 428.47 | 0.29849 |  | 431.3631 | 0.19537 |  | 428.4723 | 0.010579 |  | 431.3631 | -0.00013035 |  | 440.3931 | 0.0017242 |  | 431.3631 | 0 |  |  |  |  | 430.7404 | 0.022739 |  | 431.3631 | 0 |  | 431.3631 | 0.0027287 |  | 428.4723 | -0.0015101 |  | 431.3631 | 0 |  | 430.7403 | -0.00206 |  | 430.2752 | 0 |  | 431.3631 | -0.0032864 |  | 431.3631 | -0.0020486
| 431.5827 | 0.15082 |  | 431.5827 | 0.15082 |  | 428.6882 | 0.8033 |  | 428.69 | 0.30351 |  | 431.5827 | 0.20973 |  | 428.6882 | 0.010059 |  | 431.5827 | 0.0017959 |  | 440.613 | 0.003852 |  | 431.5827 | 0.00172 |  |  |  |  | 430.96 | 0.024952 |  | 431.5827 | 0.00096467 |  | 431.5827 | 0.0036863 |  | 428.6882 | 0.0040445 |  | 431.5827 | 0.00027407 |  | 430.96 | 0.00109 |  | 430.4943 | 0 |  | 431.5827 | 0.0014423 |  | 431.5827 | 0.0007113
| 431.8023 | 0.14579 |  | 431.8023 | 0.14579 |  | 428.9042 | 0.8209 |  | 428.9 | 0.31861 |  | 431.8023 | 0.2181 |  | 428.9042 | 0.011168 |  | 431.8023 | -0.0013423 |  | 440.8329 | 0.0018309 |  | 431.8023 | 0 |  |  |  |  | 431.1796 | 0.022144 |  | 431.8023 | 0 |  | 431.8023 | 0.0028847 |  | 428.9042 | -0.0010703 |  | 431.8023 | 0 |  | 431.1796 | -0.0012 |  | 430.7134 | 0 |  | 431.8023 | -0.0026807 |  | 431.8023 | -0.0019616
| 432.0219 | 0.14545 |  | 432.0219 | 0.14545 |  | 429.1203 | 0.83631 |  | 429.12 | 0.32632 |  | 432.0219 | 0.22883 |  | 429.1203 | 0.011364 |  | 432.0219 | 0.0030936 |  | 441.0527 | 0.0035944 |  | 432.0219 | 0.00198 |  |  |  |  | 431.3993 | 0.024154 |  | 432.0219 | 0.0016021 |  | 432.0219 | 0.0041092 |  | 429.1203 | 0.0025297 |  | 432.0219 | 0.00034582 |  | 431.3993 | 0.00133 |  | 430.9326 | 0 |  | 432.0219 | 0.002089 |  | 432.0219 | 0.0019705
| 432.2415 | 0.13693 |  | 432.2415 | 0.13693 |  | 429.3363 | 0.84465 |  | 429.34 | 0.33633 |  | 432.2415 | 0.23484 |  | 429.3363 | 0.011461 |  | 432.2415 | 0.00031116 |  | 441.2726 | 0.0019033 |  | 432.2415 | 0 |  |  |  |  | 431.619 | 0.019795 |  | 432.2415 | 0 |  | 432.2415 | 0.0034059 |  | 429.3363 | -0.00048022 |  | 432.2415 | 0 |  | 431.619 | -0.00109 |  | 431.1517 | 0 |  | 432.2415 | -0.0030695 |  | 432.2415 | -0.0016139
| 432.4612 | 0.13453 |  | 432.4612 | 0.13453 |  | 429.5523 | 0.86585 |  | 429.55 | 0.35159 |  | 432.4612 | 0.24329 |  | 429.5523 | 0.010984 |  | 432.4612 | 0.002481 |  | 441.4926 | 0.0037116 |  | 432.4611 | 0.00187 |  |  |  |  | 431.8387 | 0.02329 |  | 432.4612 | 0.00054872 |  | 432.4612 | 0.0037173 |  | 429.5523 | 0.0028916 |  | 432.4611 | 0.00028498 |  | 431.8387 | 0.00069739 |  | 431.3708 | 0 |  | 432.4612 | 0.00024165 |  | 432.4612 | 0.001934
| 432.6808 | 0.12544 |  | 432.6808 | 0.12544 |  | 429.7684 | 0.87987 |  | 429.77 | 0.35907 |  | 432.6808 | 0.24565 |  | 429.7684 | 0.012127 |  | 432.6808 | -0.00032003 |  | 441.7125 | 0.0018764 |  | 432.6808 | 0 |  |  |  |  | 432.0584 | 0.016996 |  | 432.6808 | 0 |  | 432.6808 | 0.0028487 |  | 429.7684 | 0.00025144 |  | 432.6808 | 0 |  | 432.0584 | -0.0005655 |  | 431.59 | 0 |  | 432.6808 | -0.002347 |  | 432.6808 | -0.0020321
| 432.9005 | 0.12352 |  | 432.9005 | 0.12352 |  | 429.9844 | 0.89137 |  | 429.98 | 0.36669 |  | 432.9005 | 0.2577 |  | 429.9844 | 0.012626 |  | 432.9005 | 0.0011939 |  | 441.9324 | 0.0039108 |  | 432.9005 | 0.00159 |  |  |  |  | 432.2781 | 0.020565 |  | 432.9005 | 0.00044786 |  | 432.9005 | 0.003945 |  | 429.9844 | 4.1639e-05 |  | 432.9005 | 0.00037161 |  | 432.2781 | 0.00042433 |  | 431.8092 | 0 |  | 432.9005 | -0.00093986 |  | 432.9005 | 0.0011239
| 433.1202 | 0.11597 |  | 433.1202 | 0.11597 |  | 430.2005 | 0.90622 |  | 430.2 | 0.37686 |  | 433.1202 | 0.26205 |  | 430.2005 | 0.012368 |  | 433.1202 | 6.2051e-06 |  | 442.1523 | 0.0018924 |  | 433.1202 | 0 |  |  |  |  | 432.4979 | 0.016971 |  | 433.1202 | 0 |  | 433.1201 | 0.0035799 |  | 430.2005 | -0.0026918 |  | 433.1202 | 0 |  | 432.4979 | -0.00225 |  | 432.0284 | 0 |  | 433.1202 | -0.0032654 |  | 433.1202 | -0.00087257
| 433.3398 | 0.11431 |  | 433.3398 | 0.11431 |  | 430.4166 | 0.91852 |  | 430.42 | 0.38687 |  | 433.3398 | 0.27487 |  | 430.4166 | 0.013559 |  | 433.3398 | 0.0028885 |  | 442.3723 | 0.003987 |  | 433.3398 | 0.00158 |  |  |  |  | 432.7176 | 0.020288 |  | 433.3398 | 0.0008778 |  | 433.3398 | 0.0037004 |  | 430.4166 | 0.0029908 |  | 433.3398 | 0.00041114 |  | 432.7176 | 0.00234 |  | 432.2475 | 0 |  | 433.3398 | -4.5515e-05 |  | 433.3398 | 0.00040991
| 433.5595 | 0.10994 |  | 433.5595 | 0.10994 |  | 430.6327 | 0.93012 |  | 430.63 | 0.40203 |  | 433.5595 | 0.28141 |  | 430.6327 | 0.012274 |  | 433.5595 | -0.00062385 |  | 442.5923 | 0.0017338 |  | 433.5595 | 0 |  |  |  |  | 432.9374 | 0.017401 |  | 433.5595 | 0 |  | 433.5595 | 0.0028461 |  | 430.6327 | 0.0015096 |  | 433.5595 | 0 |  | 432.9374 | -0.00138 |  | 432.4667 | 0 |  | 433.5595 | -0.0042287 |  | 433.5595 | -0.00033031
| 433.7793 | 0.10687 |  | 433.7793 | 0.10687 |  | 430.8487 | 0.94379 |  | 430.85 | 0.41233 |  | 433.7793 | 0.29691 |  | 430.8488 | 0.016269 |  | 433.7793 | 0.0026329 |  | 442.8123 | 0.0039513 |  | 433.7793 | 0.00072197 |  |  |  |  | 433.1572 | 0.019508 |  | 433.7793 | 0.00052992 |  | 433.7793 | 0.0040009 |  | 430.8488 | 0.0011608 |  | 433.7793 | 0.00040534 |  | 433.1572 | 0.00030099 |  | 432.6859 | 0 |  | 433.7793 | -0.0013259 |  | 433.7793 | 0.00023424
| 433.999 | 0.10245 |  | 433.999 | 0.10245 |  | 431.0649 | 0.95282 |  | 431.06 | 0.42478 |  | 433.999 | 0.30418 |  | 431.0649 | 0.016244 |  | 433.999 | -0.00075823 |  | 443.0323 | 0.0020634 |  | 433.999 | 0 |  |  |  |  | 433.377 | 0.017547 |  | 433.999 | 0 |  | 433.999 | 0.0036621 |  | 431.0649 | 0.00022535 |  | 433.999 | 0 |  | 433.377 | -0.00241 |  | 432.9052 | 0 |  | 433.999 | -0.0028305 |  | 433.999 | -0.0019241
| 434.2187 | 0.10291 |  | 434.2187 | 0.10291 |  | 431.281 | 0.96612 |  | 431.28 | 0.43997 |  | 434.2187 | 0.31885 |  | 431.281 | 0.01592 |  | 434.2187 | 0.0021228 |  | 443.2523 | 0.0042206 |  | 434.2188 | 0.00102 |  |  |  |  | 433.5968 | 0.019036 |  | 434.2187 | 0.00059898 |  | 434.2188 | 0.004281 |  | 431.281 | 0.0014901 |  | 434.2188 | 0.00029644 |  | 433.5968 | 0.00116 |  | 433.1244 | 0 |  | 434.2187 | 0.00057997 |  | 434.2187 | 0.00034792
| 434.4385 | 0.09783 |  | 434.4385 | 0.09783 |  | 431.4972 | 0.97034 |  | 431.5 | 0.44762 |  | 434.4385 | 0.3282 |  | 431.4972 | 0.017853 |  | 434.4385 | 0.00065951 |  | 443.4723 | 0.0020894 |  | 434.4385 | 0 |  |  |  |  | 433.8166 | 0.01635 |  | 434.4385 | 0 |  | 434.4385 | 0.0035425 |  | 431.4972 | 0.00032534 |  | 434.4385 | 0 |  | 433.8166 | -0.00138 |  | 433.3436 | 0 |  | 434.4385 | -0.0021673 |  | 434.4385 | -0.001876
| 434.6583 | 0.09518 |  | 434.6583 | 0.09518 |  | 431.7133 | 0.98081 |  | 431.71 | 0.46278 |  | 434.6583 | 0.33874 |  | 431.7133 | 0.016501 |  | 434.6583 | 0.0033572 |  | 443.6923 | 0.0040984 |  | 434.6583 | 0.00128 |  |  |  |  | 434.0364 | 0.018491 |  | 434.6583 | 0.0012877 |  | 434.6583 | 0.0040138 |  | 431.7133 | 0.0031985 |  | 434.6583 | 0.00030969 |  | 434.0364 | 0.00187 |  | 433.5629 | 0 |  | 434.6583 | -0.00051284 |  | 434.6583 | 0.00083605
| 434.878 | 0.08947 |  | 434.878 | 0.08947 |  | 431.9295 | 0.97976 |  | 431.93 | 0.47033 |  | 434.8781 | 0.33947 |  | 431.9295 | 0.016589 |  | 434.8781 | -0.00013518 |  | 443.9123 | 0.0022766 |  | 434.878 | 0 |  |  |  |  | 434.2563 | 0.013385 |  | 434.8781 | 0 |  | 434.8781 | 0.0026676 |  | 431.9295 | -0.0019719 |  | 434.878 | 0 |  | 434.2563 | -0.00136 |  | 433.7821 | 0 |  | 434.8781 | -0.0018215 |  | 434.8781 | -0.0012175
| 435.0978 | 0.08649 |  | 435.0978 | 0.08649 |  | 432.1456 | 0.98698 |  | 432.15 | 0.48549 |  | 435.0978 | 0.34679 |  | 432.1456 | 0.017779 |  | 435.0978 | 0.0030828 |  | 444.1324 | 0.0041232 |  | 435.0978 | 0.00135 |  |  |  |  | 434.4761 | 0.017045 |  | 435.0978 | 0.0012366 |  | 435.0978 | 0.0039866 |  | 432.1456 | 0.0010273 |  | 435.0978 | 0.00022125 |  | 434.4762 | 0.00206 |  | 434.0014 | 0 |  | 435.0978 | 0.0012389 |  | 435.0978 | 0.00089756
| 435.3177 | 0.08065 |  | 435.3177 | 0.08065 |  | 432.3618 | 0.99124 |  | 432.36 | 0.498 |  | 435.3177 | 0.35234 |  | 432.3618 | 0.015952 |  | 435.3177 | 0.0015054 |  | 444.3524 | 0.0022707 |  | 435.3177 | 0 |  |  |  |  | 434.696 | 0.01436 |  | 435.3177 | 0 |  | 435.3177 | 0.0036612 |  | 432.3618 | 0.00042198 |  | 435.3177 | 0 |  | 434.696 | -0.0012 |  | 434.2207 | 0 |  | 435.3177 | -0.0020534 |  | 435.3177 | -0.0014319
| 435.5375 | 0.08016 |  | 435.5375 | 0.08016 |  | 432.578 | 1 |  | 432.58 | 0.50824 |  | 435.5375 | 0.36558 |  | 432.578 | 0.020605 |  | 435.5375 | 0.0045195 |  | 444.5725 | 0.004408 |  | 435.5375 | 0.00162 |  |  |  |  | 434.9159 | 0.01635 |  | 435.5375 | 0.0013193 |  | 435.5375 | 0.0037493 |  | 432.578 | 0.0011824 |  | 435.5375 | 0.00020331 |  | 434.9159 | 0.00093163 |  | 434.44 | 0 |  | 435.5375 | 0.001655 |  | 435.5375 | 0.00079064
| 435.7573 | 0.07634 |  | 435.7573 | 0.07634 |  | 432.7942 | 0.99796 |  | 432.79 | 0.52842 |  | 435.7573 | 0.37804 |  | 432.7943 | 0.018996 |  | 435.7573 | 0.00095293 |  | 444.7926 | 0.0024746 |  | 435.7573 | 9.2214e-05 |  |  |  |  | 435.1358 | 0.012621 |  | 435.7573 | 0 |  | 435.7573 | 0.0034563 |  | 432.7943 | 2.9212e-06 |  | 435.7573 | 0 |  | 435.1358 | -0.0005919 |  | 434.6593 | 0 |  | 435.7573 | -0.0022249 |  | 435.7573 | -0.0010895
| 435.9772 | 0.07559 |  | 435.9772 | 0.07559 |  | 433.0105 | 0.99633 |  | 433.01 | 0.53335 |  | 435.9772 | 0.39304 |  | 433.0105 | 0.021331 |  | 435.9772 | 0.0023138 |  | 445.0127 | 0.0044559 |  | 435.9772 | 0.00107 |  |  |  |  | 435.3558 | 0.014655 |  | 435.9772 | 0.00028669 |  | 435.9772 | 0.0043311 |  | 433.0105 | -0.0002913 |  | 435.9772 | 5.942e-05 |  | 435.3558 | 0.00075322 |  | 434.8786 | 0 |  | 435.9772 | -0.00086471 |  | 435.9772 | 0.00083679
| 436.197 | 0.07237 |  | 436.197 | 0.07237 |  | 433.2267 | 0.99839 |  | 433.23 | 0.54352 |  | 436.197 | 0.40162 |  | 433.2267 | 0.021944 |  | 436.197 | 0.0010919 |  | 445.2328 | 0.002669 |  | 436.197 | 0 |  |  |  |  | 435.5757 | 0.01307 |  | 436.197 | 0 |  | 436.1971 | 0.0032602 |  | 433.2267 | -5.8361e-05 |  | 436.197 | 0 |  | 435.5757 | -0.00197 |  | 435.0979 | 0 |  | 436.197 | -0.0021527 |  | 436.197 | -0.0014341
| 436.4169 | 0.0723 |  | 436.4169 | 0.0723 |  | 433.4429 | 0.98846 |  | 433.44 | 0.5638 |  | 436.4169 | 0.41489 |  | 433.4429 | 0.020926 |  | 436.4169 | 0.004556 |  | 445.4529 | 0.0047622 |  | 436.4169 | 0.00163 |  |  |  |  | 435.7957 | 0.014412 |  | 436.4169 | 0.00063618 |  | 436.4169 | 0.0042194 |  | 433.4429 | 0.0024316 |  | 436.4169 | 0.00019509 |  | 435.7957 | 0.00087384 |  | 435.3173 | 0 |  | 436.4169 | 0.0015243 |  | 436.4169 | 0.00067799
| 436.6368 | 0.06762 |  | 436.6368 | 0.06762 |  | 433.6592 | 0.99375 |  | 433.66 | 0.57388 |  | 436.6368 | 0.42539 |  | 433.6592 | 0.022607 |  | 436.6368 | 0.00231 |  | 445.673 | 0.0026234 |  | 436.6368 | 3.2348e-05 |  |  |  |  | 436.0156 | 0.01162 |  | 436.6368 | 0 |  | 436.6368 | 0.0035775 |  | 433.6592 | -0.00069803 |  | 436.6368 | 0 |  | 436.0156 | -0.00167 |  | 435.5366 | 0 |  | 436.6368 | -0.0016462 |  | 436.6368 | -0.0011481
| 436.8567 | 0.06772 |  | 436.8567 | 0.06772 |  | 433.8755 | 0.98807 |  | 433.88 | 0.59144 |  | 436.8567 | 0.44046 |  | 433.8755 | 0.024275 |  | 436.8567 | 0.003341 |  | 445.8931 | 0.0044717 |  | 436.8567 | 0.0014 |  |  |  |  | 436.2356 | 0.014398 |  | 436.8567 | 0.00073239 |  | 436.8567 | 0.0033526 |  | 433.8755 | 0.0030414 |  | 436.8567 | 0.00015999 |  | 436.2356 | 0.00097855 |  | 435.756 | 0 |  | 436.8567 | 0.00095599 |  | 436.8567 | 0.00078765
| 437.0766 | 0.06335 |  | 437.0766 | 0.06335 |  | 434.0917 | 0.97863 |  | 434.09 | 0.60177 |  | 437.0767 | 0.44781 |  | 434.0917 | 0.023598 |  | 437.0767 | 0.0019899 |  | 446.1133 | 0.0030689 |  | 437.0767 | 0 |  |  |  |  | 436.4556 | 0.012252 |  | 437.0767 | 0 |  | 437.0767 | 0.0032637 |  | 434.0917 | -0.0014423 |  | 437.0767 | 0 |  | 436.4556 | -0.00056414 |  | 435.9753 | 0 |  | 437.0767 | -0.0024809 |  | 437.0767 | -0.001721
| 437.2966 | 0.06337 |  | 437.2966 | 0.06337 |  | 434.308 | 0.97292 |  | 434.31 | 0.61691 |  | 437.2966 | 0.46371 |  | 434.308 | 0.025277 |  | 437.2966 | 0.0042928 |  | 446.3334 | 0.0049332 |  | 437.2966 | 0.00131 |  |  |  |  | 436.6756 | 0.012047 |  | 437.2966 | 0.00068744 |  | 437.2966 | 0.0039888 |  | 434.308 | 0.0043704 |  | 437.2966 | 0.00033018 |  | 436.6756 | 0.00136 |  | 436.1947 | 0 |  | 437.2966 | 0.00058498 |  | 437.2966 | 0.0006342
| 437.5165 | 0.05998 |  | 437.5165 | 0.05998 |  | 434.5244 | 0.96447 |  | 434.52 | 0.63444 |  | 437.5165 | 0.47456 |  | 434.5244 | 0.024039 |  | 437.5165 | 0.0020545 |  | 446.5536 | 0.0033507 |  | 437.5165 | 6.0701e-05 |  |  |  |  | 436.8956 | 0.010976 |  | 437.5165 | 0 |  | 437.5165 | 0.003614 |  | 434.5244 | 0.0044073 |  | 437.5165 | 0 |  | 436.8956 | -0.00082126 |  | 436.4141 | 0 |  | 437.5165 | -0.0015522 |  | 437.5165 | -0.0017057
| 437.7365 | 0.06008 |  | 437.7365 | 0.06008 |  | 434.7407 | 0.96097 |  | 434.74 | 0.64711 |  | 437.7365 | 0.48663 |  | 434.7407 | 0.025746 |  | 437.7365 | 0.0048 |  | 446.7738 | 0.0050908 |  | 437.7365 | 0.00084759 |  |  |  |  | 437.1157 | 0.013535 |  | 437.7365 | 0.00048173 |  | 437.7365 | 0.0039708 |  | 434.7407 | 0.00071254 |  | 437.7365 | 0.00028717 |  | 437.1157 | 0.00078859 |  | 436.6335 | 0 |  | 437.7365 | 0.0002654 |  | 437.7365 | 0.00083547
| 437.9565 | 0.05548 |  | 437.9565 | 0.05548 |  | 434.957 | 0.9461 |  | 434.96 | 0.66473 |  | 437.9565 | 0.49107 |  | 434.957 | 0.028558 |  | 437.9565 | 0.0022219 |  | 446.994 | 0.0030558 |  | 437.9565 | 0 |  |  |  |  | 437.3357 | 0.0099601 |  | 437.9565 | 0 |  | 437.9565 | 0.0027542 |  | 434.957 | -0.0032135 |  | 437.9565 | 0 |  | 437.3357 | -0.00105 |  | 436.8528 | 0 |  | 437.9565 | -0.0017371 |  | 437.9565 | -0.001686
| 438.1765 | 0.05711 |  | 438.1765 | 0.05711 |  | 435.1733 | 0.94211 |  | 435.17 | 0.67996 |  | 438.1765 | 0.5122 |  | 435.1733 | 0.030315 |  | 438.1765 | 0.0042967 |  | 447.2142 | 0.0052033 |  | 438.1764 | 0.00126 |  |  |  |  | 437.5558 | 0.011267 |  | 438.1765 | 0.0012309 |  | 438.1765 | 0.0045023 |  | 435.1733 | -0.0031686 |  | 438.1764 | 0.00011076 |  | 437.5558 | 0.00055231 |  | 437.0723 | 0 |  | 438.1765 | -0.00066798 |  | 438.1765 | 0.0010814
| 438.3965 | 0.05292 |  | 438.3965 | 0.05292 |  | 435.3897 | 0.93147 |  | 435.39 | 0.69263 |  | 438.3965 | 0.5227 |  | 435.3897 | 0.027521 |  | 438.3965 | 0.0023481 |  | 447.4344 | 0.0035072 |  | 438.3965 | 0 |  |  |  |  | 437.7759 | 0.011697 |  | 438.3965 | 0 |  | 438.3965 | 0.0032813 |  | 435.3897 | -0.0017816 |  | 438.3965 | 0 |  | 437.7759 | -0.00105 |  | 437.2917 | 0 |  | 438.3965 | -0.0027997 |  | 438.3965 | -0.0020365
| 438.6165 | 0.05518 |  | 438.6165 | 0.05518 |  | 435.606 | 0.92363 |  | 435.61 | 0.70763 |  | 438.6165 | 0.54237 |  | 435.606 | 0.031455 |  | 438.6165 | 0.0068811 |  | 447.6546 | 0.0054242 |  | 438.6165 | 0.00204 |  |  |  |  | 437.996 | 0.014104 |  | 438.6165 | 0.0017943 |  | 438.6165 | 0.0043768 |  | 435.606 | 0.0038223 |  | 438.6165 | 0.00056602 |  | 437.996 | 0.00139 |  | 437.5111 | 0 |  | 438.6165 | 0.0024381 |  | 438.6165 | 0.0025678
| 438.8365 | 0.05121 |  | 438.8365 | 0.05121 |  | 435.8224 | 0.90852 |  | 435.82 | 0.71755 |  | 438.8365 | 0.55672 |  | 435.8224 | 0.030086 |  | 438.8365 | 0.0024461 |  | 447.8749 | 0.0034525 |  | 438.8365 | 0.00010932 |  |  |  |  | 438.2161 | 0.0097673 |  | 438.8365 | 0 |  | 438.8365 | 0.0028539 |  | 435.8224 | 0.0007232 |  | 438.8365 | 0 |  | 438.2161 | -0.00128 |  | 437.7306 | 0 |  | 438.8365 | -0.0035426 |  | 438.8365 | -0.0015896
| 439.0566 | 0.05203 |  | 439.0566 | 0.05203 |  | 436.0388 | 0.89741 |  | 436.04 | 0.73805 |  | 439.0566 | 0.57517 |  | 436.0388 | 0.033606 |  | 439.0566 | 0.0057369 |  | 448.0951 | 0.0058283 |  | 439.0566 | 0.00123 |  |  |  |  | 438.4362 | 0.010786 |  | 439.0566 | 0.0010861 |  | 439.0565 | 0.0035573 |  | 436.0388 | 0.0039309 |  | 439.0566 | 0.00029305 |  | 438.4362 | 0.00037563 |  | 437.95 | 0 |  | 439.0566 | -0.00059191 |  | 439.0566 | 0.0012906
| 439.2766 | 0.04801 |  | 439.2766 | 0.04801 |  | 436.2552 | 0.88642 |  | 436.26 | 0.74544 |  | 439.2766 | 0.58648 |  | 436.2552 | 0.032864 |  | 439.2766 | 0.0031625 |  | 448.3154 | 0.0036599 |  | 439.2766 | 0 |  |  |  |  | 438.6564 | 0.0077435 |  | 439.2766 | 0 |  | 439.2766 | 0.0035776 |  | 436.2552 | 0.00040435 |  | 439.2766 | 0 |  | 438.6564 | -0.00098745 |  | 438.1695 | 0 |  | 439.2766 | -0.002842 |  | 439.2766 | -0.0018884
| 439.4967 | 0.05027 |  | 439.4967 | 0.05027 |  | 436.4716 | 0.87372 |  | 436.47 | 0.77056 |  | 439.4967 | 0.60421 |  | 436.4716 | 0.036313 |  | 439.4967 | 0.0064832 |  | 448.5356 | 0.0056811 |  | 439.4967 | 0.00173 |  |  |  |  | 438.8765 | 0.012703 |  | 439.4967 | 0.00084176 |  | 439.4967 | 0.0038198 |  | 436.4716 | 0.0027196 |  | 439.4967 | 0.00019484 |  | 438.8765 | 0.00155 |  | 438.3889 | 0 |  | 439.4967 | 0.0014416 |  | 439.4967 | 0.0016018
| 439.7168 | 0.04663 |  | 439.7168 | 0.04663 |  | 436.688 | 0.85827 |  | 436.69 | 0.78073 |  | 439.7168 | 0.61058 |  | 436.688 | 0.033426 |  | 439.7168 | 0.003128 |  | 448.7559 | 0.0038864 |  | 439.7168 | 0 |  |  |  |  | 439.0967 | 0.0095149 |  | 439.7168 | 0 |  | 439.7168 | 0.0036467 |  | 436.688 | -0.00054338 |  | 439.7168 | 0 |  | 439.0967 | -0.00134 |  | 438.6084 | 0 |  | 439.7168 | -0.00327 |  | 439.7168 | -0.0020255
| 439.9369 | 0.04748 |  | 439.9369 | 0.04748 |  | 436.9044 | 0.8437 |  | 436.9 | 0.79352 |  | 439.9369 | 0.6226 |  | 436.9044 | 0.039598 |  | 439.9369 | 0.006919 |  | 448.9762 | 0.0059004 |  | 439.9369 | 0.00183 |  |  |  |  | 439.3169 | 0.010524 |  | 439.9369 | 0.00050307 |  | 439.9369 | 0.0036843 |  | 436.9044 | -0.00047111 |  | 439.9369 | 0.00029304 |  | 439.3169 | 0.00111 |  | 438.8279 | 0 |  | 439.9369 | 0.00098202 |  | 439.9369 | 0.001481
| 440.157 | 0.04344 |  | 440.157 | 0.04344 |  | 437.1209 | 0.82579 |  | 437.12 | 0.80869 |  | 440.157 | 0.62936 |  | 437.1209 | 0.038632 |  | 440.157 | 0.0045192 |  | 449.1965 | 0.004348 |  | 440.157 | 0 |  |  |  |  | 439.5371 | 0.0073492 |  | 440.157 | 0 |  | 440.157 | 0.0028331 |  | 437.1209 | -0.00010924 |  | 440.157 | 0 |  | 439.5371 | -0.00101 |  | 439.0474 | 0 |  | 440.157 | -0.0027155 |  | 440.157 | -0.0010876
| 440.3771 | 0.0453 |  | 440.3771 | 0.0453 |  | 437.3373 | 0.81363 |  | 437.34 | 0.8212 |  | 440.3771 | 0.64877 |  | 437.3373 | 0.04035 |  | 440.3771 | 0.0066019 |  | 449.4168 | 0.0062259 |  | 440.3771 | 0.00148 |  |  |  |  | 439.7573 | 0.011425 |  | 440.3771 | 0.0012025 |  | 440.3771 | 0.0033758 |  | 437.3373 | 0.0026926 |  | 440.3771 | 0.00018062 |  | 439.7573 | 0.00107 |  | 439.2669 | 0 |  | 440.3771 | -0.00027321 |  | 440.3771 | 0.001039
| 440.5972 | 0.04196 |  | 440.5972 | 0.04196 |  | 437.5538 | 0.79077 |  | 437.55 | 0.83636 |  | 440.5973 | 0.65961 |  | 437.5538 | 0.041475 |  | 440.5973 | 0.0047028 |  | 449.6371 | 0.004184 |  | 440.5973 | 0 |  |  |  |  | 439.9775 | 0.0070116 |  | 440.5973 | 0 |  | 440.5973 | 0.0036278 |  | 437.5538 | 0.0010366 |  | 440.5973 | 0 |  | 439.9775 | -0.00060425 |  | 439.4865 | 0 |  | 440.5973 | -0.002687 |  | 440.5973 | -0.0011511
| 440.8174 | 0.04325 |  | 440.8174 | 0.04325 |  | 437.7703 | 0.78222 |  | 437.77 | 0.84391 |  | 440.8174 | 0.67161 |  | 437.7703 | 0.041891 |  | 440.8174 | 0.0081277 |  | 449.8575 | 0.0064587 |  | 440.8174 | 0.0022 |  |  |  |  | 440.1977 | 0.010033 |  | 440.8174 | 0.00086995 |  | 440.8174 | 0.0037843 |  | 437.7703 | 0.0012789 |  | 440.8174 | 0.0004484 |  | 440.1977 | 0.00227 |  | 439.706 | 0 |  | 440.8174 | 0.0017413 |  | 440.8174 | 0.0012571
| 441.0376 | 0.03899 |  | 441.0376 | 0.03899 |  | 437.9868 | 0.76369 |  | 437.99 | 0.85891 |  | 441.0376 | 0.67872 |  | 437.9868 | 0.045214 |  | 441.0376 | 0.0047405 |  | 450.0779 | 0.0048148 |  | 441.0376 | 0 |  |  |  |  | 440.418 | 0.0066351 |  | 441.0376 | 0 |  | 441.0376 | 0.0029477 |  | 437.9868 | 0.0010845 |  | 441.0376 | 0 |  | 440.418 | -0.0007709 |  | 439.9255 | 0 |  | 441.0376 | -0.0020299 |  | 441.0376 | -0.00095557
| 441.2577 | 0.03956 |  | 441.2577 | 0.03956 |  | 438.2033 | 0.74488 |  | 438.2 | 0.87155 |  | 441.2578 | 0.70037 |  | 438.2033 | 0.047131 |  | 441.2578 | 0.0073965 |  | 450.2982 | 0.0066125 |  | 441.2577 | 0.00144 |  |  |  |  | 440.6383 | 0.0095334 |  | 441.2578 | 0.00054831 |  | 441.2578 | 0.0038287 |  | 438.2033 | 0.0014327 |  | 441.2577 | 0.00029436 |  | 440.6383 | 0.0013 |  | 440.1451 | 0 |  | 441.2578 | -0.00048637 |  | 441.2578 | 0.0012422
| 441.478 | 0.03741 |  | 441.478 | 0.03741 |  | 438.4198 | 0.72921 |  | 438.42 | 0.88176 |  | 441.4779 | 0.70889 |  | 438.4198 | 0.04897 |  | 441.4779 | 0.0058497 |  | 450.5186 | 0.0050921 |  | 441.4779 | 0.00050057 |  |  |  |  | 440.8585 | 0.0073275 |  | 441.4779 | 0 |  | 441.4779 | 0.0030356 |  | 438.4198 | -0.0050274 |  | 441.4779 | 0 |  | 440.8585 | -0.00134 |  | 440.3647 | 0 |  | 441.4779 | -0.00067978 |  | 441.4779 | -0.0010782
| 441.6982 | 0.03886 |  | 441.6982 | 0.03886 |  | 438.6363 | 0.71056 |  | 438.64 | 0.89426 |  | 441.6982 | 0.72332 |  | 438.6363 | 0.048751 |  | 441.6982 | 0.0091973 |  | 450.739 | 0.0068381 |  | 441.6981 | 0.00171 |  |  |  |  | 441.0788 | 0.0096482 |  | 441.6982 | 0.00088827 |  | 441.6982 | 0.0034363 |  | 438.6363 | 0.0020788 |  | 441.6981 | 0.00043304 |  | 441.0788 | 0.00073351 |  | 440.5842 | 0 |  | 441.6982 | 0.0013191 |  | 441.6982 | 0.0010081
| 441.9184 | 0.03537 |  | 441.9184 | 0.03537 |  | 438.8529 | 0.69878 |  | 438.85 | 0.90681 |  | 441.9184 | 0.7365 |  | 438.8529 | 0.050546 |  | 441.9184 | 0.0068747 |  | 450.9594 | 0.0051319 |  | 441.9184 | 0 |  |  |  |  | 441.2992 | 0.007497 |  | 441.9184 | 0 |  | 441.9184 | 0.0028984 |  | 438.8529 | 0.001666 |  | 441.9184 | 0 |  | 441.2991 | -0.00038544 |  | 440.8038 | 0 |  | 441.9184 | -0.0018247 |  | 441.9184 | -0.00096005
| 442.1386 | 0.03623 |  | 442.1386 | 0.03623 |  | 439.0694 | 0.6799 |  | 439.07 | 0.922 |  | 442.1386 | 0.75072 |  | 439.0694 | 0.053389 |  | 442.1386 | 0.0076117 |  | 451.1797 | 0.0069067 |  | 442.1386 | 0.00124 |  |  |  |  | 441.5195 | 0.0086026 |  | 442.1386 | 0.00070784 |  | 442.1386 | 0.0031897 |  | 439.0694 | 0.00081938 |  | 442.1386 | 0.00030378 |  | 441.5195 | 0.00053302 |  | 441.0234 | 0 |  | 442.1386 | -0.0010269 |  | 442.1386 | 0.0010101
| 442.3589 | 0.03403 |  | 442.3589 | 0.03403 |  | 439.286 | 0.66483 |  | 439.29 | 0.93204 |  | 442.3589 | 0.75871 |  | 439.286 | 0.056538 |  | 442.3589 | 0.0066661 |  | 451.4001 | 0.005583 |  | 442.3589 | 0.00037373 |  |  |  |  | 441.7398 | 0.0055568 |  | 442.3589 | 0 |  | 442.3589 | 0.0028107 |  | 439.286 | 9.2825e-05 |  | 442.3589 | 0 |  | 441.7398 | -0.00153 |  | 441.243 | 0 |  | 442.3589 | -7.1742e-05 |  | 442.3589 | -0.00066811
| 442.5791 | 0.03441 |  | 442.5791 | 0.03441 |  | 439.5025 | 0.64856 |  | 439.5 | 0.94487 |  | 442.5791 | 0.77294 |  | 439.5025 | 0.058635 |  | 442.5791 | 0.009452 |  | 451.6206 | 0.0074497 |  | 442.5791 | 0.002 |  |  |  |  | 441.9602 | 0.0099005 |  | 442.5791 | 0.0010118 |  | 442.5791 | 0.0034175 |  | 439.5025 | -0.00093795 |  | 442.5791 | 0.00030322 |  | 441.9602 | 0.00099314 |  | 441.4626 | 0 |  | 442.5791 | 0.00069015 |  | 442.5791 | 0.0017966
| 442.7994 | 0.03261 |  | 442.7994 | 0.03261 |  | 439.7191 | 0.63475 |  | 439.72 | 0.94724 |  | 442.7994 | 0.78979 |  | 439.7191 | 0.058558 |  | 442.7994 | 0.0084815 |  | 451.841 | 0.005902 |  | 442.7994 | 0.00028332 |  |  |  |  | 442.1805 | 0.0075217 |  | 442.7994 | 0 |  | 442.7994 | 0.0030097 |  | 439.7191 | 0.002394 |  | 442.7994 | 0 |  | 442.1805 | -0.00191 |  | 441.6823 | 0 |  | 442.7994 | -0.00087961 |  | 442.7994 | -0.00034099
| 443.0197 | 0.0337 |  | 443.0197 | 0.0337 |  | 439.9357 | 0.62184 |  | 439.94 | 0.96234 |  | 443.0197 | 0.81119 |  | 439.9357 | 0.060867 |  | 443.0197 | 0.010027 |  | 452.0615 | 0.0076265 |  | 443.0197 | 0.00148 |  |  |  |  | 442.4009 | 0.0098582 |  | 443.0197 | 0.00098989 |  | 443.0197 | 0.0038535 |  | 439.9357 | 0.0046821 |  | 443.0197 | 0.00041198 |  | 442.4009 | 0.0007952 |  | 441.9019 | 0 |  | 443.0197 | 0.0013622 |  | 443.0197 | 0.00087847
| 443.24 | 0.03095 |  | 443.24 | 0.03095 |  | 440.1523 | 0.605 |  | 440.15 | 0.96487 |  | 443.24 | 0.82736 |  | 440.1523 | 0.060905 |  | 443.24 | 0.0093348 |  | 452.2819 | 0.0063715 |  | 443.24 | 0.00041904 |  |  |  |  | 442.6213 | 0.0063182 |  | 443.24 | 0 |  | 443.24 | 0.0027088 |  | 440.1523 | -0.0010945 |  | 443.24 | 0 |  | 442.6213 | -0.00092692 |  | 442.1215 | 0 |  | 443.24 | -0.0017048 |  | 443.24 | -0.0012722
| 443.4603 | 0.03176 |  | 443.4603 | 0.03176 |  | 440.369 | 0.59474 |  | 440.37 | 0.97488 |  | 443.4603 | 0.83992 |  | 440.369 | 0.064556 |  | 443.4603 | 0.0099338 |  | 452.5024 | 0.008305 |  | 443.4603 | 0.00069333 |  |  |  |  | 442.8417 | 0.0072469 |  | 443.4603 | 0.00079103 |  | 443.4603 | 0.0034135 |  | 440.369 | 0.0010933 |  | 443.4603 | 0.00018141 |  | 442.8417 | 0.00079048 |  | 442.3412 | 0 |  | 443.4603 | 0.00020491 |  | 443.4603 | 0.00085015
| 443.6806 | 0.02791 |  | 443.6806 | 0.02791 |  | 440.5856 | 0.57547 |  | 440.59 | 0.9776 |  | 443.6806 | 0.83788 |  | 440.5856 | 0.065518 |  | 443.6806 | 0.0082889 |  | 452.7229 | 0.0066839 |  | 443.6806 | 0 |  |  |  |  | 443.0622 | 0.0051825 |  | 443.6806 | 0 |  | 443.6806 | 0.002588 |  | 440.5856 | 0.00037739 |  | 443.6806 | 0 |  | 443.0622 | -0.00095148 |  | 442.5609 | 0 |  | 443.6806 | -0.0026671 |  | 443.6806 | -0.0016278
| 443.901 | 0.02948 |  | 443.901 | 0.02948 |  | 440.8022 | 0.56741 |  | 440.8 | 0.98748 |  | 443.901 | 0.83834 |  | 440.8022 | 0.067863 |  | 443.901 | 0.011037 |  | 452.9434 | 0.0086982 |  | 443.901 | 0.00121 |  |  |  |  | 443.2826 | 0.0074264 |  | 443.901 | 0.00024719 |  | 443.901 | 0.003003 |  | 440.8022 | -0.00019132 |  | 443.901 | 0.00028952 |  | 443.2826 | 0.00046349 |  | 442.7805 | 0 |  | 443.901 | -0.00016075 |  | 443.901 | 0.00039301
| 444.1213 | 0.02636 |  | 444.1213 | 0.02636 |  | 441.0189 | 0.54892 |  | 441.02 | 0.98512 |  | 444.1213 | 0.83731 |  | 441.0189 | 0.06933 |  | 444.1213 | 0.0093426 |  | 453.1639 | 0.0074447 |  | 444.1213 | 0.00044925 |  |  |  |  | 443.5031 | 0.0054535 |  | 444.1213 | 0 |  | 444.1213 | 0.0024209 |  | 441.0189 | -0.0025171 |  | 444.1213 | 0 |  | 443.503 | -0.00188 |  | 443.0002 | 0 |  | 444.1213 | -0.0021982 |  | 444.1213 | -0.00023695
| 444.3417 | 0.02766 |  | 444.3417 | 0.02766 |  | 441.2355 | 0.53859 |  | 441.24 | 0.99258 |  | 444.3417 | 0.83825 |  | 441.2355 | 0.073614 |  | 444.3417 | 0.012269 |  | 453.3844 | 0.0095159 |  | 444.3417 | 0.00176 |  |  |  |  | 443.7235 | 0.0072924 |  | 444.3417 | 0.0010376 |  | 444.3417 | 0.002213 |  | 441.2355 | 0.00022224 |  | 444.3417 | 0.00043472 |  | 443.7235 | 0.00148 |  | 443.2199 | 0 |  | 444.3417 | 0.00074222 |  | 444.3417 | 0.001653
| 444.5621 | 0.02437 |  | 444.5621 | 0.02437 |  | 441.4522 | 0.52438 |  | 441.45 | 0.99504 |  | 444.5621 | 0.83719 |  | 441.4522 | 0.073764 |  | 444.5621 | 0.009615 |  | 453.6049 | 0.0079231 |  | 444.5621 | 0.00024166 |  |  |  |  | 443.944 | 0.0064292 |  | 444.5621 | 0 |  | 444.5621 | 0.0017556 |  | 441.4522 | -0.0027149 |  | 444.5621 | 0 |  | 443.944 | -0.00168 |  | 443.4396 | 0 |  | 444.5621 | -0.0021272 |  | 444.5621 | -0.0010015
| 444.7825 | 0.02513 |  | 444.7825 | 0.02513 |  | 441.6689 | 0.51152 |  | 441.67 | 0.99264 |  | 444.7825 | 0.84074 |  | 441.6689 | 0.078824 |  | 444.7825 | 0.012316 |  | 453.8254 | 0.0096442 |  | 444.7825 | 0.00148 |  |  |  |  | 444.1645 | 0.0074127 |  | 444.7825 | 0.00058139 |  | 444.7825 | 0.0021808 |  | 441.6689 | 0.0018067 |  | 444.7825 | 0.00024942 |  | 444.1645 | 0.00112 |  | 443.6593 | 0 |  | 444.7825 | 0.00018356 |  | 444.7825 | 0.0014167
| 445.0029 | 0.02321 |  | 445.0029 | 0.02321 |  | 441.8856 | 0.49826 |  | 441.89 | 0.99271 |  | 445.0029 | 0.85766 |  | 441.8856 | 0.079576 |  | 445.0029 | 0.01057 |  | 454.046 | 0.0084971 |  | 445.0029 | 0.00073937 |  |  |  |  | 444.385 | 0.0042102 |  | 445.0029 | 0 |  | 445.0029 | 0.0016738 |  | 441.8856 | 0.0025061 |  | 445.0029 | 0 |  | 444.385 | -0.00092811 |  | 443.879 | 0 |  | 445.0029 | -0.0021253 |  | 445.0029 | -0.00068247
| 445.2233 | 0.02412 |  | 445.2233 | 0.02412 |  | 442.1023 | 0.48762 |  | 442.1 | 0.99747 |  | 445.2233 | 0.86583 |  | 442.1023 | 0.081696 |  | 445.2233 | 0.014106 |  | 454.2665 | 0.010219 |  | 445.2233 | 0.00175 |  |  |  |  | 444.6055 | 0.0054168 |  | 445.2233 | 0.0014109 |  | 445.2233 | 0.0029063 |  | 442.1023 | 0.0013975 |  | 445.2233 | 0.00024107 |  | 444.6055 | 0.00052921 |  | 444.0988 | 0 |  | 445.2233 | 9.9884e-05 |  | 445.2233 | 0.00096635
| 445.4438 | 0.02109 |  | 445.4438 | 0.02109 |  | 442.319 | 0.48095 |  | 442.32 | 0.99523 |  | 445.4438 | 0.87057 |  | 442.319 | 0.086108 |  | 445.4438 | 0.011504 |  | 454.4871 | 0.0090608 |  | 445.4438 | 0.00038893 |  |  |  |  | 444.8261 | 0.0032931 |  | 445.4438 | 0 |  | 445.4438 | 0.0019241 |  | 442.319 | 0.00029448 |  | 445.4438 | 0 |  | 444.8261 | -0.00151 |  | 444.3185 | 0 |  | 445.4438 | -0.0019045 |  | 445.4438 | -0.0012559
| 445.6642 | 0.0226 |  | 445.6642 | 0.0226 |  | 442.5358 | 0.46602 |  | 442.54 | 1 |  | 445.6642 | 0.88562 |  | 442.5358 | 0.088704 |  | 445.6642 | 0.015084 |  | 454.7077 | 0.010855 |  | 445.6642 | 0.00135 |  |  |  |  | 445.0466 | 0.0057472 |  | 445.6642 | 0.0010307 |  | 445.6642 | 0.002669 |  | 442.5358 | 0.0018538 |  | 445.6642 | 0.00034441 |  | 445.0466 | 0.00071752 |  | 444.5383 | 0 |  | 445.6642 | 0.00040351 |  | 445.6642 | 0.0015888
| 445.8847 | 0.02095 |  | 445.8847 | 0.02095 |  | 442.7525 | 0.45323 |  | 442.75 | 0.98506 |  | 445.8847 | 0.90251 |  | 442.7525 | 0.092019 |  | 445.8847 | 0.013355 |  | 454.9283 | 0.0095011 |  | 445.8847 | 0 |  |  |  |  | 445.2672 | 0.0036293 |  | 445.8847 | 0 |  | 445.8847 | 0.0022496 |  | 442.7525 | -0.0013127 |  | 445.8847 | 0 |  | 445.2672 | -0.00114 |  | 444.758 | 0 |  | 445.8847 | -0.0025731 |  | 445.8847 | -0.0018536
| 446.1051 | 0.02224 |  | 446.1051 | 0.02224 |  | 442.9693 | 0.44518 |  | 442.97 | 0.98237 |  | 446.1051 | 0.92979 |  | 442.9693 | 0.096324 |  | 446.1051 | 0.014898 |  | 455.1489 | 0.01119 |  | 446.1052 | 0.00158 |  |  |  |  | 445.4878 | 0.0050566 |  | 446.1051 | 0.00054891 |  | 446.1052 | 0.002691 |  | 442.9693 | 0.0034255 |  | 446.1052 | 0.00030704 |  | 445.4878 | 0.00152 |  | 444.9778 | 0 |  | 446.1051 | 1.5073e-05 |  | 446.1051 | 0.001042
| 446.3256 | 0.01939 |  | 446.3256 | 0.01939 |  | 443.186 | 0.43801 |  | 443.19 | 0.98497 |  | 446.3256 | 0.94902 |  | 443.186 | 0.09435 |  | 446.3256 | 0.014666 |  | 455.3695 | 0.009912 |  | 446.3256 | 0.00051867 |  |  |  |  | 445.7084 | 0.0027693 |  | 446.3256 | 0 |  | 446.3257 | 0.0020246 |  | 443.186 | -0.00077427 |  | 446.3256 | 0 |  | 445.7084 | -0.00050461 |  | 445.1976 | 0 |  | 446.3256 | -0.0020791 |  | 446.3256 | -0.0011674
| 446.5462 | 0.02105 |  | 446.5462 | 0.02105 |  | 443.4028 | 0.42673 |  | 443.4 | 0.97733 |  | 446.5461 | 0.96014 |  | 443.4028 | 0.098083 |  | 446.5461 | 0.016729 |  | 455.5901 | 0.011692 |  | 446.5461 | 0.00168 |  |  |  |  | 445.929 | 0.0065256 |  | 446.5461 | 0.0013908 |  | 446.5461 | 0.0025821 |  | 443.4028 | 0.0035908 |  | 446.5461 | 0.00021518 |  | 445.929 | 0.00037833 |  | 445.4174 | 0 |  | 446.5461 | -0.00028955 |  | 446.5461 | 0.00077153
| 446.7667 | 0.01847 |  | 446.7667 | 0.01847 |  | 443.6196 | 0.42003 |  | 443.62 | 0.96971 |  | 446.7667 | 0.97465 |  | 443.6196 | 0.099074 |  | 446.7667 | 0.015785 |  | 455.8108 | 0.010596 |  | 446.7667 | 0.00037163 |  |  |  |  | 446.1496 | 0.0031005 |  | 446.7667 | 0 |  | 446.7667 | 0.0021396 |  | 443.6196 | 0.00067023 |  | 446.7667 | 0 |  | 446.1496 | -0.00133 |  | 445.6372 | 0 |  | 446.7667 | -0.0017502 |  | 446.7667 | -0.0018944
| 446.9872 | 0.02049 |  | 446.9872 | 0.02049 |  | 443.8364 | 0.41066 |  | 443.84 | 0.96479 |  | 446.9872 | 0.9974 |  | 443.8364 | 0.10775 |  | 446.9872 | 0.019159 |  | 456.0314 | 0.012374 |  | 446.9872 | 0.00258 |  |  |  |  | 446.3702 | 0.0058345 |  | 446.9872 | 0.0018525 |  | 446.9872 | 0.0028668 |  | 443.8364 | 0.0040575 |  | 446.9872 | 0.00032609 |  | 446.3702 | 0.00155 |  | 445.857 | 0 |  | 446.9872 | 0.0010728 |  | 446.9872 | 0.0020148
| 447.2077 | 0.01803 |  | 447.2077 | 0.01803 |  | 444.0532 | 0.40259 |  | 444.05 | 0.94687 |  | 447.2077 | 1 |  | 444.0532 | 0.10475 |  | 447.2077 | 0.016912 |  | 456.2521 | 0.011209 |  | 447.2077 | 0.00020574 |  |  |  |  | 446.5909 | 0.0037791 |  | 447.2077 | 0 |  | 447.2077 | 0.0016957 |  | 444.0532 | -0.0023213 |  | 447.2077 | 0 |  | 446.5909 | -0.00137 |  | 446.0768 | 0 |  | 447.2077 | -0.0022401 |  | 447.2077 | -0.0016015
| 447.4283 | 0.01866 |  | 447.4283 | 0.01866 |  | 444.2701 | 0.3939 |  | 444.27 | 0.94966 |  | 447.4283 | 0.99441 |  | 444.2701 | 0.11151 |  | 447.4283 | 0.020015 |  | 456.4727 | 0.01323 |  | 447.4283 | 0.00211 |  |  |  |  | 446.8116 | 0.0071982 |  | 447.4283 | 0.00084707 |  | 447.4283 | 0.0021724 |  | 444.2701 | 0.0039522 |  | 447.4283 | 0.00033571 |  | 446.8116 | 0.00116 |  | 446.2967 | 0 |  | 447.4283 | 0.00072939 |  | 447.4283 | 0.00072977
| 447.6489 | 0.01551 |  | 447.6489 | 0.01551 |  | 444.4869 | 0.38616 |  | 444.49 | 0.93436 |  | 447.6489 | 0.97431 |  | 444.4869 | 0.11424 |  | 447.6489 | 0.019096 |  | 456.6934 | 0.012086 |  | 447.6489 | 0.00062054 |  |  |  |  | 447.0322 | 0.0036282 |  | 447.6489 | 0 |  | 447.6489 | 0.0014137 |  | 444.4869 | -0.0035728 |  | 447.6489 | 0 |  | 447.0322 | -0.00064251 |  | 446.5165 | 0 |  | 447.6489 | -0.0016295 |  | 447.6489 | -0.0015578
| 447.8695 | 0.01738 |  | 447.8695 | 0.01738 |  | 444.7037 | 0.37744 |  | 444.7 | 0.92675 |  | 447.8695 | 0.96429 |  | 444.7037 | 0.11804 |  | 447.8695 | 0.020436 |  | 456.9141 | 0.013986 |  | 447.8694 | 0.00197 |  |  |  |  | 447.2529 | 0.005092 |  | 447.8695 | 0.0009943 |  | 447.8694 | 0.00206 |  | 444.7037 | -0.00097635 |  | 447.8694 | 0.00027456 |  | 447.2529 | 0.00166 |  | 446.7364 | 0 |  | 447.8695 | 0.00063693 |  | 447.8695 | 0.00060238
| 448.0901 | 0.01387 |  | 448.0901 | 0.01387 |  | 444.9206 | 0.36918 |  | 444.92 | 0.90647 |  | 448.0901 | 0.95233 |  | 444.9206 | 0.11961 |  | 448.0901 | 0.017555 |  | 457.1348 | 0.012664 |  | 448.0901 | 0.00035842 |  |  |  |  | 447.4736 | 0.001778 |  | 448.0901 | 0 |  | 448.0901 | 0.0015968 |  | 444.9206 | -0.00072341 |  | 448.0901 | 0 |  | 447.4736 | -0.00078862 |  | 446.9562 | 0 |  | 448.0901 | -0.0028931 |  | 448.0901 | -0.0010634
| 448.3107 | 0.01618 |  | 448.3107 | 0.01618 |  | 445.1375 | 0.35989 |  | 445.14 | 0.894 |  | 448.3107 | 0.95198 |  | 445.1375 | 0.12308 |  | 448.3107 | 0.021388 |  | 457.3555 | 0.014895 |  | 448.3107 | 0.00211 |  |  |  |  | 447.6944 | 0.0059839 |  | 448.3107 | 0.0010655 |  | 448.3107 | 0.0026738 |  | 445.1375 | 0.00024664 |  | 448.3107 | 0.00025417 |  | 447.6944 | 0.0008349 |  | 447.1761 | 0 |  | 448.3107 | 7.4288e-05 |  | 448.3107 | 0.0010529
| 448.5313 | 0.01325 |  | 448.5313 | 0.01325 |  | 445.3544 | 0.35452 |  | 445.35 | 0.88383 |  | 448.5313 | 0.9475 |  | 445.3544 | 0.12689 |  | 448.5313 | 0.020243 |  | 457.5763 | 0.013649 |  | 448.5313 | 0.00061378 |  |  |  |  | 447.9151 | 0.0030322 |  | 448.5313 | 0 |  | 448.5313 | 0.0012427 |  | 445.3544 | -0.00098556 |  | 448.5313 | 0 |  | 447.9151 | -0.0012 |  | 447.396 | 0 |  | 448.5313 | -0.0022499 |  | 448.5313 | -0.0020399
| 448.7519 | 0.01541 |  | 448.7519 | 0.01541 |  | 445.5713 | 0.34962 |  | 445.57 | 0.87371 |  | 448.7519 | 0.95654 |  | 445.5713 | 0.13398 |  | 448.7519 | 0.022615 |  | 457.797 | 0.01576 |  | 448.752 | 0.00172 |  |  |  |  | 448.1359 | 0.0057728 |  | 448.7519 | 0.00071289 |  | 448.752 | 0.0021542 |  | 445.5713 | 0.0036655 |  | 448.752 | 0.00014898 |  | 448.1359 | 0.00161 |  | 447.6159 | 0 |  | 448.7519 | 7.8198e-05 |  | 448.7519 | 0.00076816
| 448.9726 | 0.01289 |  | 448.9726 | 0.01289 |  | 445.7882 | 0.3413 |  | 445.79 | 0.85615 |  | 448.9726 | 0.96375 |  | 445.7882 | 0.13462 |  | 448.9726 | 0.022731 |  | 458.0178 | 0.014126 |  | 448.9726 | 0.00074159 |  |  |  |  | 448.3566 | 0.0029744 |  | 448.9726 | 0 |  | 448.9726 | 0.0013016 |  | 445.7882 | 0.00072038 |  | 448.9726 | 0 |  | 448.3566 | -0.0008538 |  | 447.8358 | 0 |  | 448.9726 | -0.0022452 |  | 448.9726 | -0.0007636
| 449.1933 | 0.01491 |  | 449.1933 | 0.01491 |  | 446.0051 | 0.33472 |  | 446.01 | 0.84854 |  | 449.1933 | 0.95891 |  | 446.0051 | 0.14129 |  | 449.1933 | 0.026012 |  | 458.2385 | 0.016682 |  | 449.1933 | 0.00253 |  |  |  |  | 448.5774 | 0.0066438 |  | 449.1933 | 0.00062823 |  | 449.1933 | 0.0016187 |  | 446.0051 | 0.0017004 |  | 449.1933 | 0.00038546 |  | 448.5774 | 0.00101 |  | 448.0557 | 0 |  | 449.1933 | 0.0013074 |  | 449.1933 | 0.00094554
| 449.4139 | 0.0118 |  | 449.4139 | 0.0118 |  | 446.222 | 0.328 |  | 446.22 | 0.83587 |  | 449.4139 | 0.94511 |  | 446.222 | 0.14089 |  | 449.4139 | 0.023955 |  | 458.4593 | 0.015832 |  | 449.4139 | 0.00060023 |  |  |  |  | 448.7982 | 0.0035879 |  | 449.4139 | 0 |  | 449.4139 | 0.0013754 |  | 446.222 | -0.0039052 |  | 449.4139 | 0 |  | 448.7982 | -0.00036886 |  | 448.2757 | 0 |  | 449.4139 | -0.0016885 |  | 449.4139 | -0.0012353
| 449.6346 | 0.01481 |  | 449.6346 | 0.01481 |  | 446.439 | 0.32066 |  | 446.44 | 0.81825 |  | 449.6346 | 0.94099 |  | 446.439 | 0.14765 |  | 449.6346 | 0.028506 |  | 458.6801 | 0.017578 |  | 449.6346 | 0.00275 |  |  |  |  | 449.019 | 0.0060957 |  | 449.6346 | 0.001855 |  | 449.6346 | 0.0018803 |  | 446.439 | 0.0014107 |  | 449.6346 | 0.00032402 |  | 449.019 | 0.00072872 |  | 448.4956 | 0 |  | 449.6346 | 0.0018101 |  | 449.6346 | 0.0019054
| 449.8553 | 0.01157 |  | 449.8553 | 0.01157 |  | 446.6559 | 0.31527 |  | 446.66 | 0.80577 |  | 449.8553 | 0.934 |  | 446.6559 | 0.15352 |  | 449.8553 | 0.026644 |  | 458.9008 | 0.016577 |  | 449.8553 | 0.00075223 |  |  |  |  | 449.2398 | 0.002494 |  | 449.8553 | 0 |  | 449.8553 | 0.0015419 |  | 446.6559 | 0.0013405 |  | 449.8553 | 0 |  | 449.2398 | -0.00082398 |  | 448.7155 | 0 |  | 449.8553 | -0.00074357 |  | 449.8553 | -0.0010848
| 450.0761 | 0.01211 |  | 450.0761 | 0.01211 |  | 446.8729 | 0.3094 |  | 446.87 | 0.79298 |  | 450.0761 | 0.92959 |  | 446.8729 | 0.15676 |  | 450.0761 | 0.028549 |  | 459.1216 | 0.018318 |  | 450.0761 | 0.00214 |  |  |  |  | 449.4607 | 0.0042028 |  | 450.0761 | 0.0011949 |  | 450.076 | 0.0017164 |  | 446.8729 | 7.7574e-06 |  | 450.0761 | 0.00031365 |  | 449.4606 | 5.028e-05 |  | 448.9355 | 0 |  | 450.0761 | 0.00036062 |  | 450.0761 | 0.00042934
| 450.2968 | 0.00979 |  | 450.2968 | 0.00979 |  | 447.0898 | 0.30225 |  | 447.09 | 0.7677 |  | 450.2968 | 0.91439 |  | 447.0898 | 0.1595 |  | 450.2968 | 0.028397 |  | 459.3425 | 0.017639 |  | 450.2968 | 0.00063564 |  |  |  |  | 449.6815 | 0.0022163 |  | 450.2968 | 0 |  | 450.2968 | 0.0012503 |  | 447.0898 | -0.0022778 |  | 450.2968 | 0 |  | 449.6815 | -0.00193 |  | 449.1555 | 0 |  | 450.2968 | -0.0029068 |  | 450.2968 | -0.0014471
| 450.5175 | 0.01218 |  | 450.5175 | 0.01218 |  | 447.3068 | 0.29408 |  | 447.31 | 0.75504 |  | 450.5175 | 0.9056 |  | 447.3069 | 0.16598 |  | 450.5175 | 0.03084 |  | 459.5633 | 0.019637 |  | 450.5176 | 0.00217 |  |  |  |  | 449.9024 | 0.004049 |  | 450.5175 | 8.3188e-05 |  | 450.5175 | 0.0019694 |  | 447.3069 | -1.6923e-05 |  | 450.5176 | 0.00012279 |  | 449.9024 | 0.0017 |  | 449.3755 | 0 |  | 450.5175 | -0.00078876 |  | 450.5175 | 0.00067374
| 450.7383 | 0.00969 |  | 450.7383 | 0.00969 |  | 447.5238 | 0.28997 |  | 447.52 | 0.74502 |  | 450.7383 | 0.89003 |  | 447.5238 | 0.16877 |  | 450.7383 | 0.029877 |  | 459.7841 | 0.018735 |  | 450.7383 | 0.0009031 |  |  |  |  | 450.1232 | 0.0027696 |  | 450.7383 | 0 |  | 450.7383 | 0.00073531 |  | 447.5238 | -0.0012728 |  | 450.7383 | 0 |  | 450.1232 | -0.00239 |  | 449.5954 | 0 |  | 450.7383 | -0.0019069 |  | 450.7383 | -0.0014254
| 450.9591 | 0.01095 |  | 450.9591 | 0.01095 |  | 447.7408 | 0.28251 |  | 447.74 | 0.72471 |  | 450.9591 | 0.88525 |  | 447.7408 | 0.17331 |  | 450.9591 | 0.032982 |  | 460.005 | 0.021259 |  | 450.9591 | 0.00246 |  |  |  |  | 450.3441 | 0.0036293 |  | 450.9591 | 0.0012315 |  | 450.9591 | 0.0017314 |  | 447.7408 | 0.0033306 |  | 450.9591 | 0.00043887 |  | 450.3441 | 0.00145 |  | 449.8154 | 0 |  | 450.9591 | -0.00021959 |  | 450.9591 | 0.00077384
| 451.1799 | 0.00894 |  | 451.1799 | 0.00894 |  | 447.9579 | 0.28004 |  | 447.96 | 0.71466 |  | 451.1799 | 0.86886 |  | 447.9579 | 0.17728 |  | 451.1799 | 0.031256 |  | 460.2258 | 0.020075 |  | 451.1799 | 0.00068211 |  |  |  |  | 450.565 | 0.0029172 |  | 451.1799 | 0 |  | 451.1799 | 0.0011907 |  | 447.9579 | -0.0013181 |  | 451.1799 | 0 |  | 450.565 | -0.00157 |  | 450.0354 | 0 |  | 451.1799 | -0.0030166 |  | 451.1799 | -0.0015462
| 451.4007 | 0.01093 |  | 451.4007 | 0.01093 |  | 448.1749 | 0.27325 |  | 448.17 | 0.69698 |  | 451.4007 | 0.86057 |  | 448.1749 | 0.1877 |  | 451.4007 | 0.034874 |  | 460.4467 | 0.022262 |  | 451.4007 | 0.00291 |  |  |  |  | 450.786 | 0.0043671 |  | 451.4007 | 0.00069277 |  | 451.4007 | 0.0019254 |  | 448.1749 | 0.00068945 |  | 451.4007 | 0.00021817 |  | 450.786 | 0.00136 |  | 450.2555 | 0 |  | 451.4007 | -0.00048504 |  | 451.4007 | 0.0018095
| 451.6215 | 0.00896 |  | 451.6215 | 0.00896 |  | 448.392 | 0.26548 |  | 448.39 | 0.67439 |  | 451.6215 | 0.84499 |  | 448.392 | 0.18801 |  | 451.6215 | 0.034538 |  | 460.6676 | 0.020958 |  | 451.6215 | 0.00122 |  |  |  |  | 451.0069 | 0.0018319 |  | 451.6215 | 0 |  | 451.6215 | 0.0012621 |  | 448.392 | -0.0028052 |  | 451.6215 | 0 |  | 451.0069 | -0.00196 |  | 450.4755 | 0 |  | 451.6215 | -0.0025563 |  | 451.6215 | -0.0018227
| 451.8423 | 0.01056 |  | 451.8423 | 0.01056 |  | 448.609 | 0.26207 |  | 448.61 | 0.66924 |  | 451.8423 | 0.83222 |  | 448.609 | 0.19458 |  | 451.8423 | 0.037903 |  | 460.8885 | 0.022996 |  | 451.8423 | 0.00252 |  |  |  |  | 451.2278 | 0.0042148 |  | 451.8423 | 0.00145 |  | 451.8423 | 0.0020354 |  | 448.609 | 0.00030111 |  | 451.8423 | 0.00026916 |  | 451.2278 | 0.0012 |  | 450.6955 | 0 |  | 451.8423 | -0.00056694 |  | 451.8423 | 3.9052e-05
| 452.0632 | 0.00782 |  | 452.0632 | 0.00782 |  | 448.8261 | 0.25531 |  | 448.83 | 0.64905 |  | 452.0632 | 0.81799 |  | 448.8261 | 0.20071 |  | 452.0632 | 0.037539 |  | 461.1094 | 0.022146 |  | 452.0631 | 0.00101 |  |  |  |  | 451.4488 | 0.0012126 |  | 452.0632 | 0 |  | 452.0631 | 0.0010935 |  | 448.8261 | -0.0026158 |  | 452.0631 | 0 |  | 451.4488 | -0.00066974 |  | 450.9156 | 0 |  | 452.0632 | -0.0033679 |  | 452.0632 | -0.001434
| 452.284 | 0.01007 |  | 452.284 | 0.01007 |  | 449.0432 | 0.24744 |  | 449.04 | 0.63386 |  | 452.284 | 0.80271 |  | 449.0432 | 0.20538 |  | 452.284 | 0.040918 |  | 461.3303 | 0.024649 |  | 452.284 | 0.0034 |  |  |  |  | 451.6698 | 0.0038484 |  | 452.284 | 0.00085315 |  | 452.284 | 0.0016846 |  | 449.0432 | 0.0026308 |  | 452.284 | 0.00032517 |  | 451.6698 | 0.00136 |  | 451.1356 | 0 |  | 452.284 | 0.00071726 |  | 452.284 | 0.0012924
| 452.5049 | 0.00754 |  | 452.5049 | 0.00754 |  | 449.2602 | 0.24519 |  | 449.26 | 0.6187 |  | 452.5049 | 0.78259 |  | 449.2603 | 0.21306 |  | 452.5049 | 0.040213 |  | 461.5512 | 0.024018 |  | 452.5049 | 0.00144 |  |  |  |  | 451.8908 | 0.0021694 |  | 452.5049 | 0 |  | 452.5049 | 0.00083875 |  | 449.2603 | -0.005477 |  | 452.5049 | 0 |  | 451.8908 | -0.00117 |  | 451.3557 | 0 |  | 452.5049 | -0.0018019 |  | 452.5049 | -0.0015814
| 452.7258 | 0.00907 |  | 452.7258 | 0.00907 |  | 449.4774 | 0.24025 |  | 449.48 | 0.60612 |  | 452.7258 | 0.7694 |  | 449.4774 | 0.2238 |  | 452.7258 | 0.041889 |  | 461.7722 | 0.026022 |  | 452.7258 | 0.00251 |  |  |  |  | 452.1118 | 0.005051 |  | 452.7258 | 0.0019912 |  | 452.7258 | 0.0016146 |  | 449.4774 | 0.0035249 |  | 452.7258 | 0.00030112 |  | 452.1118 | 0.0003342 |  | 451.5758 | 0 |  | 452.7258 | 0.0010856 |  | 452.7258 | 0.00057109
| 452.9467 | 0.00694 |  | 452.9467 | 0.00694 |  | 449.6945 | 0.23303 |  | 449.69 | 0.58597 |  | 452.9467 | 0.74821 |  | 449.6945 | 0.22203 |  | 452.9467 | 0.042617 |  | 461.9931 | 0.025623 |  | 452.9467 | 0.00119 |  |  |  |  | 452.3328 | 0.0013106 |  | 452.9467 | 0 |  | 452.9467 | 0.00045297 |  | 449.6945 | -0.0020616 |  | 452.9467 | 0 |  | 452.3328 | -0.00097402 |  | 451.7959 | 0 |  | 452.9467 | -0.0031018 |  | 452.9467 | -0.0016476
| 453.1676 | 0.00873 |  | 453.1676 | 0.00873 |  | 449.9116 | 0.22806 |  | 449.91 | 0.57842 |  | 453.1676 | 0.73313 |  | 449.9116 | 0.22811 |  | 453.1676 | 0.045625 |  | 462.2141 | 0.02765 |  | 453.1676 | 0.00305 |  |  |  |  | 452.5538 | 0.0020683 |  | 453.1676 | 0.0013815 |  | 453.1676 | 0.0017535 |  | 449.9116 | 0.0008252 |  | 453.1676 | 0.00017994 |  | 452.5538 | 0.00169 |  | 452.016 | 0 |  | 453.1676 | 0.00074712 |  | 453.1676 | 0.00091148
| 453.3885 | 0.00713 |  | 453.3885 | 0.00713 |  | 450.1287 | 0.22296 |  | 450.13 | 0.56585 |  | 453.3885 | 0.70615 |  | 450.1287 | 0.23499 |  | 453.3885 | 0.045406 |  | 462.435 | 0.026492 |  | 453.3885 | 0.00172 |  |  |  |  | 452.7749 | 0.0032973 |  | 453.3885 | 0 |  | 453.3885 | 0.00029402 |  | 450.1287 | 0.001135 |  | 453.3885 | 0 |  | 452.7749 | -0.00016112 |  | 452.2361 | 0 |  | 453.3885 | -0.0013886 |  | 453.3885 | -0.001102
| 453.6094 | 0.00788 |  | 453.6094 | 0.00788 |  | 450.3459 | 0.21664 |  | 450.35 | 0.54554 |  | 453.6094 | 0.68639 |  | 450.3459 | 0.24047 |  | 453.6094 | 0.047147 |  | 462.656 | 0.029295 |  | 453.6094 | 0.00263 |  |  |  |  | 452.9959 | 0.0024797 |  | 453.6094 | 0.00024698 |  | 453.6094 | 0.0019688 |  | 450.3459 | 0.0016672 |  | 453.6094 | 0.00026796 |  | 452.9959 | 0.0015 |  | 452.4562 | 0 |  | 453.6094 | -0.00053136 |  | 453.6094 | 0.00062302
| 453.8304 | 0.00575 |  | 453.8304 | 0.00575 |  | 450.563 | 0.21219 |  | 450.56 | 0.53805 |  | 453.8304 | 0.66585 |  | 450.563 | 0.24925 |  | 453.8304 | 0.046467 |  | 462.877 | 0.028792 |  | 453.8304 | 0.00154 |  |  |  |  | 453.217 | 0.0024676 |  | 453.8304 | 0 |  | 453.8304 | 0.00089083 |  | 450.563 | -0.0018848 |  | 453.8304 | 0 |  | 453.217 | -0.00116 |  | 452.6763 | 0 |  | 453.8304 | -0.0029968 |  | 453.8304 | -0.0019098
| 454.0513 | 0.00811 |  | 454.0513 | 0.00811 |  | 450.7802 | 0.20545 |  | 450.78 | 0.52544 |  | 454.0513 | 0.65447 |  | 450.7802 | 0.25686 |  | 454.0513 | 0.051015 |  | 463.098 | 0.031746 |  | 454.0513 | 0.00378 |  |  |  |  | 453.4381 | 0.0044883 |  | 454.0513 | 0.00095192 |  | 454.0513 | 0.0013308 |  | 450.7802 | -0.00054871 |  | 454.0513 | 0.00028157 |  | 453.4381 | 0.00111 |  | 452.8965 | 0 |  | 454.0513 | 0.0011863 |  | 454.0513 | 0.0018546
| 454.2723 | 0.00556 |  | 454.2723 | 0.00556 |  | 450.9974 | 0.20311 |  | 451 | 0.5026 |  | 454.2723 | 0.63443 |  | 450.9974 | 0.26159 |  | 454.2723 | 0.051251 |  | 463.319 | 0.031071 |  | 454.2723 | 0.00183 |  |  |  |  | 453.6592 | 0.0011518 |  | 454.2723 | 0 |  | 454.2723 | 0.00034093 |  | 450.9974 | -0.0012675 |  | 454.2723 | 0 |  | 453.6592 | -0.00084842 |  | 453.1166 | 0 |  | 454.2723 | -0.0012 |  | 454.2723 | -0.0013097
| 454.4933 | 0.0086 |  | 454.4933 | 0.0086 |  | 451.2146 | 0.19896 |  | 451.21 | 0.50007 |  | 454.4933 | 0.62439 |  | 451.2146 | 0.2706 |  | 454.4933 | 0.055227 |  | 463.54 | 0.033549 |  | 454.4933 | 0.00389 |  |  |  |  | 453.8803 | 0.0044915 |  | 454.4933 | 0.0017367 |  | 454.4933 | 0.00077656 |  | 451.2146 | 0.0032611 |  | 454.4933 | 0.00045058 |  | 453.8803 | 0.00151 |  | 453.3368 | 0 |  | 454.4933 | 0.0022012 |  | 454.4933 | 0.0016282
| 454.7143 | 0.00468 |  | 454.7143 | 0.00468 |  | 451.4318 | 0.19355 |  | 451.43 | 0.48491 |  | 454.7143 | 0.60257 |  | 451.4318 | 0.27583 |  | 454.7143 | 0.052439 |  | 463.7611 | 0.035306 |  | 454.7143 | 0.00156 |  |  |  |  | 454.1015 | 0.00036539 |  | 454.7143 | 0 |  | 454.7143 | 0.0013373 |  | 451.4318 | -0.0016194 |  | 454.7143 | 0 |  | 454.1015 | -0.0014 |  | 453.5569 | 0 |  | 454.7143 | -0.0022537 |  | 454.7143 | -0.0013537
| 454.9353 | 0.00737 |  | 454.9353 | 0.00737 |  | 451.649 | 0.18938 |  | 451.65 | 0.4749 |  | 454.9353 | 0.59264 |  | 451.649 | 0.28369 |  | 454.9353 | 0.059026 |  | 463.9821 | 0.034613 |  | 454.9353 | 0.00425 |  |  |  |  | 454.3226 | 0.0047033 |  | 454.9353 | 0.001456 |  | 454.9353 | 0.0017298 |  | 451.649 | 0.00063132 |  | 454.9353 | 0.00045035 |  | 454.3226 | 0.00147 |  | 453.7771 | 0 |  | 454.9353 | 0.0019222 |  | 454.9353 | 0.0013982
| 455.1563 | 0.00631 |  | 455.1563 | 0.00631 |  | 451.8662 | 0.18542 |  | 451.87 | 0.46479 |  | 455.1563 | 0.57337 |  | 451.8662 | 0.29008 |  | 455.1563 | 0.058832 |  | 464.2032 | 0.037563 |  | 455.1563 | 0.0028 |  |  |  |  | 454.5438 | 0.0011582 |  | 455.1563 | 0 |  | 455.1563 | 0.00089102 |  | 451.8662 | -0.0021442 |  | 455.1563 | 0 |  | 454.5438 | -0.0003556 |  | 453.9973 | 0 |  | 455.1563 | 0.00031472 |  | 455.1563 | -0.00045404
| 455.3774 | 0.00702 |  | 455.3774 | 0.00702 |  | 452.0835 | 0.17861 |  | 452.08 | 0.45209 |  | 455.3774 | 0.5553 |  | 452.0835 | 0.29878 |  | 455.3774 | 0.060838 |  | 464.4242 | 0.037394 |  | 455.3774 | 0.00364 |  |  |  |  | 454.7649 | 0.0026981 |  | 455.3774 | 0.00073981 |  | 455.3774 | 0.0015475 |  | 452.0835 | 0.00072093 |  | 455.3774 | 0.00033995 |  | 454.7649 | 0.00102 |  | 454.2175 | 0 |  | 455.3774 | 0.00079637 |  | 455.3774 | 0.0012907
| 455.5985 | 0.00413 |  | 455.5985 | 0.00413 |  | 452.3007 | 0.17482 |  | 452.3 | 0.44208 |  | 455.5984 | 0.53312 |  | 452.3008 | 0.30391 |  | 455.5984 | 0.060604 |  | 464.6453 | 0.039187 |  | 455.5985 | 0.00212 |  |  |  |  | 454.9861 | 0.0022984 |  | 455.5984 | 0 |  | 455.5984 | 0.00042018 |  | 452.3008 | -0.00082219 |  | 455.5985 | 0 |  | 454.9861 | -0.00082229 |  | 454.4377 | 0 |  | 455.5984 | -0.0018961 |  | 455.5984 | -0.00079155
| 455.8195 | 0.00627 |  | 455.8195 | 0.00627 |  | 452.518 | 0.17237 |  | 452.52 | 0.43446 |  | 455.8195 | 0.52602 |  | 452.518 | 0.31268 |  | 455.8195 | 0.06552 |  | 464.8664 | 0.038363 |  | 455.8195 | 0.00385 |  |  |  |  | 455.2073 | 0.0037255 |  | 455.8195 | 0.00094178 |  | 455.8195 | 0.0008925 |  | 452.518 | 0.0020216 |  | 455.8195 | 0.00034721 |  | 455.2073 | 0.0013 |  | 454.6579 | 0 |  | 455.8195 | 0.00041452 |  | 455.8195 | 0.00025398
| 456.0406 | 0.00542 |  | 456.0406 | 0.00542 |  | 452.7353 | 0.16489 |  | 452.74 | 0.42429 |  | 456.0406 | 0.51107 |  | 452.7353 | 0.31877 |  | 456.0406 | 0.06448 |  | 465.0875 | 0.041069 |  | 456.0406 | 0.00263 |  |  |  |  | 455.4285 | 0.001524 |  | 456.0406 | 0 |  | 456.0406 | 0.00064521 |  | 452.7353 | 0.0003001 |  | 456.0406 | 0 |  | 455.4285 | -0.00145 |  | 454.8782 | 0 |  | 456.0406 | -0.00296 |  | 456.0406 | -0.00092917
| 456.2617 | 0.0067 |  | 456.2617 | 0.0067 |  | 452.9526 | 0.16219 |  | 452.95 | 0.41165 |  | 456.2617 | 0.50199 |  | 452.9526 | 0.33086 |  | 456.2617 | 0.06912 |  | 465.3086 | 0.040987 |  | 456.2617 | 0.00412 |  |  |  |  | 455.6498 | 0.0031192 |  | 456.2617 | 0.0014268 |  | 456.2617 | 0.0017963 |  | 452.9526 | 0.0013385 |  | 456.2617 | 0.00030725 |  | 455.6498 | 0.00048769 |  | 455.0984 | 0 |  | 456.2617 | 0.00026221 |  | 456.2617 | 0.0016307
| 456.4828 | 0.00506 |  | 456.4828 | 0.00506 |  | 453.1699 | 0.15885 |  | 453.17 | 0.40174 |  | 456.4828 | 0.48132 |  | 453.1699 | 0.33695 |  | 456.4828 | 0.069711 |  | 465.5298 | 0.04379 |  | 456.4828 | 0.00287 |  |  |  |  | 455.871 | 0.0014527 |  | 456.4828 | 0 |  | 456.4828 | 0.00085143 |  | 453.1699 | -0.00069284 |  | 456.4828 | 0 |  | 455.871 | -0.00126 |  | 455.3187 | 0 |  | 456.4828 | -2.1857e-05 |  | 456.4828 | -0.00074926
| 456.7039 | 0.00604 |  | 456.7039 | 0.00604 |  | 453.3872 | 0.15264 |  | 453.39 | 0.39905 |  | 456.7039 | 0.47458 |  | 453.3872 | 0.34727 |  | 456.7039 | 0.074387 |  | 465.7509 | 0.043068 |  | 456.7039 | 0.00431 |  |  |  |  | 456.0923 | 0.004819 |  | 456.7039 | 0.00064147 |  | 456.7039 | 0.00091988 |  | 453.3872 | -2.5056e-05 |  | 456.7039 | 0.00045079 |  | 456.0923 | 0.00138 |  | 455.5389 | 0 |  | 456.7039 | 0.00098408 |  | 456.7039 | 0.0013419
| 456.9251 | 0.00438 |  | 456.9251 | 0.00438 |  | 453.6045 | 0.15041 |  | 453.6 | 0.38891 |  | 456.9251 | 0.46235 |  | 453.6045 | 0.35163 |  | 456.9251 | 0.075035 |  | 465.972 | 0.045651 |  | 456.925 | 0.00296 |  |  |  |  | 456.3135 | 0.00079606 |  | 456.9251 | 0 |  | 456.925 | 0.00067407 |  | 453.6045 | 0.00022215 |  | 456.925 | 0 |  | 456.3135 | -0.00081552 |  | 455.7592 | 0 |  | 456.9251 | -0.00068997 |  | 456.9251 | -0.0012606
| 457.1462 | 0.00527 |  | 457.1462 | 0.00527 |  | 453.8218 | 0.14589 |  | 453.82 | 0.38648 |  | 457.1462 | 0.45384 |  | 453.8218 | 0.36263 |  | 457.1462 | 0.077905 |  | 466.1932 | 0.045629 |  | 457.1462 | 0.00412 |  |  |  |  | 456.5348 | 0.0037834 |  | 457.1462 | 0.0012831 |  | 457.1462 | 0.0018059 |  | 453.8218 | 0.00092167 |  | 457.1462 | 0.00023194 |  | 456.5348 | 0.00076537 |  | 455.9795 | 0 |  | 457.1462 | 0.00032729 |  | 457.1462 | 0.0011765
| 457.3674 | 0.00414 |  | 457.3674 | 0.00414 |  | 454.0392 | 0.14187 |  | 454.04 | 0.3763 |  | 457.3674 | 0.43997 |  | 454.0392 | 0.36719 |  | 457.3674 | 0.079507 |  | 466.4143 | 0.048589 |  | 457.3674 | 0.00303 |  |  |  |  | 456.7561 | -0.00051966 |  | 457.3674 | 0 |  | 457.3674 | 0.0014129 |  | 454.0392 | -0.0012159 |  | 457.3674 | 0 |  | 456.7561 | -0.00167 |  | 456.1998 | 0 |  | 457.3674 | -0.0017522 |  | 457.3674 | -0.0014752
| 457.5885 | 0.00583 |  | 457.5885 | 0.00583 |  | 454.2565 | 0.13817 |  | 454.26 | 0.37138 |  | 457.5886 | 0.43226 |  | 454.2565 | 0.3793 |  | 457.5886 | 0.083216 |  | 466.6355 | 0.04792 |  | 457.5886 | 0.00484 |  |  |  |  | 456.9774 | 0.002724 |  | 457.5886 | 0.0012944 |  | 457.5886 | 0.0019351 |  | 454.2565 | 0.00040982 |  | 457.5886 | 0.00041452 |  | 456.9774 | 0.00118 |  | 456.4201 | 0 |  | 457.5886 | 0.00024821 |  | 457.5886 | 0.0012252
| 457.8097 | 0.00357 |  | 457.8097 | 0.00357 |  | 454.4739 | 0.13109 |  | 454.47 | 0.35855 |  | 457.8097 | 0.41631 |  | 454.4739 | 0.38521 |  | 457.8097 | 0.083197 |  | 466.8567 | 0.050443 |  | 457.8098 | 0.00312 |  |  |  |  | 457.1988 | 0.0011281 |  | 457.8097 | 0 |  | 457.8098 | 0.0012506 |  | 454.4739 | -0.0010343 |  | 457.8098 | 0 |  | 457.1988 | -0.00114 |  | 456.6404 | 0 |  | 457.8097 | -0.0015123 |  | 457.8097 | -0.0020285
| 458.0309 | 0.0051 |  | 458.0309 | 0.0051 |  | 454.6913 | 0.13216 |  | 454.69 | 0.35628 |  | 458.0309 | 0.40594 |  | 454.6913 | 0.39227 |  | 458.0309 | 0.087498 |  | 467.0779 | 0.051696 |  | 458.0309 | 0.00454 |  |  |  |  | 457.4201 | 0.0039405 |  | 458.0309 | 0.00079825 |  | 458.0309 | 0.0011813 |  | 454.6913 | 0.00096615 |  | 458.0309 | 0.00028106 |  | 457.4201 | 0.00072899 |  | 456.8607 | 0 |  | 458.0309 | -0.00093779 |  | 458.0309 | 0.00066478
| 458.2522 | 0.00382 |  | 458.2522 | 0.00382 |  | 454.9087 | 0.12663 |  | 454.91 | 0.34594 |  | 458.2522 | 0.39252 |  | 454.9087 | 0.4028 |  | 458.2522 | 0.088785 |  | 467.2991 | 0.05407 |  | 458.2522 | 0.00334 |  |  |  |  | 457.6415 | 0.0018226 |  | 458.2522 | 0 |  | 458.2522 | 0.00056347 |  | 454.9087 | -0.00023248 |  | 458.2522 | 0 |  | 457.6415 | -0.00075162 |  | 457.081 | 0 |  | 458.2522 | -0.0033108 |  | 458.2522 | -0.0012181
| 458.4734 | 0.00474 |  | 458.4734 | 0.00474 |  | 455.1261 | 0.12688 |  | 455.13 | 0.33849 |  | 458.4734 | 0.3839 |  | 455.1261 | 0.41207 |  | 458.4734 | 0.09283 |  | 467.5204 | 0.054268 |  | 458.4734 | 0.00498 |  |  |  |  | 457.8628 | 0.0045423 |  | 458.4734 | 0.00099459 |  | 458.4734 | 0.0016137 |  | 455.1261 | 0.0023393 |  | 458.4734 | 0.00028016 |  | 457.8628 | 0.00019323 |  | 457.3014 | 0 |  | 458.4734 | -0.00015891 |  | 458.4734 | 0.001181
| 458.6946 | 0.00317 |  | 458.6946 | 0.00317 |  | 455.3435 | 0.11961 |  | 455.34 | 0.33593 |  | 458.6946 | 0.37608 |  | 455.3435 | 0.41806 |  | 458.6946 | 0.093584 |  | 467.7416 | 0.057388 |  | 458.6946 | 0.00316 |  |  |  |  | 458.0842 | 0.0015055 |  | 458.6946 | 0 |  | 458.6946 | 0.00078957 |  | 455.3435 | -0.00034705 |  | 458.6946 | 0 |  | 458.0842 | -0.00072804 |  | 457.5217 | 0 |  | 458.6946 | -0.0015955 |  | 458.6946 | -0.0010427
| 458.9159 | 0.00481 |  | 458.9159 | 0.00481 |  | 455.5609 | 0.11505 |  | 455.56 | 0.33341 |  | 458.9159 | 0.36867 |  | 455.5609 | 0.42872 |  | 458.9159 | 0.098274 |  | 467.9628 | 0.057245 |  | 458.9159 | 0.00506 |  |  |  |  | 458.3056 | 0.0037959 |  | 458.9159 | 0.00027727 |  | 458.9159 | 0.0010622 |  | 455.5609 | 0.00080645 |  | 458.9159 | 0.0004711 |  | 458.3056 | 0.00032334 |  | 457.7421 | 0 |  | 458.9159 | 1.2962e-05 |  | 458.9159 | 0.00088769
| 459.1372 | 0.00367 |  | 459.1372 | 0.00367 |  | 455.7783 | 0.1149 |  | 455.78 | 0.32569 |  | 459.1372 | 0.36011 |  | 455.7784 | 0.44032 |  | 459.1372 | 0.10037 |  | 468.1841 | 0.06036 |  | 459.1372 | 0.00445 |  |  |  |  | 458.527 | 0.0016767 |  | 459.1372 | 0 |  | 459.1371 | 0.00086208 |  | 455.7784 | -9.4629e-06 |  | 459.1372 | 0 |  | 458.527 | -0.00136 |  | 457.9625 | 0 |  | 459.1372 | -0.00051992 |  | 459.1372 | -0.00085659
| 459.3584 | 0.00472 |  | 459.3584 | 0.00472 |  | 455.9958 | 0.11289 |  | 456 | 0.31821 |  | 459.3584 | 0.35636 |  | 455.9958 | 0.44735 |  | 459.3584 | 0.10701 |  | 468.4054 | 0.0606 |  | 459.3584 | 0.00532 |  |  |  |  | 458.7484 | 0.0029751 |  | 459.3584 | 0.00024952 |  | 459.3584 | 0.0013275 |  | 455.9958 | 0.00025968 |  | 459.3584 | 0.00057874 |  | 458.7484 | 0.00178 |  | 458.1828 | 0 |  | 459.3584 | 0.00056394 |  | 459.3584 | 0.00045464
| 459.5797 | 0.00319 |  | 459.5797 | 0.00319 |  | 456.2133 | 0.10828 |  | 456.21 | 0.31075 |  | 459.5797 | 0.34718 |  | 456.2133 | 0.45875 |  | 459.5797 | 0.1077 |  | 468.6266 | 0.064288 |  | 459.5797 | 0.00449 |  |  |  |  | 458.9699 | 0.0012526 |  | 459.5797 | 0 |  | 459.5797 | 0.00036271 |  | 456.2133 | -1.5418e-05 |  | 459.5797 | 0 |  | 458.9699 | -0.00075492 |  | 458.4032 | 0 |  | 459.5797 | -0.00081713 |  | 459.5797 | -0.00040439
| 459.801 | 0.00565 |  | 459.801 | 0.00565 |  | 456.4307 | 0.10529 |  | 456.43 | 0.30567 |  | 459.801 | 0.33915 |  | 456.4307 | 0.46471 |  | 459.801 | 0.1116 |  | 468.8479 | 0.06483 |  | 459.8011 | 0.00609 |  |  |  |  | 459.1913 | 0.004544 |  | 459.801 | 0.00085373 |  | 459.8011 | 0.0016508 |  | 456.4307 | 0.0021247 |  | 459.8011 | 0.00050447 |  | 459.1913 | 0.00051675 |  | 458.6236 | 0 |  | 459.801 | 0.0012808 |  | 459.801 | 0.0012283
| 460.0224 | 0.00314 |  | 460.0224 | 0.00314 |  | 456.6482 | 0.10255 |  | 456.65 | 0.29812 |  | 460.0224 | 0.32699 |  | 456.6482 | 0.47473 |  | 460.0224 | 0.11302 |  | 469.0692 | 0.067998 |  | 460.0224 | 0.00499 |  |  |  |  | 459.4128 | 0.0011108 |  | 460.0224 | 0 |  | 460.0224 | -6.2144e-05 |  | 456.6482 | 0.00055756 |  | 460.0224 | 0 |  | 459.4128 | -0.000789 |  | 458.844 | 0 |  | 460.0224 | 3.7481e-05 |  | 460.0224 | -0.0012189
| 460.2437 | 0.00458 |  | 460.2437 | 0.00458 |  | 456.8657 | 0.10075 |  | 456.87 | 0.29303 |  | 460.2437 | 0.32379 |  | 456.8657 | 0.48758 |  | 460.2437 | 0.11825 |  | 469.2905 | 0.068711 |  | 460.2437 | 0.00635 |  |  |  |  | 459.6343 | 0.0040236 |  | 460.2437 | 0.0006762 |  | 460.2437 | 0.0011075 |  | 456.8657 | 0.00075121 |  | 460.2437 | 0.00034053 |  | 459.6343 | 0.00050138 |  | 459.0645 | 0 |  | 460.2437 | 0.00081952 |  | 460.2437 | 0.00067484
| 460.4651 | 0.00291 |  | 460.4651 | 0.00291 |  | 457.0832 | 0.09822 |  | 457.08 | 0.29294 |  | 460.4651 | 0.31554 |  | 457.0832 | 0.49445 |  | 460.4651 | 0.11826 |  | 469.5119 | 0.072001 |  | 460.4651 | 0.00461 |  |  |  |  | 459.8558 | 0.001058 |  | 460.4651 | 0 |  | 460.4651 | 0.00058017 |  | 457.0832 | -0.0010397 |  | 460.4651 | 0 |  | 459.8558 | -0.00154 |  | 459.2849 | 0 |  | 460.4651 | -0.0022474 |  | 460.4651 | -0.0015377
| 460.6864 | 0.00434 |  | 460.6864 | 0.00434 |  | 457.3007 | 0.09571 |  | 457.3 | 0.28795 |  | 460.6864 | 0.30947 |  | 457.3007 | 0.50856 |  | 460.6864 | 0.1246 |  | 469.7332 | 0.073293 |  | 460.6864 | 0.00622 |  |  |  |  | 460.0773 | 0.0051537 |  | 460.6864 | 0.0011498 |  | 460.6864 | 0.0015748 |  | 457.3007 | 0.0013146 |  | 460.6864 | 0.00039327 |  | 460.0773 | 0.00052625 |  | 459.5053 | 0 |  | 460.6864 | 0.0010453 |  | 460.6864 | 0.0010146
| 460.9078 | 0.00284 |  | 460.9078 | 0.00284 |  | 457.5183 | 0.09303 |  | 457.52 | 0.28039 |  | 460.9078 | 0.30512 |  | 457.5182 | 0.51448 |  | 460.9078 | 0.12794 |  | 469.9545 | 0.076666 |  | 460.9078 | 0.0057 |  |  |  |  | 460.2988 | 0.0017386 |  | 460.9078 | 0 |  | 460.9078 | 0.0012843 |  | 457.5182 | -0.0016021 |  | 460.9078 | 0 |  | 460.2988 | -0.00105 |  | 459.7258 | 0 |  | 460.9078 | -0.0018295 |  | 460.9078 | -0.00078836
| 461.1292 | 0.00337 |  | 461.1292 | 0.00337 |  | 457.7358 | 0.09349 |  | 457.74 | 0.27269 |  | 461.1292 | 0.30318 |  | 457.7358 | 0.52616 |  | 461.1292 | 0.13236 |  | 470.1759 | 0.076721 |  | 461.1292 | 0.00656 |  |  |  |  | 460.5203 | 0.0021367 |  | 461.1292 | 0.00040232 |  | 461.1292 | 0.0010674 |  | 457.7358 | 0.0028508 |  | 461.1292 | 0.00045562 |  | 460.5203 | 0.0008152 |  | 459.9462 | 0 |  | 461.1292 | -0.0013595 |  | 461.1292 | 0.00041025
| 461.3506 | 0.00212 |  | 461.3506 | 0.00212 |  | 457.9533 | 0.08777 |  | 457.95 | 0.2677 |  | 461.3506 | 0.29467 |  | 457.9533 | 0.53699 |  | 461.3506 | 0.13723 |  | 470.3972 | 0.081603 |  | 461.3506 | 0.00575 |  |  |  |  | 460.7419 | 0.0010648 |  | 461.3506 | 0 |  | 461.3506 | 0.00073038 |  | 457.9533 | -0.00015018 |  | 461.3506 | 0 |  | 460.7419 | -0.0007846 |  | 460.1667 | 0 |  | 461.3506 | -0.0021713 |  | 461.3506 | -0.00084097
| 461.572 | 0.00383 |  | 461.572 | 0.00383 |  | 458.1709 | 0.08798 |  | 458.17 | 0.26268 |  | 461.572 | 0.29361 |  | 458.1709 | 0.54979 |  | 461.572 | 0.14413 |  | 470.6186 | 0.082951 |  | 461.572 | 0.00703 |  |  |  |  | 460.9634 | 0.0034273 |  | 461.572 | 0 |  | 461.572 | 0.0016565 |  | 458.1709 | 0.003033 |  | 461.572 | 0.00043882 |  | 460.9635 | 0.00132 |  | 460.3872 | 0 |  | 461.572 | 0.00021737 |  | 461.572 | 0.0002796
| 461.7934 | 0.00244 |  | 461.7934 | 0.00244 |  | 458.3885 | 0.0858 |  | 458.39 | 0.26005 |  | 461.7934 | 0.28921 |  | 458.3885 | 0.5548 |  | 461.7934 | 0.14799 |  | 470.84 | 0.086248 |  | 461.7934 | 0.00645 |  |  |  |  | 461.185 | 0.0022318 |  | 461.7934 | 0 |  | 461.7934 | 0.00071807 |  | 458.3885 | -0.00094889 |  | 461.7934 | 0 |  | 461.185 | -0.00124 |  | 460.6077 | 0 |  | 461.7934 | -0.0015673 |  | 461.7934 | -0.00071317
| 462.0149 | 0.00426 |  | 462.0149 | 0.00426 |  | 458.606 | 0.08347 |  | 458.61 | 0.24997 |  | 462.0149 | 0.28552 |  | 458.606 | 0.57186 |  | 462.0149 | 0.15388 |  | 471.0614 | 0.086675 |  | 462.0149 | 0.00753 |  |  |  |  | 461.4066 | 0.0026944 |  | 462.0149 | 0.00066727 |  | 462.0149 | 0.0015136 |  | 458.606 | 0.0016992 |  | 462.0149 | 0.00037966 |  | 461.4066 | 0.00126 |  | 460.8282 | 0 |  | 462.0149 | 0.00029373 |  | 462.0149 | 0.00089278
| 462.2363 | 0.00206 |  | 462.2363 | 0.00206 |  | 458.8236 | 0.08099 |  | 458.82 | 0.24742 |  | 462.2363 | 0.27641 |  | 458.8236 | 0.58064 |  | 462.2363 | 0.15526 |  | 471.2828 | 0.091457 |  | 462.2363 | 0.00669 |  |  |  |  | 461.6282 | 0.0015091 |  | 462.2363 | 0 |  | 462.2363 | 0.00078966 |  | 458.8236 | -0.00044951 |  | 462.2363 | 0 |  | 461.6282 | -0.00113 |  | 461.0487 | 0 |  | 462.2363 | -0.0018901 |  | 462.2363 | -0.0015535
| 462.4578 | 0.00311 |  | 462.4578 | 0.00311 |  | 459.0413 | 0.08162 |  | 459.04 | 0.24249 |  | 462.4578 | 0.2697 |  | 459.0413 | 0.59512 |  | 462.4578 | 0.161 |  | 471.5042 | 0.09244 |  | 462.4578 | 0.00794 |  |  |  |  | 461.8498 | 0.0032971 |  | 462.4578 | 0.0004961 |  | 462.4578 | 0.00087042 |  | 459.0413 | 0.0029644 |  | 462.4578 | 0.00043634 |  | 461.8498 | 0.00075944 |  | 461.2692 | 0 |  | 462.4578 | -0.00090541 |  | 462.4578 | 0.00029223
| 462.6793 | 0.00163 |  | 462.6793 | 0.00163 |  | 459.2589 | 0.07991 |  | 459.26 | 0.2398 |  | 462.6793 | 0.26219 |  | 459.2589 | 0.60019 |  | 462.6793 | 0.16 |  | 471.7257 | 0.095763 |  | 462.6793 | 0.00657 |  |  |  |  | 462.0715 | 0.0017974 |  | 462.6793 | 0 |  | 462.6793 | 0.00056363 |  | 459.2589 | -0.00018218 |  | 462.6793 | 0 |  | 462.0715 | -0.00039342 |  | 461.4897 | 0 |  | 462.6793 | -0.0027667 |  | 462.6793 | -0.0017718
| 462.9008 | 0.00376 |  | 462.9008 | 0.00376 |  | 459.4765 | 0.07741 |  | 459.48 | 0.23478 |  | 462.9008 | 0.25702 |  | 459.4765 | 0.61096 |  | 462.9008 | 0.16658 |  | 471.9471 | 0.097401 |  | 462.9008 | 0.00821 |  |  |  |  | 462.2931 | 0.0012196 |  | 462.9008 | 0.00066127 |  | 462.9008 | 0.0013566 |  | 459.4765 | -0.00056241 |  | 462.9008 | 0.00053186 |  | 462.2931 | 0.00172 |  | 461.7103 | 0 |  | 462.9008 | 0.00038541 |  | 462.9008 | 0.0011791
| 463.1223 | 0.00169 |  | 463.1223 | 0.00169 |  | 459.6941 | 0.07322 |  | 459.69 | 0.23232 |  | 463.1223 | 0.25076 |  | 459.6942 | 0.61983 |  | 463.1223 | 0.16957 |  | 472.1686 | 0.10134 |  | 463.1223 | 0.00702 |  |  |  |  | 462.5148 | 0.0012042 |  | 463.1223 | 0 |  | 463.1223 | 0.0002589 |  | 459.6942 | 0.0019729 |  | 463.1223 | 0 |  | 462.5148 | -0.00065811 |  | 461.9308 | 0 |  | 463.1223 | -0.0028039 |  | 463.1223 | -0.0016682
| 463.3438 | 0.00324 |  | 463.3438 | 0.00324 |  | 459.9118 | 0.07228 |  | 459.91 | 0.22486 |  | 463.3438 | 0.24949 |  | 459.9118 | 0.63539 |  | 463.3438 | 0.17928 |  | 472.39 | 0.10211 |  | 463.3438 | 0.00898 |  |  |  |  | 462.7365 | 0.0039537 |  | 463.3438 | 0.00051886 |  | 463.3438 | 0.0014448 |  | 459.9118 | 0.0021875 |  | 463.3438 | 0.00034265 |  | 462.7364 | 0.00133 |  | 462.1514 | 0 |  | 463.3438 | -0.00010479 |  | 463.3438 | 0.001062
| 463.5654 | 0.00179 |  | 463.5654 | 0.00179 |  | 460.1295 | 0.07064 |  | 460.13 | 0.21469 |  | 463.5653 | 0.24279 |  | 460.1295 | 0.64816 |  | 463.5653 | 0.18196 |  | 472.6115 | 0.10612 |  | 463.5653 | 0.00769 |  |  |  |  | 462.9581 | 0.00024381 |  | 463.5653 | 0 |  | 463.5653 | 0.00064738 |  | 460.1295 | 0.0010949 |  | 463.5653 | 0 |  | 462.9581 | -0.00010038 |  | 462.372 | 0 |  | 463.5653 | -0.0017832 |  | 463.5653 | -0.00094299
| 463.7869 | 0.00306 |  | 463.7869 | 0.00306 |  | 460.3471 | 0.07216 |  | 460.35 | 0.21722 |  | 463.7869 | 0.24238 |  | 460.3471 | 0.65559 |  | 463.7869 | 0.19042 |  | 472.833 | 0.10719 |  | 463.7869 | 0.00922 |  |  |  |  | 463.1798 | 0.0028267 |  | 463.7869 | 0.00049738 |  | 463.7869 | 0.0010408 |  | 460.3471 | 0.0023988 |  | 463.7869 | 0.00044296 |  | 463.1798 | 0.00064656 |  | 462.5926 | 0 |  | 463.7869 | -0.00096258 |  | 463.7869 | 0.00073201
| 464.0085 | 0.00189 |  | 464.0085 | 0.00189 |  | 460.5648 | 0.06641 |  | 460.56 | 0.20704 |  | 464.0085 | 0.23651 |  | 460.5648 | 0.66171 |  | 464.0085 | 0.19403 |  | 473.0545 | 0.11089 |  | 464.0084 | 0.00877 |  |  |  |  | 463.4016 | 0.00072829 |  | 464.0085 | 0 |  | 464.0085 | 0.00048461 |  | 460.5648 | 0.0012865 |  | 464.0084 | 0 |  | 463.4016 | -0.00076747 |  | 462.8132 | 0 |  | 464.0085 | 0.00030861 |  | 464.0085 | -0.00061464
| 464.23 | 0.00325 |  | 464.23 | 0.00325 |  | 460.7825 | 0.06661 |  | 460.78 | 0.20458 |  | 464.23 | 0.23134 |  | 460.7825 | 0.67336 |  | 464.23 | 0.1999 |  | 473.276 | 0.11295 |  | 464.23 | 0.00968 |  |  |  |  | 463.6233 | 0.0030908 |  | 464.23 | 0.0012906 |  | 464.23 | 0.0022425 |  | 460.7825 | 0.0010477 |  | 464.23 | 0.00045939 |  | 463.6233 | 0.0013 |  | 463.0338 | 0 |  | 464.23 | 8.5919e-05 |  | 464.23 | 0.0005436
| 464.4516 | 0.00194 |  | 464.4516 | 0.00194 |  | 461.0002 | 0.06541 |  | 461 | 0.19697 |  | 464.4516 | 0.22192 |  | 461.0002 | 0.68388 |  | 464.4516 | 0.20267 |  | 473.4975 | 0.11836 |  | 464.4516 | 0.00883 |  |  |  |  | 463.845 | 0.0025203 |  | 464.4516 | 0 |  | 464.4516 | 0.00045755 |  | 461.0002 | -0.00027734 |  | 464.4516 | 0 |  | 463.845 | -0.00012638 |  | 463.2544 | 0 |  | 464.4516 | -0.0012561 |  | 464.4516 | -0.00044832
| 464.6732 | 0.0035 |  | 464.6732 | 0.0035 |  | 461.218 | 0.0645 |  | 461.22 | 0.1945 |  | 464.6732 | 0.21773 |  | 461.218 | 0.69437 |  | 464.6732 | 0.20738 |  | 473.7191 | 0.11756 |  | 464.6732 | 0.0101 |  |  |  |  | 464.0668 | 0.0030615 |  | 464.6732 | 0.00066197 |  | 464.6732 | 0.0014591 |  | 461.218 | 0.0014769 |  | 464.6732 | 0.00047455 |  | 464.0668 | 0.00024048 |  | 463.475 | 0 |  | 464.6732 | 5.2077e-05 |  | 464.6732 | 0.00077614
| 464.8948 | 0.00094756 |  | 464.8948 | 0.00094756 |  | 461.4357 | 0.0627 |  | 461.44 | 0.18433 |  | 464.8948 | 0.20654 |  | 461.4357 | 0.70497 |  | 464.8948 | 0.20865 |  | 473.9406 | 0.12205 |  | 464.8948 | 0.00898 |  |  |  |  | 464.2886 | 0.00076485 |  | 464.8948 | 0 |  | 464.8948 | 0.00055763 |  | 461.4357 | -0.0018964 |  | 464.8948 | 0 |  | 464.2886 | -0.00033851 |  | 463.6956 | 0 |  | 464.8948 | -0.0028052 |  | 464.8948 | -0.0011174
| 465.1165 | 0.00275 |  | 465.1165 | 0.00275 |  | 461.6534 | 0.05996 |  | 461.65 | 0.18433 |  | 465.1165 | 0.20349 |  | 461.6534 | 0.71881 |  | 465.1165 | 0.215 |  | 474.1622 | 0.12323 |  | 465.1165 | 0.01031 |  |  |  |  | 464.5103 | 0.0022567 |  | 465.1165 | 0.00046421 |  | 465.1165 | 0.00087453 |  | 461.6534 | 0.0041351 |  | 465.1165 | 0.00067828 |  | 464.5104 | 0.00063013 |  | 463.9163 | 0 |  | 465.1165 | -0.0010606 |  | 465.1165 | 0.00092272
| 465.3381 | 0.00296 |  | 465.3381 | 0.00296 |  | 461.8712 | 0.05771 |  | 461.87 | 0.17432 |  | 465.3381 | 0.19795 |  | 461.8712 | 0.73644 |  | 465.3381 | 0.22819 |  | 474.3837 | 0.12546 |  | 465.3381 | 0.01077 |  |  |  |  | 464.7321 | 0.0029528 |  | 465.3381 | 0.00028515 |  | 465.3381 | 0.0016399 |  | 461.8712 | 0.0030842 |  | 465.3381 | 0.00050275 |  | 464.7321 | 0.00054594 |  | 464.1369 | 0 |  | 465.3381 | -0.00058734 |  | 465.3381 | 0.00010645
| 465.5598 | 0.00209 |  | 465.5598 | 0.00209 |  | 462.089 | 0.05693 |  | 462.09 | 0.17169 |  | 465.5598 | 0.19247 |  | 462.089 | 0.74866 |  | 465.5598 | 0.23579 |  | 474.6053 | 0.12618 |  | 465.5598 | 0.01093 |  |  |  |  | 464.954 | 0.0021959 |  | 465.5598 | 0 |  | 465.5598 | 0.00038939 |  | 462.089 | -0.00045256 |  | 465.5598 | 0 |  | 464.954 | -0.0011 |  | 464.3576 | 0 |  | 465.5598 | -0.00017569 |  | 465.5598 | 5.071e-06
| 465.7814 | 0.00298 |  | 465.7814 | 0.00298 |  | 462.3067 | 0.05475 |  | 462.31 | 0.16917 |  | 465.7814 | 0.19206 |  | 462.3067 | 0.75745 |  | 465.7814 | 0.24704 |  | 474.8269 | 0.13068 |  | 465.7814 | 0.01198 |  |  |  |  | 465.1758 | 0.0032164 |  | 465.7814 | 0.00050889 |  | 465.7814 | 0.001708 |  | 462.3067 | 0.0013172 |  | 465.7814 | 0.00035716 |  | 465.1758 | 0.00111 |  | 464.5783 | 0 |  | 465.7814 | 0.00090724 |  | 465.7814 | 0.00057262
| 466.0031 | 0.00082456 |  | 466.0031 | 0.00082456 |  | 462.5245 | 0.05289 |  | 462.52 | 0.15906 |  | 466.0031 | 0.18605 |  | 462.5245 | 0.76816 |  | 466.0031 | 0.25154 |  | 475.0485 | 0.13403 |  | 466.0031 | 0.01122 |  |  |  |  | 465.3976 | 0.00069938 |  | 466.0031 | 0 |  | 466.0031 | 0.00087318 |  | 462.5245 | 0.00062141 |  | 466.0031 | 0 |  | 465.3976 | -0.00077149 |  | 464.799 | 0 |  | 466.0031 | -0.0021343 |  | 466.0031 | -0.00085777
| 466.2248 | 0.00309 |  | 466.2248 | 0.00309 |  | 462.7423 | 0.05352 |  | 462.74 | 0.15915 |  | 466.2248 | 0.18449 |  | 462.7423 | 0.77721 |  | 466.2248 | 0.25993 |  | 475.2701 | 0.13824 |  | 466.2248 | 0.0128 |  |  |  |  | 465.6195 | 0.0027569 |  | 466.2248 | 0.00041608 |  | 466.2248 | 0.0013577 |  | 462.7423 | 0.00048848 |  | 466.2248 | 0.00065291 |  | 465.6195 | 0.00141 |  | 465.0197 | 0 |  | 466.2248 | 0.00060668 |  | 466.2248 | 0.0013007
| 466.4465 | 0.00117 |  | 466.4465 | 0.00117 |  | 462.9601 | 0.05083 |  | 462.96 | 0.15407 |  | 466.4465 | 0.17698 |  | 462.9601 | 0.7879 |  | 466.4465 | 0.2649 |  | 475.4917 | 0.14023 |  | 466.4465 | 0.01215 |  |  |  |  | 465.8414 | 0.0017296 |  | 466.4465 | 0 |  | 466.4465 | 0.00084873 |  | 462.9601 | -0.0014954 |  | 466.4465 | 0 |  | 465.8413 | -0.00108 |  | 465.2404 | 0 |  | 466.4465 | -0.001845 |  | 466.4465 | -0.00079657
| 466.6682 | 0.0031 |  | 466.6682 | 0.0031 |  | 463.178 | 0.05011 |  | 463.18 | 0.1516 |  | 466.6682 | 0.17569 |  | 463.1779 | 0.80033 |  | 466.6682 | 0.27447 |  | 475.7133 | 0.1446 |  | 466.6682 | 0.01365 |  |  |  |  | 466.0632 | 0.0027241 |  | 466.6682 | 0.00028444 |  | 466.6682 | 0.0014284 |  | 463.1779 | 0.0012237 |  | 466.6682 | 0.00049009 |  | 466.0632 | 0.00141 |  | 465.4611 | 0 |  | 466.6682 | 0.00070049 |  | 466.6682 | 0.001474
| 466.89 | 0.00073458 |  | 466.89 | 0.00073458 |  | 463.3958 | 0.048 |  | 463.4 | 0.14642 |  | 466.89 | 0.16879 |  | 463.3958 | 0.80806 |  | 466.89 | 0.27697 |  | 475.935 | 0.14617 |  | 466.8899 | 0.01251 |  |  |  |  | 466.2851 | 0.0023957 |  | 466.89 | 0 |  | 466.89 | 0.0010332 |  | 463.3958 | -0.00089503 |  | 466.8899 | 0 |  | 466.2851 | -0.00088385 |  | 465.6818 | 0 |  | 466.89 | -0.0018531 |  | 466.89 | -0.00096129
| 467.1117 | 0.00264 |  | 467.1117 | 0.00264 |  | 463.6136 | 0.04948 |  | 463.61 | 0.14149 |  | 467.1117 | 0.16494 |  | 463.6136 | 0.81223 |  | 467.1117 | 0.28569 |  | 476.1566 | 0.15389 |  | 467.1117 | 0.01394 |  |  |  |  | 466.507 | 0.0031046 |  | 467.1117 | 3.1513e-05 |  | 467.1117 | 0.0017345 |  | 463.6136 | 0.0015921 |  | 467.1117 | 0.00034842 |  | 466.507 | 0.00122 |  | 465.9025 | 0 |  | 467.1117 | -0.00043894 |  | 467.1117 | 0.0004032
| 467.3335 | 0.00116 |  | 467.3335 | 0.00116 |  | 463.8315 | 0.04695 |  | 463.83 | 0.1365 |  | 467.3335 | 0.16046 |  | 463.8315 | 0.82215 |  | 467.3335 | 0.29187 |  | 476.3783 | 0.15724 |  | 467.3335 | 0.01316 |  |  |  |  | 466.729 | 0.00062198 |  | 467.3335 | 0 |  | 467.3335 | 0.00063158 |  | 463.8315 | 0.0006058 |  | 467.3335 | 0 |  | 466.729 | -0.00078558 |  | 466.1233 | 0 |  | 467.3335 | -0.0014301 |  | 467.3335 | -0.0010453
| 467.5553 | 0.00228 |  | 467.5553 | 0.00228 |  | 464.0494 | 0.0451 |  | 464.05 | 0.13897 |  | 467.5552 | 0.1583 |  | 464.0493 | 0.83665 |  | 467.5552 | 0.30371 |  | 476.6 | 0.16528 |  | 467.5552 | 0.01496 |  |  |  |  | 466.9509 | 0.0030182 |  | 467.5552 | 0.00077572 |  | 467.5552 | 0.0011961 |  | 464.0493 | 0.0023414 |  | 467.5552 | 0.00055026 |  | 466.9509 | 0.00035192 |  | 466.344 | 0 |  | 467.5552 | -0.0001341 |  | 467.5552 | 0.00062115
| 467.777 | 0.0013 |  | 467.777 | 0.0013 |  | 464.2672 | 0.04407 |  | 464.27 | 0.13132 |  | 467.777 | 0.15239 |  | 464.2672 | 0.83607 |  | 467.777 | 0.30928 |  | 476.8217 | 0.17149 |  | 467.777 | 0.01463 |  |  |  |  | 467.1728 | 0.0020559 |  | 467.777 | 0 |  | 467.777 | 0.00066191 |  | 464.2672 | -0.0011771 |  | 467.777 | 0 |  | 467.1728 | -0.00031703 |  | 466.5648 | 0 |  | 467.777 | -0.00054971 |  | 467.777 | -0.00068459
| 467.9988 | 0.00213 |  | 467.9988 | 0.00213 |  | 464.4851 | 0.0461 |  | 464.49 | 0.12371 |  | 467.9988 | 0.14906 |  | 464.4851 | 0.84498 |  | 467.9988 | 0.31833 |  | 477.0434 | 0.17763 |  | 467.9988 | 0.01562 |  |  |  |  | 467.3948 | 0.0033402 |  | 467.9988 | 0.00025965 |  | 467.9988 | 0.0024692 |  | 464.4851 | 0.0033123 |  | 467.9988 | 0.00052257 |  | 467.3948 | 0.00084733 |  | 466.7856 | 0 |  | 467.9988 | -0.00018622 |  | 467.9988 | 0.00041596
| 468.2206 | 0.00101 |  | 468.2206 | 0.00101 |  | 464.703 | 0.04062 |  | 464.7 | 0.12617 |  | 468.2206 | 0.1429 |  | 464.703 | 0.84761 |  | 468.2206 | 0.32394 |  | 477.2651 | 0.1814 |  | 468.2206 | 0.0149 |  |  |  |  | 467.6168 | 0.0023314 |  | 468.2206 | 0 |  | 468.2206 | 0.00074702 |  | 464.703 | -0.00057271 |  | 468.2206 | 0 |  | 467.6168 | -0.00119 |  | 467.0063 | 0 |  | 468.2206 | -0.0017327 |  | 468.2206 | -0.00055868
| 468.4425 | 0.00243 |  | 468.4425 | 0.00243 |  | 464.9209 | 0.04162 |  | 464.92 | 0.11872 |  | 468.4425 | 0.1429 |  | 464.9209 | 0.85374 |  | 468.4425 | 0.33553 |  | 477.4868 | 0.18709 |  | 468.4425 | 0.01622 |  |  |  |  | 467.8388 | 0.0031801 |  | 468.4425 | 0.00057548 |  | 468.4425 | 0.0012808 |  | 464.9209 | 0.0026799 |  | 468.4425 | 0.00047489 |  | 467.8388 | 0.00031673 |  | 467.2271 | 0 |  | 468.4425 | 0.0005986 |  | 468.4425 | 0.00057106
| 468.6643 | 0.001 |  | 468.6643 | 0.001 |  | 465.1388 | 0.03978 |  | 465.14 | 0.11625 |  | 468.6643 | 0.13725 |  | 465.1389 | 0.85838 |  | 468.6643 | 0.34432 |  | 477.7085 | 0.19267 |  | 468.6643 | 0.01573 |  |  |  |  | 468.0608 | 0.0017083 |  | 468.6643 | 0 |  | 468.6643 | 0.0015699 |  | 465.1389 | -0.0011324 |  | 468.6643 | 0 |  | 468.0608 | -0.00118 |  | 467.4479 | 0 |  | 468.6643 | -0.0013793 |  | 468.6643 | -0.0011669
| 468.8862 | 0.00254 |  | 468.8862 | 0.00254 |  | 465.3568 | 0.03968 |  | 465.36 | 0.1137 |  | 468.8862 | 0.13619 |  | 465.3568 | 0.86556 |  | 468.8862 | 0.35597 |  | 477.9303 | 0.19879 |  | 468.8862 | 0.01743 |  |  |  |  | 468.2828 | 0.0022516 |  | 468.8862 | 0.00073012 |  | 468.8862 | 0.0013863 |  | 465.3568 | 0.0026849 |  | 468.8862 | 0.00038916 |  | 468.2828 | 0.00136 |  | 467.6687 | 0 |  | 468.8862 | 0.00063054 |  | 468.8862 | 0.00062356
| 469.108 | 0.00088202 |  | 469.108 | 0.00088202 |  | 465.5747 | 0.03794 |  | 465.57 | 0.1137 |  | 469.108 | 0.1305 |  | 465.5747 | 0.87864 |  | 469.108 | 0.36275 |  | 478.152 | 0.20186 |  | 469.108 | 0.01682 |  |  |  |  | 468.5048 | 0.0014168 |  | 469.108 | 0 |  | 469.108 | 0.0010296 |  | 465.5747 | 0.00027145 |  | 469.108 | 0 |  | 468.5048 | -0.00108 |  | 467.8896 | 0 |  | 469.108 | -0.0012914 |  | 469.108 | -0.0010119
| 469.3299 | 0.00227 |  | 469.3299 | 0.00227 |  | 465.7927 | 0.0372 |  | 465.79 | 0.11107 |  | 469.3299 | 0.13044 |  | 465.7927 | 0.87966 |  | 469.3299 | 0.37731 |  | 478.3738 | 0.20663 |  | 469.3299 | 0.01852 |  |  |  |  | 468.7269 | 0.002955 |  | 469.3299 | 0.00098781 |  | 469.3299 | 0.0017426 |  | 465.7927 | 0.0017698 |  | 469.3299 | 0.00017746 |  | 468.7269 | 0.00069332 |  | 468.1104 | 0 |  | 469.3299 | 0.00051178 |  | 469.3299 | 0.00086123
| 469.5518 | 0.00123 |  | 469.5518 | 0.00123 |  | 466.0107 | 0.0353 |  | 466.01 | 0.10608 |  | 469.5518 | 0.12539 |  | 466.0107 | 0.88685 |  | 469.5518 | 0.38725 |  | 478.5956 | 0.21027 |  | 469.5518 | 0.01837 |  |  |  |  | 468.949 | 0.001644 |  | 469.5518 | 0 |  | 469.5518 | 0.00075238 |  | 466.0107 | 0.00034909 |  | 469.5518 | 0 |  | 468.949 | -9.6803e-05 |  | 468.3312 | 0 |  | 469.5518 | -0.0006221 |  | 469.5518 | -0.00063366
| 469.7737 | 0.00241 |  | 469.7737 | 0.00241 |  | 466.2287 | 0.03673 |  | 466.23 | 0.10362 |  | 469.7737 | 0.1242 |  | 466.2287 | 0.89736 |  | 469.7737 | 0.3991 |  | 478.8173 | 0.21488 |  | 469.7737 | 0.01981 |  |  |  |  | 469.171 | 0.0046745 |  | 469.7737 | 0.00030817 |  | 469.7737 | 0.0012586 |  | 466.2287 | 0.0002432 |  | 469.7737 | 0.00056791 |  | 469.171 | 0.00072875 |  | 468.5521 | 0 |  | 469.7737 | 0.00091483 |  | 469.7737 | 0.0012587
| 469.9956 | 0.00081894 |  | 469.9956 | 0.00081894 |  | 466.4467 | 0.03445 |  | 466.45 | 0.098436 |  | 469.9956 | 0.11998 |  | 466.4467 | 0.89386 |  | 469.9956 | 0.40843 |  | 479.0391 | 0.21603 |  | 469.9956 | 0.0193 |  |  |  |  | 469.3931 | 0.0034644 |  | 469.9956 | 0 |  | 469.9956 | 0.00067785 |  | 466.4467 | -0.00018848 |  | 469.9956 | 0 |  | 469.3931 | -0.00065255 |  | 468.773 | 0 |  | 469.9956 | -0.0010482 |  | 469.9956 | -0.0014855
| 470.2176 | 0.00248 |  | 470.2176 | 0.00248 |  | 466.6646 | 0.03458 |  | 466.66 | 0.095972 |  | 470.2176 | 0.11942 |  | 466.6646 | 0.9057 |  | 470.2176 | 0.42717 |  | 479.2609 | 0.22009 |  | 470.2176 | 0.02085 |  |  |  |  | 469.6152 | 0.0033029 |  | 470.2176 | 0.00012077 |  | 470.2176 | 0.0019096 |  | 466.6646 | 0.0040594 |  | 470.2176 | 0.0003901 |  | 469.6152 | 0.00066119 |  | 468.9938 | 0 |  | 470.2176 | 0.00016824 |  | 470.2176 | 0.00028875
| 470.4395 | 0.0009368 |  | 470.4395 | 0.0009368 |  | 466.8827 | 0.03193 |  | 466.88 | 0.093446 |  | 470.4395 | 0.11432 |  | 466.8827 | 0.90761 |  | 470.4395 | 0.43773 |  | 479.4827 | 0.22451 |  | 470.4395 | 0.02063 |  |  |  |  | 469.8373 | 0.0014769 |  | 470.4395 | 0 |  | 470.4395 | 0.0003982 |  | 466.8827 | 0.0018482 |  | 470.4395 | 0 |  | 469.8373 | -0.00084467 |  | 469.2147 | 0 |  | 470.4395 | -0.0011849 |  | 470.4395 | -0.00073605
| 470.6615 | 0.00187 |  | 470.6615 | 0.00187 |  | 467.1007 | 0.03372 |  | 467.1 | 0.093508 |  | 470.6615 | 0.11418 |  | 467.1007 | 0.91656 |  | 470.6615 | 0.44969 |  | 479.7046 | 0.23146 |  | 470.6615 | 0.02199 |  |  |  |  | 470.0595 | 0.0025405 |  | 470.6615 | 5.6586e-05 |  | 470.6615 | 0.00134 |  | 467.1007 | 0.00075907 |  | 470.6615 | 0.00034998 |  | 470.0595 | 0.00082553 |  | 469.4356 | 0 |  | 470.6615 | -0.00039233 |  | 470.6615 | 0.00016963
| 470.8834 | 0.00037626 |  | 470.8834 | 0.00037626 |  | 467.3187 | 0.0309 |  | 467.32 | 0.090982 |  | 470.8834 | 0.11051 |  | 467.3187 | 0.91988 |  | 470.8834 | 0.46237 |  | 479.9264 | 0.23596 |  | 470.8834 | 0.0217 |  |  |  |  | 470.2816 | 0.0023956 |  | 470.8834 | 0 |  | 470.8834 | 0.0011127 |  | 467.3187 | -0.00029641 |  | 470.8834 | 0 |  | 470.2816 | -0.00087645 |  | 469.6565 | 0 |  | 470.8834 | -0.0022581 |  | 470.8834 | -0.0011215
| 471.1054 | 0.00198 |  | 471.1054 | 0.00198 |  | 467.5368 | 0.03072 |  | 467.54 | 0.090883 |  | 471.1054 | 0.10975 |  | 467.5368 | 0.93372 |  | 471.1054 | 0.47942 |  | 480.1483 | 0.24233 |  | 471.1054 | 0.0242 |  |  |  |  | 470.5038 | 0.0043029 |  | 471.1054 | 0.0011614 |  | 471.1054 | 0.0016062 |  | 467.5368 | 0.00074723 |  | 471.1054 | 0.00049715 |  | 470.5038 | 0.00108 |  | 469.8774 | 0 |  | 471.1054 | 0.00018291 |  | 471.1054 | 0.00081597
| 471.3274 | 0.00108 |  | 471.3274 | 0.00108 |  | 467.7548 | 0.03011 |  | 467.75 | 0.088358 |  | 471.3274 | 0.10511 |  | 467.7549 | 0.92805 |  | 471.3274 | 0.48868 |  | 480.3701 | 0.24782 |  | 471.3274 | 0.02342 |  |  |  |  | 470.7259 | 0.0026573 |  | 471.3274 | 0 |  | 471.3274 | 0.00063124 |  | 467.7549 | -0.0012473 |  | 471.3274 | 0 |  | 470.7259 | -0.00033733 |  | 470.0984 | 0 |  | 471.3274 | -0.00034666 |  | 471.3274 | -0.00029308
| 471.5494 | 0.00201 |  | 471.5494 | 0.00201 |  | 467.9729 | 0.02909 |  | 467.97 | 0.083336 |  | 471.5494 | 0.10441 |  | 467.9729 | 0.9448 |  | 471.5494 | 0.50562 |  | 480.592 | 0.25519 |  | 471.5494 | 0.02508 |  |  |  |  | 470.9481 | 0.0042357 |  | 471.5494 | 0.00097214 |  | 471.5494 | 0.0011325 |  | 467.9729 | 0.0016692 |  | 471.5494 | 0.00050565 |  | 470.9481 | 0.00080106 |  | 470.3193 | 0 |  | 471.5494 | -0.00011996 |  | 471.5494 | 0.00080788
| 471.7715 | 0.00033656 |  | 471.7715 | 0.00033656 |  | 468.191 | 0.02829 |  | 468.19 | 0.085893 |  | 471.7715 | 0.098605 |  | 468.191 | 0.94357 |  | 471.7715 | 0.51003 |  | 480.8139 | 0.25829 |  | 471.7715 | 0.02419 |  |  |  |  | 471.1703 | 0.0023789 |  | 471.7715 | 0 |  | 471.7715 | 0.0015626 |  | 468.191 | -0.00038663 |  | 471.7715 | 0 |  | 471.1703 | -0.0006196 |  | 470.5403 | 0 |  | 471.7715 | -0.0021142 |  | 471.7715 | -0.0010187
| 471.9935 | 0.00199 |  | 471.9935 | 0.00199 |  | 468.4091 | 0.02695 |  | 468.41 | 0.080872 |  | 471.9935 | 0.096948 |  | 468.4091 | 0.95001 |  | 471.9935 | 0.52159 |  | 481.0358 | 0.26428 |  | 471.9935 | 0.02632 |  |  |  |  | 471.3925 | 0.0041815 |  | 471.9935 | 0.00097631 |  | 471.9935 | 0.0013397 |  | 468.4091 | 0.0017455 |  | 471.9935 | 0.00050569 |  | 471.3925 | 0.00053368 |  | 470.7612 | 0 |  | 471.9935 | 0.00028961 |  | 471.9935 | 0.0011964
| 472.2155 | 0.00050324 |  | 472.2155 | 0.00050324 |  | 468.6272 | 0.02653 |  | 468.63 | 0.078346 |  | 472.2155 | 0.093136 |  | 468.6272 | 0.95417 |  | 472.2155 | 0.5308 |  | 481.2577 | 0.26674 |  | 472.2156 | 0.02587 |  |  |  |  | 471.6148 | 0.0026607 |  | 472.2155 | 0 |  | 472.2155 | 0.00098568 |  | 468.6272 | 0.0015213 |  | 472.2156 | 0 |  | 471.6148 | -0.00026008 |  | 470.9821 | 0 |  | 472.2155 | -0.0022089 |  | 472.2155 | -0.00086828
| 472.4376 | 0.00189 |  | 472.4376 | 0.00189 |  | 468.8453 | 0.02672 |  | 468.85 | 0.080872 |  | 472.4376 | 0.091399 |  | 468.8453 | 0.95913 |  | 472.4376 | 0.54198 |  | 481.4796 | 0.27405 |  | 472.4376 | 0.0275 |  |  |  |  | 471.837 | 0.004992 |  | 472.4376 | 0.00046313 |  | 472.4376 | 0.0016309 |  | 468.8453 | 0.0026003 |  | 472.4376 | 0.00047966 |  | 471.837 | 0.00049103 |  | 471.2031 | 0 |  | 472.4376 | 0.00098525 |  | 472.4376 | 0.00070481
| 472.6597 | 0.00035427 |  | 472.6597 | 0.00035427 |  | 469.0634 | 0.02609 |  | 469.06 | 0.073258 |  | 472.6597 | 0.08711 |  | 469.0634 | 0.9616 |  | 472.6597 | 0.54916 |  | 481.7015 | 0.27981 |  | 472.6597 | 0.02715 |  |  |  |  | 472.0592 | 0.00209 |  | 472.6597 | 0 |  | 472.6597 | 0.0014144 |  | 469.0634 | 0.00017381 |  | 472.6597 | 0 |  | 472.0593 | -0.00095772 |  | 471.4241 | 0 |  | 472.6597 | -0.0012735 |  | 472.6597 | -0.00093483
| 472.8818 | 0.00261 |  | 472.8818 | 0.00261 |  | 469.2816 | 0.02618 |  | 469.28 | 0.073258 |  | 472.8818 | 0.087991 |  | 469.2816 | 0.96567 |  | 472.8818 | 0.56751 |  | 481.9234 | 0.28974 |  | 472.8818 | 0.02927 |  |  |  |  | 472.2815 | 0.004622 |  | 472.8818 | 0.00062538 |  | 472.8818 | 0.001555 |  | 469.2816 | 0.00057163 |  | 472.8818 | 0.00057885 |  | 472.2815 | 0.0011 |  | 471.6451 | 0 |  | 472.8818 | 0.0020491 |  | 472.8818 | 0.0015098
| 473.1039 | 0.00061036 |  | 473.1039 | 0.00061036 |  | 469.4997 | 0.02409 |  | 469.5 | 0.073258 |  | 473.1039 | 0.083404 |  | 469.4997 | 0.97074 |  | 473.1039 | 0.58362 |  | 482.1454 | 0.2958 |  | 473.1039 | 0.02916 |  |  |  |  | 472.5038 | 0.0038167 |  | 473.1039 | 0 |  | 473.1039 | 0.0011778 |  | 469.4997 | 0.0031752 |  | 473.1039 | 0 |  | 472.5038 | -0.00098872 |  | 471.8661 | 0 |  | 473.1039 | -0.0015776 |  | 473.1039 | -0.0007155
| 473.326 | 0.00162 |  | 473.326 | 0.00162 |  | 469.7179 | 0.02537 |  | 469.72 | 0.070732 |  | 473.326 | 0.082791 |  | 469.7179 | 0.98109 |  | 473.326 | 0.59664 |  | 482.3673 | 0.30443 |  | 473.326 | 0.03067 |  |  |  |  | 472.7261 | 0.0039661 |  | 473.326 | 0 |  | 473.326 | 0.0019373 |  | 469.7179 | -0.00081905 |  | 473.326 | 0.000428 |  | 472.7261 | 0.00084949 |  | 472.0871 | 0 |  | 473.326 | 0.00082536 |  | 473.326 | 0.00092958
| 473.5481 | 0.00085113 |  | 473.5481 | 0.00085113 |  | 469.9361 | 0.02399 |  | 469.94 | 0.068268 |  | 473.5481 | 0.079869 |  | 469.9361 | 0.98038 |  | 473.5481 | 0.60803 |  | 482.5893 | 0.30789 |  | 473.5481 | 0.0305 |  |  |  |  | 472.9484 | 0.0038781 |  | 473.5481 | 0 |  | 473.5481 | 0.00088877 |  | 469.9361 | -0.00079654 |  | 473.5481 | 0 |  | 472.9484 | -0.00095697 |  | 472.3082 | 0 |  | 473.5481 | -0.00077078 |  | 473.5481 | -0.0010323
| 473.7703 | 0.00189 |  | 473.7703 | 0.00189 |  | 470.1543 | 0.02399 |  | 470.15 | 0.070793 |  | 473.7703 | 0.078533 |  | 470.1543 | 0.98807 |  | 473.7703 | 0.61665 |  | 482.8113 | 0.31546 |  | 473.7703 | 0.03206 |  |  |  |  | 473.1707 | 0.0042536 |  | 473.7703 | 0.00073795 |  | 473.7703 | 0.0017163 |  | 470.1543 | 0.0029917 |  | 473.7703 | 0.00052685 |  | 473.1707 | 0.00072653 |  | 472.5292 | 0 |  | 473.7703 | 0.00037097 |  | 473.7703 | 0.00068894
| 473.9924 | 0.00031276 |  | 473.9924 | 0.00031276 |  | 470.3725 | 0.02149 |  | 470.37 | 0.063086 |  | 473.9924 | 0.074747 |  | 470.3725 | 0.98134 |  | 473.9924 | 0.62378 |  | 483.0333 | 0.32673 |  | 473.9924 | 0.03162 |  |  |  |  | 473.3931 | 0.0027217 |  | 473.9924 | 0 |  | 473.9924 | 0.00073972 |  | 470.3725 | 0.0003815 |  | 473.9924 | 0 |  | 473.3931 | -0.00062654 |  | 472.7502 | 0 |  | 473.9924 | -0.002031 |  | 473.9924 | -0.000834
| 474.2146 | 0.00197 |  | 474.2146 | 0.00197 |  | 470.5907 | 0.02278 |  | 470.59 | 0.063246 |  | 474.2146 | 0.073511 |  | 470.5907 | 0.99467 |  | 474.2146 | 0.63928 |  | 483.2553 | 0.33102 |  | 474.2146 | 0.03363 |  |  |  |  | 473.6154 | 0.0058581 |  | 474.2146 | 0.00059649 |  | 474.2146 | 0.0012678 |  | 470.5907 | -0.00021598 |  | 474.2146 | 0.00061374 |  | 473.6154 | 0.0004447 |  | 472.9713 | 0 |  | 474.2146 | 0.00040061 |  | 474.2146 | 0.00062807
| 474.4368 | 0.0008488 |  | 474.4368 | 0.0008488 |  | 470.8089 | 0.02199 |  | 470.81 | 0.060622 |  | 474.4368 | 0.070856 |  | 470.8089 | 0.99174 |  | 474.4368 | 0.65098 |  | 483.4773 | 0.33532 |  | 474.4368 | 0.0331 |  |  |  |  | 473.8378 | 0.003867 |  | 474.4368 | 0 |  | 474.4368 | 0.00084149 |  | 470.8089 | -0.00083883 |  | 474.4368 | 0 |  | 473.8378 | -0.0006773 |  | 473.1924 | 0 |  | 474.4368 | -0.0013194 |  | 474.4368 | -0.00056415
| 474.659 | 0.00164 |  | 474.659 | 0.00164 |  | 471.0271 | 0.02202 |  | 471.03 | 0.060622 |  | 474.659 | 0.070763 |  | 471.0271 | 0.99647 |  | 474.659 | 0.66893 |  | 483.6993 | 0.33961 |  | 474.659 | 0.03511 |  |  |  |  | 474.0601 | 0.0042943 |  | 474.659 | 0.00080565 |  | 474.659 | 0.0020652 |  | 471.0271 | 0.0015677 |  | 474.659 | 0.00047009 |  | 474.0601 | 0.00070989 |  | 473.4135 | 0 |  | 474.659 | -0.0001089 |  | 474.659 | 2.0075e-05
| 474.8812 | 0.00052477 |  | 474.8812 | 0.00052477 |  | 471.2454 | 0.02013 |  | 471.25 | 0.060622 |  | 474.8812 | 0.067983 |  | 471.2454 | 0.99609 |  | 474.8812 | 0.6814 |  | 483.9214 | 0.34391 |  | 474.8812 | 0.03551 |  |  |  |  | 474.2825 | 0.0047364 |  | 474.8812 | 0 |  | 474.8812 | 0.00067207 |  | 471.2454 | -0.0019129 |  | 474.8812 | 0 |  | 474.2825 | -0.00062936 |  | 473.6345 | 0 |  | 474.8812 | -0.00090788 |  | 474.8812 | -0.00074052
| 475.1034 | 0.00191 |  | 475.1034 | 0.00191 |  | 471.4636 | 0.02125 |  | 471.46 | 0.060622 |  | 475.1034 | 0.067748 |  | 471.4636 | 0.99404 |  | 475.1034 | 0.70101 |  | 484.1434 | 0.3482 |  | 475.1034 | 0.03733 |  |  |  |  | 474.5049 | 0.0062459 |  | 475.1034 | 0.00061152 |  | 475.1034 | 0.0015459 |  | 471.4636 | 0.0017128 |  | 475.1034 | 0.00052148 |  | 474.5049 | 0.00091376 |  | 473.8556 | 0 |  | 475.1034 | 0.00043701 |  | 475.1034 | 0.0010268
| 475.3256 | 0.00047487 |  | 475.3256 | 0.00047487 |  | 471.6818 | 0.02103 |  | 471.68 | 0.055472 |  | 475.3256 | 0.065064 |  | 471.6819 | 0.99537 |  | 475.3256 | 0.71052 |  | 484.3655 | 0.3525 |  | 475.3256 | 0.03759 |  |  |  |  | 474.7274 | 0.0044291 |  | 475.3256 | 0 |  | 475.3256 | 0.0011525 |  | 471.6819 | -8.9013e-05 |  | 475.3256 | 0 |  | 474.7274 | -0.00064926 |  | 474.0767 | 0 |  | 475.3256 | -0.0011508 |  | 475.3256 | -0.00054137
| 475.5479 | 0.00188 |  | 475.5479 | 0.00188 |  | 471.9001 | 0.0191 |  | 471.9 | 0.060622 |  | 475.5479 | 0.065851 |  | 471.9001 | 1 |  | 475.5479 | 0.72992 |  | 484.5876 | 0.35679 |  | 475.5479 | 0.03936 |  |  |  |  | 474.9498 | 0.0057361 |  | 475.5479 | 0.0008331 |  | 475.5479 | 0.002019 |  | 471.9001 | -0.00063789 |  | 475.5479 | 0.00044631 |  | 474.9498 | 0.0011 |  | 474.2979 | 0 |  | 475.5479 | 0.0003835 |  | 475.5479 | 0.0010475
| 475.7701 | 0.00035386 |  | 475.7701 | 0.00035386 |  | 472.1184 | 0.01975 |  | 472.12 | 0.058096 |  | 475.7701 | 0.062775 |  | 472.1184 | 0.99089 |  | 475.7701 | 0.74224 |  | 484.8096 | 0.36109 |  | 475.7701 | 0.03961 |  |  |  |  | 475.1722 | 0.004908 |  | 475.7701 | 0 |  | 475.7701 | 0.0010239 |  | 472.1184 | -0.0022981 |  | 475.7701 | 0 |  | 475.1722 | -0.00052939 |  | 474.519 | 0 |  | 475.7701 | -0.0012486 |  | 475.7701 | -0.00082878
| 475.9924 | 0.00158 |  | 475.9924 | 0.00158 |  | 472.3367 | 0.01835 |  | 472.34 | 0.060622 |  | 475.9924 | 0.062978 |  | 472.3367 | 0.99325 |  | 475.9924 | 0.76379 |  | 485.0317 | 0.36538 |  | 475.9924 | 0.04227 |  |  |  |  | 475.3947 | 0.0071237 |  | 475.9924 | 0.00067011 |  | 475.9924 | 0.0015385 |  | 472.3367 | 0.0022962 |  | 475.9924 | 0.00043112 |  | 475.3947 | 0.00173 |  | 474.7401 | 0 |  | 475.9924 | -7.2955e-05 |  | 475.9924 | 0.00078667
| 476.2147 | 6.8853e-05 |  | 476.2147 | 6.8853e-05 |  | 472.555 | 0.01818 |  | 472.56 | 0.055632 |  | 476.2147 | 0.060396 |  | 472.555 | 0.99642 |  | 476.2147 | 0.77404 |  | 485.2538 | 0.36968 |  | 476.2147 | 0.04226 |  |  |  |  | 475.6172 | 0.0059434 |  | 476.2147 | 0 |  | 476.2147 | 0.000842 |  | 472.555 | 0.00038853 |  | 476.2147 | 0 |  | 475.6172 | -0.00087936 |  | 474.9612 | 0 |  | 476.2147 | -0.00099487 |  | 476.2147 | -0.0013284
| 476.437 | 0.00172 |  | 476.437 | 0.00172 |  | 472.7733 | 0.01915 |  | 472.77 | 0.052914 |  | 476.437 | 0.060392 |  | 472.7733 | 0.99496 |  | 476.437 | 0.78624 |  | 485.4759 | 0.37397 |  | 476.437 | 0.04402 |  |  |  |  | 475.8396 | 0.0059598 |  | 476.437 | 0.00108 |  | 476.437 | 0.0014839 |  | 472.7733 | 0.0015093 |  | 476.437 | 0.00043751 |  | 475.8396 | 0.00056562 |  | 475.1824 | 0 |  | 476.437 | 0.00027786 |  | 476.437 | 0.00027168
| 476.6593 | 0.00057271 |  | 476.6593 | 0.00057271 |  | 472.9917 | 0.01731 |  | 472.99 | 0.05045 |  | 476.6593 | 0.056556 |  | 472.9917 | 0.98823 |  | 476.6593 | 0.78961 |  | 485.6981 | 0.37827 |  | 476.6593 | 0.04384 |  |  |  |  | 476.0621 | 0.0055468 |  | 476.6593 | 0 |  | 476.6593 | 0.00078952 |  | 472.9917 | 0.0012533 |  | 476.6593 | 0 |  | 476.0621 | -0.0004461 |  | 475.4036 | 0 |  | 476.6593 | -0.0012305 |  | 476.6593 | -0.0010062
| 476.8816 | 0.00206 |  | 476.8816 | 0.00206 |  | 473.21 | 0.01741 |  | 473.21 | 0.053168 |  | 476.8816 | 0.056227 |  | 473.21 | 0.9866 |  | 476.8816 | 0.79827 |  | 485.9202 | 0.38256 |  | 476.8816 | 0.04572 |  |  |  |  | 476.2847 | 0.008067 |  | 476.8816 | 0.00068764 |  | 476.8816 | 0.0021691 |  | 473.21 | 0.0015641 |  | 476.8816 | 0.00047218 |  | 476.2846 | 0.00063714 |  | 475.6248 | 0 |  | 476.8816 | 0.00039769 |  | 476.8816 | 0.00086677
| 477.104 | 0.00038702 |  | 477.104 | 0.00038702 |  | 473.4284 | 0.01571 |  | 473.43 | 0.047986 |  | 477.104 | 0.053948 |  | 473.4284 | 0.97642 |  | 477.104 | 0.8159 |  | 486.1423 | 0.38686 |  | 477.104 | 0.04608 |  |  |  |  | 476.5072 | 0.0055213 |  | 477.104 | 0 |  | 477.104 | 0.00087301 |  | 473.4284 | 0.00023465 |  | 477.104 | 0 |  | 476.5072 | -0.001 |  | 475.8459 | 0 |  | 477.104 | -0.0016262 |  | 477.104 | -0.00086728
| 477.3263 | 0.00144 |  | 477.3263 | 0.00144 |  | 473.6468 | 0.01766 |  | 473.65 | 0.047986 |  | 477.3263 | 0.053998 |  | 473.6468 | 0.9762 |  | 477.3263 | 0.82964 |  | 486.3645 | 0.39115 |  | 477.3263 | 0.04852 |  |  |  |  | 476.7297 | 0.0079986 |  | 477.3263 | 0.00083067 |  | 477.3263 | 0.0028997 |  | 473.6468 | 0.00060742 |  | 477.3263 | 0.00041353 |  | 476.7297 | 0.00064548 |  | 476.0671 | 0 |  | 477.3263 | 0.0010019 |  | 477.3263 | 0.00080296
| 477.5487 | 0.0003338 |  | 477.5487 | 0.0003338 |  | 473.8651 | 0.01438 |  | 473.87 | 0.047986 |  | 477.5487 | 0.051433 |  | 473.8651 | 0.97132 |  | 477.5487 | 0.83878 |  | 486.5866 | 0.39545 |  | 477.5487 | 0.0487 |  |  |  |  | 476.9523 | 0.0068038 |  | 477.5487 | 0 |  | 477.5487 | 0.00077627 |  | 473.8651 | 0.0011801 |  | 477.5487 | 0 |  | 476.9523 | -0.00092895 |  | 476.2883 | 0 |  | 477.5487 | -0.0016622 |  | 477.5487 | -0.0010874
| 477.7711 | 0.00116 |  | 477.7711 | 0.00116 |  | 474.0835 | 0.01611 |  | 474.08 | 0.047986 |  | 477.7711 | 0.052452 |  | 474.0835 | 0.96693 |  | 477.7711 | 0.85507 |  | 486.8088 | 0.39974 |  | 477.7711 | 0.05097 |  |  |  |  | 477.1748 | 0.0080552 |  | 477.7711 | 0.00037372 |  | 477.7711 | 0.0019773 |  | 474.0835 | -0.0004838 |  | 477.7711 | 0.00055245 |  | 477.1748 | 0.00070858 |  | 476.5096 | 0 |  | 477.7711 | -0.001084 |  | 477.7711 | 0.00039998
| 477.9934 | 2.0805e-05 |  | 477.9934 | 2.0805e-05 |  | 474.3019 | 0.01473 |  | 474.3 | 0.047986 |  | 477.9935 | 0.050047 |  | 474.3019 | 0.96043 |  | 477.9935 | 0.87196 |  | 487.031 | 0.40404 |  | 477.9934 | 0.05121 |  |  |  |  | 477.3974 | 0.00549 |  | 477.9935 | 0 |  | 477.9934 | 0.0011564 |  | 474.3019 | -0.0011022 |  | 477.9934 | 0 |  | 477.3974 | -0.00071584 |  | 476.7308 | 0 |  | 477.9935 | -0.0021223 |  | 477.9935 | -0.00078591
| 478.2158 | 0.00166 |  | 478.2158 | 0.00166 |  | 474.5203 | 0.01546 |  | 474.52 | 0.042996 |  | 478.2159 | 0.050235 |  | 474.5203 | 0.95718 |  | 478.2159 | 0.88947 |  | 487.2532 | 0.40833 |  | 478.2158 | 0.05416 |  |  |  |  | 477.62 | 0.0099294 |  | 478.2159 | 0.00035438 |  | 478.2159 | 0.0018254 |  | 474.5203 | 0.002628 |  | 478.2158 | 0.00060658 |  | 477.62 | 0.0007913 |  | 476.952 | 0 |  | 478.2159 | 0.00015583 |  | 478.2159 | 0.0005851
| 478.4383 | 0.00118 |  | 478.4383 | 0.00118 |  | 474.7387 | 0.01387 |  | 474.74 | 0.047986 |  | 478.4383 | 0.04842 |  | 474.7387 | 0.94318 |  | 478.4383 | 0.90635 |  | 487.4754 | 0.41263 |  | 478.4383 | 0.05533 |  |  |  |  | 477.8426 | 0.0084745 |  | 478.4383 | 0 |  | 478.4383 | 0.00061563 |  | 474.7387 | 0.00067173 |  | 478.4383 | 0 |  | 477.8426 | -9.907e-05 |  | 477.1732 | 0 |  | 478.4383 | -0.00023511 |  | 478.4383 | -0.00036793
| 478.6607 | 0.00172 |  | 478.6607 | 0.00172 |  | 474.9572 | 0.01581 |  | 474.96 | 0.047986 |  | 478.6607 | 0.04911 |  | 474.9572 | 0.93854 |  | 478.6607 | 0.92528 |  | 487.6977 | 0.43 |  | 478.6607 | 0.0582 |  |  |  |  | 478.0652 | 0.010732 |  | 478.6607 | 0.00085222 |  | 478.6607 | 0.0014542 |  | 474.9572 | 0.00038554 |  | 478.6607 | 0.00062057 |  | 478.0652 | 0.00078834 |  | 477.3945 | 0 |  | 478.6607 | 0.00041665 |  | 478.6607 | 0.0010984
| 478.8831 | 6.6765e-05 |  | 478.8831 | 6.6765e-05 |  | 475.1756 | 0.01352 |  | 475.18 | 0.042996 |  | 478.8831 | 0.046127 |  | 475.1756 | 0.9363 |  | 478.8831 | 0.93159 |  | 487.9199 | 0.43709 |  | 478.8832 | 0.05795 |  |  |  |  | 478.2879 | 0.007933 |  | 478.8831 | 0 |  | 478.8831 | 0.0012032 |  | 475.1756 | -0.0018057 |  | 478.8832 | 0 |  | 478.2879 | -6.9539e-05 |  | 477.6158 | 0 |  | 478.8831 | -0.0015706 |  | 478.8831 | -0.0006738
| 479.1056 | 0.00191 |  | 479.1056 | 0.00191 |  | 475.3941 | 0.0146 |  | 475.39 | 0.045362 |  | 479.1056 | 0.046848 |  | 475.3941 | 0.92811 |  | 479.1056 | 0.93841 |  | 488.1421 | 0.45089 |  | 479.1056 | 0.06053 |  |  |  |  | 478.5105 | 0.01072 |  | 479.1056 | 0.00083045 |  | 479.1056 | 0.0017577 |  | 475.3941 | 0.0040648 |  | 479.1056 | 0.0006001 |  | 478.5105 | 0.00039834 |  | 477.8371 | 0 |  | 479.1056 | 0.00021997 |  | 479.1056 | 0.0012478
| 479.3281 | 0.00015034 |  | 479.3281 | 0.00015034 |  | 475.6125 | 0.01298 |  | 475.61 | 0.040532 |  | 479.3281 | 0.04391 |  | 475.6125 | 0.91804 |  | 479.3281 | 0.93332 |  | 488.3644 | 0.47275 |  | 479.3281 | 0.05989 |  |  |  |  | 478.7332 | 0.009849 |  | 479.3281 | 0 |  | 479.3281 | 0.00089743 |  | 475.6125 | 0.0001785 |  | 479.3281 | 0 |  | 478.7332 | -9.6814e-05 |  | 478.0583 | 0 |  | 479.3281 | -0.0011835 |  | 479.3281 | -0.00061143
| 479.5505 | 0.00144 |  | 479.5505 | 0.00144 |  | 475.831 | 0.01396 |  | 475.83 | 0.042996 |  | 479.5506 | 0.043983 |  | 475.831 | 0.91658 |  | 479.5506 | 0.93757 |  | 488.5866 | 0.49478 |  | 479.5505 | 0.06209 |  |  |  |  | 478.9559 | 0.010983 |  | 479.5506 | 0.0004375 |  | 479.5505 | 0.0020315 |  | 475.831 | 0.0026089 |  | 479.5505 | 0.00060635 |  | 478.9559 | 0.00088876 |  | 478.2796 | 0 |  | 479.5506 | -0.00010499 |  | 479.5506 | 0.00069255
| 479.7731 | 7.4163e-07 |  | 479.7731 | 7.4163e-07 |  | 476.0495 | 0.01306 |  | 476.05 | 0.040372 |  | 479.773 | 0.041164 |  | 476.0495 | 0.90617 |  | 479.773 | 0.9363 |  | 488.8089 | 0.51052 |  | 479.773 | 0.06245 |  |  |  |  | 479.1786 | 0.0085431 |  | 479.773 | 0 |  | 479.773 | 0.0017929 |  | 476.0495 | -0.00041529 |  | 479.773 | 0 |  | 479.1785 | -0.00044876 |  | 478.5009 | 0 |  | 479.773 | -0.0013832 |  | 479.773 | -0.00076869
| 479.9955 | 0.00132 |  | 479.9955 | 0.00132 |  | 476.268 | 0.0128 |  | 476.27 | 0.040532 |  | 479.9956 | 0.041258 |  | 476.268 | 0.89616 |  | 479.9956 | 0.94696 |  | 489.0312 | 0.5281 |  | 479.9955 | 0.06446 |  |  |  |  | 479.4013 | 0.01105 |  | 479.9956 | 0.000996 |  | 479.9955 | 0.0017371 |  | 476.268 | 0.0011649 |  | 479.9955 | 0.00061605 |  | 479.4013 | 0.00056411 |  | 478.7223 | 0 |  | 479.9956 | -0.00015915 |  | 479.9956 | 0.00041446
| 480.2181 | 0.00012217 |  | 480.2181 | 0.00012217 |  | 476.4865 | 0.01277 |  | 476.49 | 0.040372 |  | 480.2181 | 0.038959 |  | 476.4865 | 0.88975 |  | 480.2181 | 0.95355 |  | 489.2535 | 0.54984 |  | 480.2181 | 0.06513 |  |  |  |  | 479.624 | 0.0089184 |  | 480.2181 | 0 |  | 480.2181 | 0.00078581 |  | 476.4865 | -6.1662e-05 |  | 480.2181 | 0 |  | 479.624 | -0.00118 |  | 478.9436 | 0 |  | 480.2181 | -0.0016725 |  | 480.2181 | -0.00088226
| 480.4406 | 0.00219 |  | 480.4406 | 0.00219 |  | 476.705 | 0.01248 |  | 476.71 | 0.040532 |  | 480.4406 | 0.040076 |  | 476.705 | 0.88827 |  | 480.4406 | 0.96408 |  | 489.4758 | 0.56387 |  | 480.4406 | 0.06881 |  |  |  |  | 479.8467 | 0.012322 |  | 480.4406 | 0.0017959 |  | 480.4406 | 0.0023584 |  | 476.705 | 0.0007763 |  | 480.4406 | 0.00064117 |  | 479.8467 | 0.000878 |  | 479.1649 | 0 |  | 480.4406 | 0.0012149 |  | 480.4406 | 0.0014913
| 480.6632 | 0.00029101 |  | 480.6632 | 0.00029101 |  | 476.9235 | 0.01174 |  | 476.92 | 0.03535 |  | 480.6632 | 0.037996 |  | 476.9236 | 0.8752 |  | 480.6632 | 0.97518 |  | 489.6982 | 0.57228 |  | 480.6631 | 0.0696 |  |  |  |  | 480.0694 | 0.010388 |  | 480.6632 | 0 |  | 480.6631 | 0.00073931 |  | 476.9236 | 0.00014593 |  | 480.6631 | 0 |  | 480.0695 | 2.4151e-05 |  | 479.3863 | 0 |  | 480.6632 | -0.0010019 |  | 480.6632 | -0.0016957
| 480.8857 | 0.00208 |  | 480.8857 | 0.00208 |  | 477.1421 | 0.01205 |  | 477.14 | 0.03535 |  | 480.8857 | 0.039231 |  | 477.1421 | 0.8655 |  | 480.8857 | 0.99159 |  | 489.9205 | 0.5887 |  | 480.8857 | 0.0727 |  |  |  |  | 480.2922 | 0.01374 |  | 480.8857 | 0.00045076 |  | 480.8857 | 0.0016978 |  | 477.1421 | 0.0021548 |  | 480.8857 | 0.00050746 |  | 480.2922 | 0.00029655 |  | 479.6076 | 0 |  | 480.8857 | 0.00069767 |  | 480.8857 | 0.00072351
| 481.1083 | 0.00066559 |  | 481.1083 | 0.00066559 |  | 477.3607 | 0.01069 |  | 477.36 | 0.03535 |  | 481.1083 | 0.037133 |  | 477.3607 | 0.85533 |  | 481.1083 | 0.9956 |  | 490.1428 | 0.60332 |  | 481.1083 | 0.07351 |  |  |  |  | 480.515 | 0.010756 |  | 481.1083 | 0 |  | 481.1083 | 0.00038366 |  | 477.3607 | 0.00034534 |  | 481.1083 | 0 |  | 480.515 | 0.00013774 |  | 479.829 | 0 |  | 481.1083 | -0.00020573 |  | 481.1083 | -0.00067083
| 481.3309 | 0.00133 |  | 481.3309 | 0.00133 |  | 477.5792 | 0.01178 |  | 477.58 | 0.037908 |  | 481.3309 | 0.037072 |  | 477.5792 | 0.85062 |  | 481.3309 | 0.99862 |  | 490.3652 | 0.6122 |  | 481.3309 | 0.07556 |  |  |  |  | 480.7378 | 0.013441 |  | 481.3309 | 0.0001624 |  | 481.3309 | 0.0021761 |  | 477.5792 | 0.0020799 |  | 481.3309 | 0.00045017 |  | 480.7378 | 0.00073164 |  | 480.0504 | 0 |  | 481.3309 | 8.3222e-05 |  | 481.3309 | 0.0007389
| 481.5535 | 0.00065322 |  | 481.5535 | 0.00065322 |  | 477.7978 | 0.01053 |  | 477.8 | 0.03535 |  | 481.5535 | 0.034977 |  | 477.7978 | 0.83245 |  | 481.5535 | 1 |  | 490.5875 | 0.62287 |  | 481.5535 | 0.0764 |  |  |  |  | 480.9606 | 0.013668 |  | 481.5535 | 0 |  | 481.5535 | 0.0014565 |  | 477.7978 | -0.00078889 |  | 481.5535 | 0 |  | 480.9606 | -0.00043914 |  | 480.2718 | 0 |  | 481.5535 | -0.0013767 |  | 481.5535 | -0.00018416
| 481.7761 | 0.00139 |  | 481.7761 | 0.00139 |  | 478.0164 | 0.01148 |  | 478.02 | 0.03535 |  | 481.7761 | 0.035408 |  | 478.0164 | 0.8257 |  | 481.7761 | 0.99731 |  | 490.8099 | 0.63189 |  | 481.7761 | 0.07916 |  |  |  |  | 481.1834 | 0.015308 |  | 481.7761 | 0.0010973 |  | 481.7761 | 0.0018975 |  | 478.0164 | 0.00053216 |  | 481.7761 | 0.00062124 |  | 481.1834 | 0.00040706 |  | 480.4932 | 0 |  | 481.7761 | 0.00086617 |  | 481.7761 | 0.00071652
| 481.9987 | 0.00011849 |  | 481.9987 | 0.00011849 |  | 478.235 | 0.01048 |  | 478.23 | 0.03036 |  | 481.9987 | 0.032791 |  | 478.235 | 0.81167 |  | 481.9987 | 0.99523 |  | 491.0323 | 0.64866 |  | 481.9987 | 0.07936 |  |  |  |  | 481.4062 | 0.013002 |  | 481.9987 | 0 |  | 481.9987 | 0.0014357 |  | 478.235 | -0.00054682 |  | 481.9987 | 0 |  | 481.4062 | -0.00053019 |  | 480.7146 | 0 |  | 481.9987 | -0.0014336 |  | 481.9987 | -0.00067439
| 482.2213 | 0.00142 |  | 482.2213 | 0.00142 |  | 478.4536 | 0.01135 |  | 478.45 | 0.03535 |  | 482.2214 | 0.032621 |  | 478.4536 | 0.80667 |  | 482.2214 | 0.99255 |  | 491.2547 | 0.66371 |  | 482.2213 | 0.08199 |  |  |  |  | 481.629 | 0.014923 |  | 482.2214 | 0.00019051 |  | 482.2213 | 0.0014166 |  | 478.4536 | 0.0015565 |  | 482.2213 | 0.00037904 |  | 481.629 | 0.00147 |  | 480.936 | 0 |  | 482.2214 | 0.00034846 |  | 482.2214 | 0.00062485
| 482.444 | -2.9679e-05 |  | 482.444 | -2.9679e-05 |  | 478.6722 | 0.00981 |  | 478.67 | 0.03036 |  | 482.444 | 0.030334 |  | 478.6722 | 0.79233 |  | 482.444 | 0.99242 |  | 491.4771 | 0.67482 |  | 482.444 | 0.08263 |  |  |  |  | 481.8519 | 0.014662 |  | 482.444 | 0 |  | 482.444 | 0.0012059 |  | 478.6722 | 0.0011267 |  | 482.444 | 0 |  | 481.8519 | -0.00091108 |  | 481.1574 | 0 |  | 482.444 | -0.00050186 |  | 482.444 | -0.00051955
| 482.6667 | 0.00149 |  | 482.6667 | 0.00149 |  | 478.8909 | 0.01071 |  | 478.89 | 0.03036 |  | 482.6667 | 0.031699 |  | 478.8909 | 0.777 |  | 482.6667 | 0.99375 |  | 491.6995 | 0.68399 |  | 482.6667 | 0.08573 |  |  |  |  | 482.0747 | 0.017889 |  | 482.6667 | 0.00054276 |  | 482.6667 | 0.0017959 |  | 478.8909 | 0.0020557 |  | 482.6667 | 0.0004517 |  | 482.0747 | 0.00090681 |  | 481.3788 | 0 |  | 482.6667 | 0.00046709 |  | 482.6667 | 0.00040381
| 482.8893 | -0.00015118 |  | 482.8893 | -0.00015118 |  | 479.1095 | 0.00947 |  | 479.11 | 0.027736 |  | 482.8893 | 0.029464 |  | 479.1095 | 0.76788 |  | 482.8893 | 0.9916 |  | 491.9219 | 0.69614 |  | 482.8893 | 0.08667 |  |  |  |  | 482.2976 | 0.018979 |  | 482.8893 | 0 |  | 482.8893 | 0.0015315 |  | 479.1095 | 0.0013915 |  | 482.8893 | 0 |  | 482.2976 | -0.00063224 |  | 481.6003 | 0 |  | 482.8893 | -0.0015315 |  | 482.8893 | -0.0009851
| 483.112 | 0.0007908 |  | 483.112 | 0.0007908 |  | 479.3282 | 0.01034 |  | 479.33 | 0.032824 |  | 483.112 | 0.029395 |  | 479.3282 | 0.76774 |  | 483.112 | 0.99074 |  | 492.1444 | 0.70677 |  | 483.112 | 0.08882 |  |  |  |  | 482.5205 | 0.020069 |  | 483.112 | 0.00044122 |  | 483.112 | 0.0018743 |  | 479.3282 | 0.002932 |  | 483.112 | 0.00041315 |  | 482.5205 | 0.00075655 |  | 481.8217 | 0 |  | 483.112 | -0.00012325 |  | 483.112 | 0.00034608
| 483.3347 | 0.00031393 |  | 483.3347 | 0.00031393 |  | 479.5468 | 0.00811 |  | 479.55 | 0.025272 |  | 483.3347 | 0.027754 |  | 479.5468 | 0.75086 |  | 483.3347 | 0.98571 |  | 492.3668 | 0.71145 |  | 483.3347 | 0.09008 |  |  |  |  | 482.7434 | 0.021158 |  | 483.3347 | 0 |  | 483.3347 | 0.0019091 |  | 479.5468 | 0.00028786 |  | 483.3347 | 0 |  | 482.7434 | -0.00076081 |  | 482.0432 | 0 |  | 483.3347 | -0.0010278 |  | 483.3347 | -0.0010072
| 483.5575 | 0.00111 |  | 483.5575 | 0.00111 |  | 479.7655 | 0.00952 |  | 479.77 | 0.027896 |  | 483.5575 | 0.028265 |  | 479.7655 | 0.73984 |  | 483.5575 | 0.98667 |  | 492.5893 | 0.72351 |  | 483.5575 | 0.09303 |  |  |  |  | 482.9663 | 0.022248 |  | 483.5575 | 0.00021795 |  | 483.5575 | 0.0012203 |  | 479.7655 | 0.0022202 |  | 483.5575 | 0.00039015 |  | 482.9663 | 0.00085151 |  | 482.2647 | 0 |  | 483.5575 | -0.00062792 |  | 483.5575 | 0.00017383
| 483.7802 | 0.00013698 |  | 483.7802 | 0.00013698 |  | 479.9842 | 0.00772 |  | 479.98 | 0.025272 |  | 483.7802 | 0.026486 |  | 479.9842 | 0.72909 |  | 483.7802 | 0.98075 |  | 492.8118 | 0.74574 |  | 483.7802 | 0.09415 |  |  |  |  | 483.1893 | 0.023338 |  | 483.7802 | 0 |  | 483.7802 | 0.0014657 |  | 479.9842 | 0.00085333 |  | 483.7802 | 0 |  | 483.1893 | -0.00046371 |  | 482.4862 | 0 |  | 483.7802 | -0.00077185 |  | 483.7802 | -0.0010469
| 484.0029 | 0.00139 |  | 484.0029 | 0.00139 |  | 480.2029 | 0.00904 |  | 480.2 | 0.025272 |  | 484.0029 | 0.027242 |  | 480.2029 | 0.72829 |  | 484.0029 | 0.97735 |  | 493.0342 | 0.76158 |  | 484.0029 | 0.0976 |  |  |  |  | 483.4122 | 0.024428 |  | 484.0029 | 0.00037506 |  | 484.0029 | 0.0018828 |  | 480.2029 | 0.0019419 |  | 484.0029 | 0.00064443 |  | 483.4122 | 0.00049091 |  | 482.7077 | 0 |  | 484.0029 | 0.00014592 |  | 484.0029 | 0.00078277
| 484.2257 | -0.00012316 |  | 484.2257 | -0.00012316 |  | 480.4216 | 0.00855 |  | 480.42 | 0.025272 |  | 484.2257 | 0.024782 |  | 480.4216 | 0.71211 |  | 484.2257 | 0.9746 |  | 493.2567 | 0.76962 |  | 484.2257 | 0.09805 |  |  |  |  | 483.6352 | 0.025517 |  | 484.2257 | 0 |  | 484.2257 | 0.0017777 |  | 480.4216 | 0.00020504 |  | 484.2257 | 0 |  | 483.6352 | -0.00047067 |  | 482.9292 | 0 |  | 484.2257 | -0.0010566 |  | 484.2257 | -0.0005756
| 484.4484 | 0.00145 |  | 484.4484 | 0.00145 |  | 480.6403 | 0.00969 |  | 480.64 | 0.025272 |  | 484.4485 | 0.025784 |  | 480.6403 | 0.71807 |  | 484.4485 | 0.97057 |  | 493.4792 | 0.77768 |  | 484.4485 | 0.10131 |  |  |  |  | 483.8582 | 0.026607 |  | 484.4485 | 0.00057442 |  | 484.4485 | 0.0015645 |  | 480.6403 | 0.001502 |  | 484.4485 | 0.00042977 |  | 483.8582 | 0.00055522 |  | 483.1507 | 0 |  | 484.4485 | 0.0006346 |  | 484.4485 | 0.00092441
| 484.6712 | 0.00019985 |  | 484.6712 | 0.00019985 |  | 480.8591 | 0.00866 |  | 480.86 | 0.025272 |  | 484.6712 | 0.023595 |  | 480.8591 | 0.7075 |  | 484.6712 | 0.9631 |  | 493.7018 | 0.78096 |  | 484.6712 | 0.1029 |  |  |  |  | 484.0811 | 0.027697 |  | 484.6712 | 0 |  | 484.6712 | 0.00139 |  | 480.8591 | -0.001356 |  | 484.6712 | 0 |  | 484.0811 | -0.00058791 |  | 483.3722 | 0 |  | 484.6712 | -0.0010924 |  | 484.6712 | -0.0012564
| 484.894 | 0.00095302 |  | 484.894 | 0.00095302 |  | 481.0778 | 0.00867 |  | 481.08 | 0.025272 |  | 484.894 | 0.024809 |  | 481.0778 | 0.70339 |  | 484.894 | 0.96023 |  | 493.9243 | 0.79237 |  | 484.894 | 0.10543 |  |  |  |  | 484.3041 | 0.028786 |  | 484.894 | 0.00098837 |  | 484.894 | 0.0029142 |  | 481.0778 | 0.0018119 |  | 484.894 | 0.00046077 |  | 484.3041 | 0.00053098 |  | 483.5938 | 0 |  | 484.894 | -0.0003272 |  | 484.894 | 0.00071448
| 485.1168 | -7.1705e-05 |  | 485.1168 | -7.1705e-05 |  | 481.2966 | 0.00744 |  | 481.3 | 0.025272 |  | 485.1168 | 0.022167 |  | 481.2966 | 0.69345 |  | 485.1168 | 0.95096 |  | 494.1468 | 0.7994 |  | 485.1168 | 0.10745 |  |  |  |  | 484.5272 | 0.029876 |  | 485.1168 | 0 |  | 485.1168 | 0.00093591 |  | 481.2966 | -0.0016222 |  | 485.1168 | 0 |  | 484.5272 | -0.0004513 |  | 483.8153 | 0 |  | 485.1168 | -0.00071722 |  | 485.1168 | -0.00052948
| 485.3397 | 0.00108 |  | 485.3397 | 0.00108 |  | 481.5153 | 0.00915 |  | 481.52 | 0.025272 |  | 485.3397 | 0.023247 |  | 481.5153 | 0.68945 |  | 485.3397 | 0.94672 |  | 494.3694 | 0.81348 |  | 485.3397 | 0.11063 |  |  |  |  | 484.7502 | 0.030966 |  | 485.3397 | 0.00058018 |  | 485.3397 | 0.0027141 |  | 481.5153 | -0.00059169 |  | 485.3397 | 0.0004621 |  | 484.7502 | 0.00112 |  | 484.0369 | 0 |  | 485.3397 | 6.2376e-05 |  | 485.3397 | 0.00049633
| 485.5625 | -2.4785e-05 |  | 485.5625 | -2.4785e-05 |  | 481.7341 | 0.00832 |  | 481.73 | 0.022714 |  | 485.5625 | 0.021318 |  | 481.7341 | 0.68287 |  | 485.5625 | 0.93961 |  | 494.5919 | 0.83574 |  | 485.5625 | 0.11214 |  |  |  |  | 484.9732 | 0.032055 |  | 485.5625 | 0 |  | 485.5625 | 0.0012763 |  | 481.7341 | -0.0006556 |  | 485.5625 | 0 |  | 484.9732 | -0.00010219 |  | 484.2584 | 0 |  | 485.5625 | -0.0019785 |  | 485.5625 | -0.00081547
| 485.7853 | 0.0014 |  | 485.7853 | 0.0014 |  | 481.9529 | 0.00938 |  | 481.95 | 0.022808 |  | 485.7853 | 0.021937 |  | 481.9529 | 0.67961 |  | 485.7853 | 0.93704 |  | 494.8145 | 0.85556 |  | 485.7853 | 0.11544 |  |  |  |  | 485.1963 | 0.033145 |  | 485.7853 | 0.00045134 |  | 485.7853 | 0.0024044 |  | 481.9529 | 0.0012937 |  | 485.7853 | 0.00046727 |  | 485.1963 | 0.00132 |  | 484.48 | 0 |  | 485.7853 | -0.00033618 |  | 485.7853 | 0.0004621
| 486.0082 | 0.00024658 |  | 486.0082 | 0.00024658 |  | 482.1717 | 0.00739 |  | 482.17 | 0.022714 |  | 486.0082 | 0.020246 |  | 482.1717 | 0.67414 |  | 486.0082 | 0.9268 |  | 495.0371 | 0.86033 |  | 486.0082 | 0.11753 |  |  |  |  | 485.4193 | 0.034235 |  | 486.0082 | 0 |  | 486.0082 | 0.0013965 |  | 482.1717 | -0.00098166 |  | 486.0082 | 0 |  | 485.4193 | -0.00081492 |  | 484.7016 | 0 |  | 486.0082 | -0.00027661 |  | 486.0082 | -0.00084237
| 486.2311 | 0.00186 |  | 486.2311 | 0.00186 |  | 482.3905 | 0.0096 |  | 482.39 | 0.025272 |  | 486.2311 | 0.02152 |  | 482.3905 | 0.66931 |  | 486.2311 | 0.92413 |  | 495.2597 | 0.8668 |  | 486.231 | 0.12124 |  |  |  |  | 485.6424 | 0.035324 |  | 486.2311 | 0.00073861 |  | 486.231 | 0.0027309 |  | 482.3905 | 0.0018417 |  | 486.231 | 0.00055654 |  | 485.6424 | 0.00155 |  | 484.9232 | 0 |  | 486.2311 | 0.0011778 |  | 486.2311 | 0.0014901
| 486.454 | 0.00030645 |  | 486.454 | 0.00030645 |  | 482.6093 | 0.00754 |  | 482.61 | 0.020188 |  | 486.4539 | 0.019136 |  | 482.6093 | 0.65932 |  | 486.4539 | 0.91241 |  | 495.4823 | 0.86393 |  | 486.454 | 0.12265 |  |  |  |  | 485.8655 | 0.036414 |  | 486.4539 | 0 |  | 486.4539 | 0.0022829 |  | 482.6093 | 0.0011167 |  | 486.454 | 0 |  | 485.8655 | 0.0001822 |  | 485.1448 | 0 |  | 486.4539 | -0.001971 |  | 486.4539 | -0.00076749
| 486.6769 | 0.00129 |  | 486.6769 | 0.00129 |  | 482.8282 | 0.00873 |  | 482.83 | 0.022746 |  | 486.6768 | 0.019811 |  | 482.8282 | 0.65749 |  | 486.6768 | 0.90628 |  | 495.7049 | 0.87101 |  | 486.6769 | 0.12657 |  |  |  |  | 486.0886 | 0.037504 |  | 486.6768 | 0.00062857 |  | 486.6768 | 0.0026262 |  | 482.8282 | 0.0022755 |  | 486.6769 | 0.00045996 |  | 486.0886 | 0.00062108 |  | 485.3664 | 0 |  | 486.6768 | 0.00029345 |  | 486.6768 | 0.0014876
| 486.8998 | 0.00016188 |  | 486.8998 | 0.00016188 |  | 483.047 | 0.0075 |  | 483.05 | 0.02009 |  | 486.8998 | 0.019002 |  | 483.047 | 0.6411 |  | 486.8998 | 0.89627 |  | 495.9275 | 0.8707 |  | 486.8997 | 0.12774 |  |  |  |  | 486.3117 | 0.038593 |  | 486.8998 | 0 |  | 486.8997 | 0.0014786 |  | 483.047 | -0.00131 |  | 486.8997 | 0 |  | 486.3118 | -0.00061311 |  | 485.588 | 0 |  | 486.8998 | -0.002018 |  | 486.8998 | -0.00038407
| 487.1227 | 0.00107 |  | 487.1227 | 0.00107 |  | 483.2659 | 0.00845 |  | 483.27 | 0.022714 |  | 487.1227 | 0.019424 |  | 483.2659 | 0.626 |  | 487.1227 | 0.89152 |  | 496.1501 | 0.88916 |  | 487.1227 | 0.13155 |  |  |  |  | 486.5349 | 0.039683 |  | 487.1227 | 0.00043126 |  | 487.1227 | 0.0024836 |  | 483.2659 | 0.0014609 |  | 487.1227 | 0.00042783 |  | 486.5349 | 0.00043114 |  | 485.8097 | 0 |  | 487.1227 | 0.00020344 |  | 487.1227 | 0.00066854
| 487.3456 | 1.1876e-05 |  | 487.3456 | 1.1876e-05 |  | 483.4847 | 0.00604 |  | 483.48 | 0.017626 |  | 487.3456 | 0.017131 |  | 483.4847 | 0.6149 |  | 487.3456 | 0.88082 |  | 496.3728 | 0.89599 |  | 487.3456 | 0.13454 |  |  |  |  | 486.758 | 0.040773 |  | 487.3456 | 0 |  | 487.3456 | 0.0016124 |  | 483.4847 | -0.0012039 |  | 487.3456 | 0 |  | 486.758 | -0.00097959 |  | 486.0313 | 0 |  | 487.3456 | -0.0020533 |  | 487.3456 | -0.0014403
| 487.5686 | 0.00066999 |  | 487.5686 | 0.00066999 |  | 483.7036 | 0.00752 |  | 483.7 | 0.01526 |  | 487.5686 | 0.018661 |  | 483.7036 | 0.60912 |  | 487.5686 | 0.87592 |  | 496.5955 | 0.90346 |  | 487.5686 | 0.13816 |  |  |  |  | 486.9812 | 0.041862 |  | 487.5686 | 0.00065778 |  | 487.5686 | 0.0028089 |  | 483.7036 | 0.0027371 |  | 487.5686 | 0.00027509 |  | 486.9812 | 0.00074003 |  | 486.253 | 0 |  | 487.5686 | -0.00052225 |  | 487.5686 | 0.00050649
| 487.7915 | -0.0002597 |  | 487.7915 | -0.0002597 |  | 483.9225 | 0.00678 |  | 483.92 | 0.01526 |  | 487.7915 | 0.017036 |  | 483.9225 | 0.59785 |  | 487.7915 | 0.86645 |  | 496.8181 | 0.90499 |  | 487.7915 | 0.14023 |  |  |  |  | 487.2044 | 0.042952 |  | 487.7915 | 0 |  | 487.7915 | 0.0017203 |  | 483.9225 | 0.00083693 |  | 487.7915 | 0 |  | 487.2044 | -0.00056818 |  | 486.4746 | 0 |  | 487.7915 | -0.0022801 |  | 487.7915 | -0.0010894
| 488.0145 | 0.00143 |  | 488.0145 | 0.00143 |  | 484.1414 | 0.00806 |  | 484.14 | 0.01526 |  | 488.0145 | 0.017562 |  | 484.1414 | 0.58699 |  | 488.0145 | 0.85861 |  | 497.0408 | 0.89802 |  | 488.0145 | 0.14441 |  |  |  |  | 487.4276 | 0.044042 |  | 488.0145 | 0.00062967 |  | 488.0145 | 0.0023809 |  | 484.1414 | 0.0024975 |  | 488.0145 | 0.00049736 |  | 487.4276 | 0.0009419 |  | 486.6963 | 0 |  | 488.0145 | 0.00018679 |  | 488.0145 | 0.00088663
| 488.2375 | -0.00073552 |  | 488.2375 | -0.00073552 |  | 484.3603 | 0.00641 |  | 484.36 | 0.012636 |  | 488.2375 | 0.015652 |  | 484.3603 | 0.57475 |  | 488.2375 | 0.84692 |  | 497.2635 | 0.90199 |  | 488.2375 | 0.14688 |  |  |  |  | 487.6508 | 0.045131 |  | 488.2375 | 0 |  | 488.2375 | 0.0018439 |  | 484.3603 | -0.00060691 |  | 488.2375 | 0 |  | 487.6508 | -0.00044827 |  | 486.918 | 0 |  | 488.2375 | -0.0023471 |  | 488.2375 | -0.001016
| 488.4605 | 0.00122 |  | 488.4605 | 0.00122 |  | 484.5792 | 0.0062 |  | 484.58 | 0.012636 |  | 488.4605 | 0.016407 |  | 484.5792 | 0.56764 |  | 488.4605 | 0.84104 |  | 497.4862 | 0.90691 |  | 488.4605 | 0.15149 |  |  |  |  | 487.874 | 0.046221 |  | 488.4605 | 0.00074557 |  | 488.4605 | 0.0025859 |  | 484.5792 | 0.0017682 |  | 488.4605 | 0.00065585 |  | 487.874 | 0.001 |  | 487.1397 | 0 |  | 488.4605 | 0.00011072 |  | 488.4605 | 0.0004515
| 488.6835 | -6.5431e-05 |  | 488.6835 | -6.5431e-05 |  | 484.7982 | 0.0067 |  | 484.8 | 0.012636 |  | 488.6835 | 0.015153 |  | 484.7982 | 0.54691 |  | 488.6835 | 0.82907 |  | 497.7089 | 0.91107 |  | 488.6835 | 0.1536 |  |  |  |  | 488.0972 | 0.047311 |  | 488.6835 | 0 |  | 488.6835 | 0.0017312 |  | 484.7982 | -0.00034282 |  | 488.6835 | 0 |  | 488.0972 | -0.0005244 |  | 487.3614 | 0 |  | 488.6835 | -0.0020424 |  | 488.6835 | -0.0010667
| 488.9065 | 0.00174 |  | 488.9065 | 0.00174 |  | 485.0171 | 0.00594 |  | 485.02 | 0.012636 |  | 488.9065 | 0.016198 |  | 485.0171 | 0.54079 |  | 488.9065 | 0.82363 |  | 497.9316 | 0.93115 |  | 488.9065 | 0.15858 |  |  |  |  | 488.3204 | 0.048401 |  | 488.9065 | 0.00091817 |  | 488.9065 | 0.0021202 |  | 485.0171 | 0.00080135 |  | 488.9065 | 0.00055434 |  | 488.3204 | 0.0012 |  | 487.5831 | 0 |  | 488.9065 | 0.00048169 |  | 488.9065 | 0.00091372
| 489.1296 | -0.00014893 |  | 489.1296 | -0.00014893 |  | 485.2361 | 0.00642 |  | 485.24 | 0.012636 |  | 489.1296 | 0.014484 |  | 485.2361 | 0.52524 |  | 489.1296 | 0.81373 |  | 498.1544 | 0.94784 |  | 489.1296 | 0.16174 |  |  |  |  | 488.5437 | 0.04949 |  | 489.1296 | 0 |  | 489.1296 | 0.0025206 |  | 485.2361 | 0.00093709 |  | 489.1296 | 0 |  | 488.5437 | -0.00034013 |  | 487.8049 | 0 |  | 489.1296 | -0.00088209 |  | 489.1296 | -0.00023404
| 489.3526 | 0.00122 |  | 489.3526 | 0.00122 |  | 485.4551 | 0.00682 |  | 485.46 | 0.012636 |  | 489.3526 | 0.015366 |  | 485.455 | 0.51564 |  | 489.3526 | 0.80909 |  | 498.3771 | 0.95837 |  | 489.3526 | 0.16674 |  |  |  |  | 488.767 | 0.05058 |  | 489.3526 | 0.00044473 |  | 489.3526 | 0.0023456 |  | 485.455 | 0.00098625 |  | 489.3526 | 0.00054498 |  | 488.767 | 0.00040591 |  | 488.0266 | 0 |  | 489.3526 | 0.00051132 |  | 489.3526 | 0.00080722
| 489.5757 | -3.7923e-05 |  | 489.5757 | -3.7923e-05 |  | 485.674 | 0.00576 |  | 485.67 | 0.012636 |  | 489.5757 | 0.013516 |  | 485.674 | 0.50271 |  | 489.5757 | 0.79653 |  | 498.5999 | 0.955 |  | 489.5757 | 0.16884 |  |  |  |  | 488.9902 | 0.05167 |  | 489.5757 | 0 |  | 489.5757 | 0.0017629 |  | 485.674 | -0.00027593 |  | 489.5757 | 0 |  | 488.9903 | -0.00085195 |  | 488.2484 | 0 |  | 489.5757 | -0.0020202 |  | 489.5757 | -0.00092696
| 489.7988 | 0.00094716 |  | 489.7988 | 0.00094716 |  | 485.893 | 0.00609 |  | 485.89 | 0.0151 |  | 489.7988 | 0.014754 |  | 485.893 | 0.49211 |  | 489.7988 | 0.7898 |  | 498.8226 | 0.95848 |  | 489.7988 | 0.17431 |  |  |  |  | 489.2135 | 0.05167 |  | 489.7988 | 0.00066071 |  | 489.7988 | 0.0027818 |  | 485.893 | 0.0017185 |  | 489.7988 | 0.00042115 |  | 489.2135 | 0.00138 |  | 488.4701 | 0 |  | 489.7988 | -0.00018373 |  | 489.7988 | 0.00071835
| 490.0219 | -9.8895e-06 |  | 490.0219 | -9.8895e-06 |  | 486.112 | 0.00512 |  | 486.11 | 0.012636 |  | 490.0219 | 0.013307 |  | 486.112 | 0.4802 |  | 490.0219 | 0.78018 |  | 499.0454 | 0.96464 |  | 490.0218 | 0.17735 |  |  |  |  | 489.4369 | 0.05182 |  | 490.0219 | 0 |  | 490.0219 | 0.0016099 |  | 486.112 | 0.00078154 |  | 490.0218 | 0 |  | 489.4368 | -0.00101 |  | 488.6919 | 0 |  | 490.0219 | -0.001105 |  | 490.0219 | -0.00099208
| 490.245 | 0.00157 |  | 490.245 | 0.00157 |  | 486.331 | 0.00646 |  | 486.33 | 0.012636 |  | 490.245 | 0.01398 |  | 486.331 | 0.46642 |  | 490.245 | 0.77102 |  | 499.2682 | 0.96841 |  | 490.245 | 0.18286 |  |  |  |  | 489.6602 | 0.055393 |  | 490.245 | 0.00047843 |  | 490.245 | 0.0033527 |  | 486.331 | 0.00069442 |  | 490.245 | 0.00048947 |  | 489.6602 | 0.00133 |  | 488.9136 | 0 |  | 490.245 | -0.00041726 |  | 490.245 | 0.00066719
| 490.4681 | -0.00020338 |  | 490.4681 | -0.00020338 |  | 486.55 | 0.00554 |  | 486.55 | 0.012636 |  | 490.4681 | 0.012708 |  | 486.55 | 0.45369 |  | 490.4681 | 0.76196 |  | 499.491 | 0.96768 |  | 490.4681 | 0.18593 |  |  |  |  | 489.8835 | 0.055935 |  | 490.4681 | 0 |  | 490.4681 | 0.0033748 |  | 486.55 | -0.0010438 |  | 490.4681 | 0 |  | 489.8835 | -0.0003996 |  | 489.1354 | 0 |  | 490.4681 | -0.0013335 |  | 490.4681 | -0.0010034
| 490.6912 | 0.00091902 |  | 490.6912 | 0.00091902 |  | 486.7691 | 0.0053 |  | 486.77 | 0.012636 |  | 490.6912 | 0.01395 |  | 486.7691 | 0.44387 |  | 490.6912 | 0.7581 |  | 499.7138 | 0.968 |  | 490.6912 | 0.19153 |  |  |  |  | 490.1069 | 0.059256 |  | 490.6912 | 0.00053076 |  | 490.6912 | 0.0028662 |  | 486.7691 | 0.0013467 |  | 490.6912 | 0.0005053 |  | 490.1069 | 0.00102 |  | 489.3572 | 0 |  | 490.6912 | 0.00091216 |  | 490.6912 | 0.00094659
| 490.9144 | 0.00014803 |  | 490.9144 | 0.00014803 |  | 486.9881 | 0.00467 |  | 486.99 | 0.012636 |  | 490.9144 | 0.012324 |  | 486.9881 | 0.42907 |  | 490.9144 | 0.74825 |  | 499.9366 | 0.97698 |  | 490.9144 | 0.19543 |  |  |  |  | 490.3302 | 0.061414 |  | 490.9144 | 0 |  | 490.9144 | 0.0023882 |  | 486.9881 | 0.0024497 |  | 490.9144 | 0 |  | 490.3302 | -0.00016349 |  | 489.579 | 0 |  | 490.9144 | -0.0017717 |  | 490.9144 | -0.00071329
| 491.1375 | 0.00129 |  | 491.1375 | 0.00129 |  | 487.2072 | 0.00513 |  | 487.21 | 0.012636 |  | 491.1375 | 0.013118 |  | 487.2072 | 0.41812 |  | 491.1375 | 0.73669 |  | 500.1594 | 0.98522 |  | 491.1375 | 0.20015 |  |  |  |  | 490.5536 | 0.063981 |  | 491.1375 | 0.00071242 |  | 491.1375 | 0.0031574 |  | 487.2072 | 0.00086503 |  | 491.1375 | 0.00054891 |  | 490.5536 | 0.00104 |  | 489.8008 | 0 |  | 491.1375 | 0.0010465 |  | 491.1375 | 0.00057742
| 491.3607 | -1.402e-05 |  | 491.3607 | -1.402e-05 |  | 487.4262 | 0.00512 |  | 487.43 | 0.012636 |  | 491.3607 | 0.011467 |  | 487.4262 | 0.4073 |  | 491.3607 | 0.72417 |  | 500.3823 | 0.9756 |  | 491.3607 | 0.20398 |  |  |  |  | 490.777 | 0.064845 |  | 491.3607 | 0 |  | 491.3607 | 0.0036845 |  | 487.4262 | 3.8674e-06 |  | 491.3607 | 0 |  | 490.777 | -0.00025902 |  | 490.0227 | 0 |  | 491.3607 | -0.0017195 |  | 491.3607 | -0.00040492
| 491.5839 | 0.0009013 |  | 491.5839 | 0.0009013 |  | 487.6453 | 0.00492 |  | 487.65 | 0.012636 |  | 491.5839 | 0.012582 |  | 487.6453 | 0.39815 |  | 491.5839 | 0.72138 |  | 500.6051 | 0.98142 |  | 491.5839 | 0.21001 |  |  |  |  | 491.0004 | 0.067013 |  | 491.5839 | 0.00045544 |  | 491.5839 | 0.003237 |  | 487.6453 | 0.0033101 |  | 491.5839 | 0.00044277 |  | 491.0004 | 0.00112 |  | 490.2445 | 0 |  | 491.5839 | 0.00041344 |  | 491.5839 | 0.00030349
| 491.8071 | -0.00028639 |  | 491.8071 | -0.00028639 |  | 487.8644 | 0.00454 |  | 487.86 | 0.012636 |  | 491.8071 | 0.011068 |  | 487.8644 | 0.3817 |  | 491.8071 | 0.71031 |  | 500.828 | 0.9807 |  | 491.8071 | 0.21448 |  |  |  |  | 491.2238 | 0.067625 |  | 491.8071 | 0 |  | 491.8071 | 0.0032486 |  | 487.8644 | 0.00034367 |  | 491.8071 | 0 |  | 491.2238 | -0.00021316 |  | 490.4664 | 0 |  | 491.8071 | -0.0011793 |  | 491.8071 | -0.0015707
| 492.0303 | 0.00151 |  | 492.0303 | 0.00151 |  | 488.0835 | 0.00545 |  | 488.08 | 0.012636 |  | 492.0303 | 0.011735 |  | 488.0835 | 0.37331 |  | 492.0303 | 0.70304 |  | 501.0509 | 0.98761 |  | 492.0303 | 0.22001 |  |  |  |  | 491.4472 | 0.072061 |  | 492.0303 | 0.00046867 |  | 492.0303 | 0.0032821 |  | 488.0835 | 0.0021776 |  | 492.0303 | 0.00052228 |  | 491.4472 | 0.00067658 |  | 490.6882 | 0 |  | 492.0303 | -0.00037719 |  | 492.0303 | 0.00077354
| 492.2535 | -1.0315e-05 |  | 492.2535 | -1.0315e-05 |  | 488.3026 | 0.00367 |  | 488.3 | 0.012636 |  | 492.2535 | 0.009782 |  | 488.3026 | 0.35953 |  | 492.2535 | 0.69149 |  | 501.2737 | 0.98389 |  | 492.2535 | 0.22338 |  |  |  |  | 491.6707 | 0.073834 |  | 492.2535 | 0 |  | 492.2535 | 0.0025813 |  | 488.3026 | -0.0011803 |  | 492.2535 | 0 |  | 491.6707 | -0.0008146 |  | 490.9101 | 0 |  | 492.2535 | -0.0020893 |  | 492.2535 | -0.001047
| 492.4767 | 0.00174 |  | 492.4767 | 0.00174 |  | 488.5217 | 0.00549 |  | 488.52 | 0.012636 |  | 492.4767 | 0.012196 |  | 488.5217 | 0.35278 |  | 492.4767 | 0.68256 |  | 501.4966 | 0.99217 |  | 492.4767 | 0.22894 |  |  |  |  | 491.8941 | 0.077345 |  | 492.4767 | 0.00080246 |  | 492.4767 | 0.0034425 |  | 488.5217 | 0.0029216 |  | 492.4767 | 0.0005853 |  | 491.8941 | 0.00095727 |  | 491.132 | 0 |  | 492.4767 | 0.0012427 |  | 492.4767 | 0.0011992
| 492.7 | 0.00068567 |  | 492.7 | 0.00068567 |  | 488.7409 | 0.00391 |  | 488.74 | 0.012636 |  | 492.7 | 0.0099817 |  | 488.7409 | 0.33739 |  | 492.7 | 0.67571 |  | 501.7195 | 1 |  | 492.7 | 0.23484 |  |  |  |  | 492.1176 | 0.078194 |  | 492.7 | 0 |  | 492.7 | 0.0032183 |  | 488.7409 | 0.00074228 |  | 492.7 | 0 |  | 492.1176 | -0.00051389 |  | 491.3539 | 0 |  | 492.7 | -0.0003594 |  | 492.7 | -0.00055431
| 492.9232 | 0.00138 |  | 492.9232 | 0.00138 |  | 488.96 | 0.00485 |  | 488.96 | 0.012636 |  | 492.9232 | 0.010958 |  | 488.96 | 0.33191 |  | 492.9232 | 0.67242 |  | 501.9425 | 0.99807 |  | 492.9232 | 0.24282 |  |  |  |  | 492.3411 | 0.082528 |  | 492.9232 | 0.0003945 |  | 492.9232 | 0.0043177 |  | 488.96 | 0.0010847 |  | 492.9232 | 0.00026829 |  | 492.3411 | 0.00092465 |  | 491.5757 | 0 |  | 492.9232 | 0.00016625 |  | 492.9232 | 0.0008025
| 493.1465 | 0.00031985 |  | 493.1465 | 0.00031985 |  | 489.1792 | 0.00387 |  | 489.18 | 0.012636 |  | 493.1465 | 0.0090658 |  | 489.1792 | 0.31915 |  | 493.1465 | 0.66547 |  | 502.1654 | 0.9914 |  | 493.1465 | 0.24756 |  |  |  |  | 492.5646 | 0.08431 |  | 493.1465 | 0 |  | 493.1465 | 0.0034168 |  | 489.1792 | 0.00018209 |  | 493.1465 | 0 |  | 492.5646 | -0.00076299 |  | 491.7977 | 0 |  | 493.1465 | -0.0011301 |  | 493.1465 | -0.00090155
| 493.3698 | 0.00154 |  | 493.3698 | 0.00154 |  | 489.3983 | 0.00493 |  | 489.4 | 0.012636 |  | 493.3698 | 0.010466 |  | 489.3983 | 0.31301 |  | 493.3698 | 0.65477 |  | 502.3883 | 0.98567 |  | 493.3698 | 0.25199 |  |  |  |  | 492.7881 | 0.089607 |  | 493.3698 | 0.00027884 |  | 493.3698 | 0.0035805 |  | 489.3983 | 0.0006397 |  | 493.3698 | 0.00059048 |  | 492.7881 | 0.0004537 |  | 492.0196 | 0 |  | 493.3698 | 0.0003621 |  | 493.3698 | 0.00083022
| 493.5931 | 0.00012584 |  | 493.5931 | 0.00012584 |  | 489.6175 | 0.00423 |  | 489.62 | 0.012636 |  | 493.5931 | 0.0094054 |  | 489.6175 | 0.30271 |  | 493.5931 | 0.64278 |  | 502.6113 | 0.97317 |  | 493.5931 | 0.25635 |  |  |  |  | 493.0116 | 0.090297 |  | 493.5931 | 0 |  | 493.5931 | 0.0034085 |  | 489.6175 | 0.00055527 |  | 493.5931 | 0 |  | 493.0116 | -4.3388e-05 |  | 492.2415 | 0 |  | 493.5931 | -0.0007783 |  | 493.5931 | -0.00038371
| 493.8164 | 0.001 |  | 493.8164 | 0.001 |  | 489.8367 | 0.00365 |  | 489.84 | 0.012636 |  | 493.8164 | 0.01039 |  | 489.8367 | 0.29493 |  | 493.8164 | 0.63361 |  | 502.8343 | 0.96994 |  | 493.8164 | 0.26239 |  |  |  |  | 493.2351 | 0.092765 |  | 493.8164 | 0.00055103 |  | 493.8164 | 0.0043706 |  | 489.8367 | 0.00075082 |  | 493.8164 | 0.00053308 |  | 493.2351 | 0.00097245 |  | 492.4634 | 0 |  | 493.8164 | -6.4157e-05 |  | 493.8164 | 0.0010281
| 494.0397 | -6.0246e-05 |  | 494.0397 | -6.0246e-05 |  | 490.0559 | 0.00364 |  | 490.06 | 0.012636 |  | 494.0397 | 0.0085675 |  | 490.0559 | 0.28869 |  | 494.0397 | 0.62753 |  | 503.0572 | 0.95323 |  | 494.0397 | 0.26877 |  |  |  |  | 493.4587 | 0.096316 |  | 494.0397 | 0 |  | 494.0397 | 0.0040832 |  | 490.0559 | -0.00063648 |  | 494.0397 | 0 |  | 493.4587 | -0.00046546 |  | 492.6854 | 0 |  | 494.0397 | -0.0013481 |  | 494.0397 | -0.00035798
| 494.263 | 0.00115 |  | 494.263 | 0.00115 |  | 490.2751 | 0.00325 |  | 490.28 | 0.012636 |  | 494.263 | 0.010265 |  | 490.2751 | 0.28224 |  | 494.263 | 0.63347 |  | 503.2802 | 0.94726 |  | 494.263 | 0.2814 |  |  |  |  | 493.6823 | 0.10365 |  | 494.263 | 0.0011048 |  | 494.263 | 0.0042228 |  | 490.2751 | -0.0013661 |  | 494.263 | 0.00043255 |  | 493.6823 | 0.00098358 |  | 492.9073 | 0 |  | 494.263 | 0.00028 |  | 494.263 | 0.00079974
| 494.4864 | -1.2699e-05 |  | 494.4864 | -1.2699e-05 |  | 490.4943 | 0.0036 |  | 490.49 | 0.012636 |  | 494.4864 | 0.008663 |  | 490.4944 | 0.28086 |  | 494.4864 | 0.62646 |  | 503.5032 | 0.94651 |  | 494.4864 | 0.28802 |  |  |  |  | 493.9058 | 0.10604 |  | 494.4864 | 0 |  | 494.4864 | 0.0034544 |  | 490.4944 | -0.00050948 |  | 494.4864 | 0 |  | 493.9058 | -0.00037094 |  | 493.1293 | 0 |  | 494.4864 | -0.0010399 |  | 494.4864 | -0.0010714
| 494.7097 | 0.00114 |  | 494.7097 | 0.00114 |  | 490.7136 | 0.00397 |  | 490.71 | 0.012636 |  | 494.7098 | 0.0099584 |  | 490.7136 | 0.27753 |  | 494.7098 | 0.61819 |  | 503.7262 | 0.94186 |  | 494.7097 | 0.29397 |  |  |  |  | 494.1294 | 0.11167 |  | 494.7098 | 0.00045635 |  | 494.7097 | 0.0049004 |  | 490.7136 | 0.00052625 |  | 494.7097 | 0.00062223 |  | 494.1294 | 0.00132 |  | 493.3513 | 0 |  | 494.7098 | -0.00018665 |  | 494.7098 | 0.00038161
| 494.9331 | -9.9312e-05 |  | 494.9331 | -9.9312e-05 |  | 490.9328 | 0.00318 |  | 490.93 | 0.012636 |  | 494.9331 | 0.00838 |  | 490.9328 | 0.27236 |  | 494.9331 | 0.60156 |  | 503.9492 | 0.93243 |  | 494.9331 | 0.29634 |  |  |  |  | 494.353 | 0.11275 |  | 494.9331 | 0 |  | 494.9331 | 0.0035634 |  | 490.9328 | -0.00085836 |  | 494.9331 | 0 |  | 494.353 | -0.0007276 |  | 493.5733 | 0 |  | 494.9331 | -0.0010018 |  | 494.9331 | -0.0014424
| 495.1565 | 0.00141 |  | 495.1565 | 0.00141 |  | 491.1521 | 0.0049 |  | 491.15 | 0.012636 |  | 495.1565 | 0.0097031 |  | 491.1521 | 0.27007 |  | 495.1565 | 0.59141 |  | 504.1722 | 0.93268 |  | 495.1565 | 0.30265 |  |  |  |  | 494.5766 | 0.11631 |  | 495.1565 | 0.00098011 |  | 495.1565 | 0.0040671 |  | 491.1521 | 0.0024421 |  | 495.1565 | 0.00040613 |  | 494.5766 | 0.00084595 |  | 493.7953 | 0 |  | 495.1565 | 0.00085547 |  | 495.1565 | 0.0013341
| 495.3799 | 0.00038104 |  | 495.3799 | 0.00038104 |  | 491.3713 | 0.00254 |  | 491.37 | 0.007614 |  | 495.3799 | 0.0077185 |  | 491.3713 | 0.26657 |  | 495.3799 | 0.5858 |  | 504.3953 | 0.93985 |  | 495.3799 | 0.30844 |  |  |  |  | 494.8003 | 0.11954 |  | 495.3799 | 0 |  | 495.3799 | 0.0039301 |  | 491.3713 | -0.0012425 |  | 495.3799 | 0 |  | 494.8003 | -0.00010871 |  | 494.0173 | 0 |  | 495.3799 | -1.4729e-05 |  | 495.3799 | -0.00069524
| 495.6033 | 0.00080154 |  | 495.6033 | 0.00080154 |  | 491.5906 | 0.00403 |  | 491.59 | 0.012636 |  | 495.6033 | 0.0094225 |  | 491.5906 | 0.26643 |  | 495.6033 | 0.58217 |  | 504.6183 | 0.93888 |  | 495.6033 | 0.31617 |  |  |  |  | 495.0239 | 0.12405 |  | 495.6033 | 0.0006829 |  | 495.6033 | 0.0046575 |  | 491.5906 | 0.001624 |  | 495.6033 | 0.00041362 |  | 495.0239 | 0.00075296 |  | 494.2393 | 0 |  | 495.6033 | -0.00025505 |  | 495.6033 | 0.00050404
| 495.8268 | -0.00014923 |  | 495.8268 | -0.00014923 |  | 491.8099 | 0.00322 |  | 491.81 | 0.012636 |  | 495.8268 | 0.0072513 |  | 491.8099 | 0.26347 |  | 495.8268 | 0.57676 |  | 504.8414 | 0.9353 |  | 495.8268 | 0.32405 |  |  |  |  | 495.2476 | 0.12756 |  | 495.8268 | 0 |  | 495.8268 | 0.0039934 |  | 491.8099 | -0.0012766 |  | 495.8268 | 0 |  | 495.2476 | -0.00037246 |  | 494.4613 | 0 |  | 495.8268 | -0.0016249 |  | 495.8268 | -0.0012884
| 496.0502 | 0.00145 |  | 496.0502 | 0.00145 |  | 492.0292 | 0.00357 |  | 492.03 | 0.012636 |  | 496.0502 | 0.0092154 |  | 492.0292 | 0.26096 |  | 496.0502 | 0.57239 |  | 505.0645 | 0.94627 |  | 496.0502 | 0.33303 |  |  |  |  | 495.4712 | 0.13557 |  | 496.0502 | 0.00061964 |  | 496.0502 | 0.0047164 |  | 492.0292 | 0.00052632 |  | 496.0502 | 0.00048736 |  | 495.4712 | 0.00095575 |  | 494.6834 | 0 |  | 496.0502 | 2.4533e-05 |  | 496.0502 | 0.00031845
| 496.2736 | 1.8974e-06 |  | 496.2736 | 1.8974e-06 |  | 492.2485 | 0.00312 |  | 492.25 | 0.010078 |  | 496.2736 | 0.0076333 |  | 492.2485 | 0.25887 |  | 496.2736 | 0.5679 |  | 505.2875 | 0.95016 |  | 496.2736 | 0.34233 |  |  |  |  | 495.6949 | 0.13733 |  | 496.2736 | 0 |  | 496.2737 | 0.005049 |  | 492.2485 | -0.00092968 |  | 496.2736 | 0 |  | 495.6949 | -0.00024743 |  | 494.9054 | 0 |  | 496.2736 | -0.00095081 |  | 496.2736 | -0.00096702
| 496.4971 | 0.00084257 |  | 496.4971 | 0.00084257 |  | 492.4678 | 0.00391 |  | 492.47 | 0.012636 |  | 496.4971 | 0.0083261 |  | 492.4678 | 0.25688 |  | 496.4971 | 0.56312 |  | 505.5106 | 0.93083 |  | 496.4971 | 0.35057 |  |  |  |  | 495.9186 | 0.14352 |  | 496.4971 | 0.00068645 |  | 496.4971 | 0.0057433 |  | 492.4678 | 0.00014103 |  | 496.4971 | 0.00037282 |  | 495.9186 | 0.00103 |  | 495.1275 | 0 |  | 496.4971 | -7.6723e-05 |  | 496.4971 | 6.268e-05
| 496.7206 | -0.00056377 |  | 496.7206 | -0.00056377 |  | 492.6872 | 0.00255 |  | 492.69 | 0.0075524 |  | 496.7206 | 0.0064575 |  | 492.6872 | 0.25441 |  | 496.7206 | 0.54885 |  | 505.7337 | 0.91977 |  | 496.7206 | 0.35268 |  |  |  |  | 496.1423 | 0.14384 |  | 496.7206 | 0 |  | 496.7206 | 0.0046911 |  | 492.6872 | -4.762e-06 |  | 496.7206 | 0 |  | 496.1423 | -0.00107 |  | 495.3495 | 0 |  | 496.7206 | -0.0022945 |  | 496.7206 | -0.0010717
| 496.9441 | 0.00119 |  | 496.9441 | 0.00119 |  | 492.9065 | 0.00357 |  | 492.91 | 0.012636 |  | 496.9441 | 0.0079474 |  | 492.9065 | 0.25569 |  | 496.9441 | 0.53957 |  | 505.9568 | 0.90924 |  | 496.9441 | 0.35983 |  |  |  |  | 496.366 | 0.15115 |  | 496.9441 | 0.00065914 |  | 496.9441 | 0.0059442 |  | 492.9065 | 0.00090066 |  | 496.9441 | 0.00057953 |  | 496.366 | 0.00151 |  | 495.5716 | 0 |  | 496.9441 | 0.00053452 |  | 496.9441 | 0.00039942
| 497.1676 | 0.00024114 |  | 497.1676 | 0.00024114 |  | 493.1259 | 0.00339 |  | 493.13 | 0.007614 |  | 497.1676 | 0.0070739 |  | 493.1259 | 0.24655 |  | 497.1676 | 0.53051 |  | 506.18 | 0.91183 |  | 497.1676 | 0.36612 |  |  |  |  | 496.5898 | 0.15466 |  | 497.1676 | 0 |  | 497.1676 | 0.00561 |  | 493.1259 | -0.0013745 |  | 497.1676 | 0 |  | 496.5898 | 0.00011973 |  | 495.7937 | 0 |  | 497.1676 | -0.00093477 |  | 497.1676 | -0.00059413
| 497.3911 | 0.00102 |  | 497.3911 | 0.00102 |  | 493.3452 | 0.00378 |  | 493.35 | 0.012636 |  | 497.3911 | 0.0076945 |  | 493.3452 | 0.24647 |  | 497.3911 | 0.51935 |  | 506.4031 | 0.90994 |  | 497.3911 | 0.36956 |  |  |  |  | 496.8135 | 0.15659 |  | 497.3911 | 0.00071124 |  | 497.3911 | 0.0064902 |  | 493.3452 | -0.00072447 |  | 497.3911 | 0.00049119 |  | 496.8135 | 0.00087479 |  | 496.0158 | 0 |  | 497.3911 | -0.00012403 |  | 497.3911 | 0.00077499
| 497.6146 | 0.00034911 |  | 497.6146 | 0.00034911 |  | 493.5646 | 0.00286 |  | 493.56 | 0.012636 |  | 497.6146 | 0.0063085 |  | 493.5646 | 0.24229 |  | 497.6146 | 0.50364 |  | 506.6262 | 0.89888 |  | 497.6146 | 0.36991 |  |  |  |  | 497.0373 | 0.15897 |  | 497.6146 | 0 |  | 497.6146 | 0.0056156 |  | 493.5646 | 0.0017089 |  | 497.6146 | 0 |  | 497.0373 | -0.00036295 |  | 496.2379 | 0 |  | 497.6146 | -0.00076433 |  | 497.6146 | -0.00072987
| 497.8382 | 0.00106 |  | 497.8382 | 0.00106 |  | 493.784 | 0.00365 |  | 493.78 | 0.012636 |  | 497.8382 | 0.0079669 |  | 493.784 | 0.23751 |  | 497.8382 | 0.49772 |  | 506.8494 | 0.88282 |  | 497.8382 | 0.37643 |  |  |  |  | 497.2611 | 0.16197 |  | 497.8382 | 0.00031234 |  | 497.8382 | 0.0064968 |  | 493.784 | 0.0021539 |  | 497.8382 | 0.00042679 |  | 497.2611 | 0.00086131 |  | 496.46 | 0 |  | 497.8382 | -3.4337e-05 |  | 497.8382 | 0.00023441
| 498.0617 | -0.00015229 |  | 498.0617 | -0.00015229 |  | 494.0034 | 0.00351 |  | 494 | 0.010172 |  | 498.0617 | 0.0061366 |  | 494.0034 | 0.23704 |  | 498.0617 | 0.48896 |  | 507.0725 | 0.87416 |  | 498.0617 | 0.38497 |  |  |  |  | 497.4849 | 0.16416 |  | 498.0617 | 0 |  | 498.0617 | 0.0053391 |  | 494.0034 | -0.00084878 |  | 498.0617 | 0 |  | 497.4848 | -0.00066845 |  | 496.6822 | 0 |  | 498.0617 | -0.0011816 |  | 498.0617 | -0.0010042
| 498.2853 | 0.00145 |  | 498.2853 | 0.00145 |  | 494.2228 | 0.00336 |  | 494.22 | 0.010078 |  | 498.2853 | 0.0073033 |  | 494.2228 | 0.23015 |  | 498.2853 | 0.48578 |  | 507.2957 | 0.85795 |  | 498.2853 | 0.39452 |  |  |  |  | 497.7087 | 0.1713 |  | 498.2853 | 0.0010861 |  | 498.2853 | 0.0061982 |  | 494.2228 | 0.001214 |  | 498.2853 | 0.00064185 |  | 497.7087 | 0.00046991 |  | 496.9043 | 0 |  | 498.2853 | 0.00066354 |  | 498.2853 | 0.00098634
| 498.5089 | -0.00034274 |  | 498.5089 | -0.00034274 |  | 494.4422 | 0.00275 |  | 494.44 | 0.007614 |  | 498.5089 | 0.0055999 |  | 494.4422 | 0.22634 |  | 498.5089 | 0.47638 |  | 507.5189 | 0.83394 |  | 498.5088 | 0.39917 |  |  |  |  | 497.9325 | 0.17463 |  | 498.5089 | 0 |  | 498.5089 | 0.006526 |  | 494.4422 | -0.00035152 |  | 498.5088 | 0 |  | 497.9325 | -0.00059762 |  | 497.1264 | 0 |  | 498.5089 | -0.0013715 |  | 498.5089 | -0.0010862
| 498.7324 | 0.00080074 |  | 498.7324 | 0.00080074 |  | 494.6617 | 0.0037 |  | 494.66 | 0.010172 |  | 498.7324 | 0.007032 |  | 494.6617 | 0.22315 |  | 498.7324 | 0.47414 |  | 507.7421 | 0.83359 |  | 498.7324 | 0.40882 |  |  |  |  | 498.1563 | 0.18052 |  | 498.7324 | 0.0004831 |  | 498.7325 | 0.0076187 |  | 494.6617 | 0.000215 |  | 498.7324 | 0.00034833 |  | 498.1563 | 0.00065524 |  | 497.3486 | 0 |  | 498.7324 | -0.00027964 |  | 498.7324 | 0.00022034
| 498.9561 | -0.00035253 |  | 498.9561 | -0.00035253 |  | 494.8811 | 0.00392 |  | 494.88 | 0.0049899 |  | 498.9561 | 0.0052398 |  | 494.8811 | 0.21623 |  | 498.9561 | 0.47042 |  | 507.9653 | 0.84463 |  | 498.9561 | 0.41911 |  |  |  |  | 498.3801 | 0.18422 |  | 498.9561 | 0 |  | 498.9561 | 0.0064422 |  | 494.8811 | -0.00049635 |  | 498.9561 | 0 |  | 498.3801 | -0.00040112 |  | 497.5708 | 0 |  | 498.9561 | -0.0016036 |  | 498.9561 | -0.0013912
| 499.1797 | 0.00105 |  | 499.1797 | 0.00105 |  | 495.1005 | 0.00369 |  | 495.1 | 0.012636 |  | 499.1797 | 0.007237 |  | 495.1005 | 0.21353 |  | 499.1797 | 0.46832 |  | 508.1885 | 0.84278 |  | 499.1797 | 0.42966 |  |  |  |  | 498.604 | 0.18986 |  | 499.1797 | 0.00037646 |  | 499.1797 | 0.0082182 |  | 495.1005 | 0.00061395 |  | 499.1797 | 0.00064134 |  | 498.604 | 0.00067206 |  | 497.7929 | 0 |  | 499.1797 | 0.00015533 |  | 499.1797 | 0.00091539
| 499.4033 | 0.00013076 |  | 499.4033 | 0.00013076 |  | 495.32 | 0.00197 |  | 495.32 | 0.0050883 |  | 499.4033 | 0.0056834 |  | 495.32 | 0.2109 |  | 499.4033 | 0.46069 |  | 508.4118 | 0.83722 |  | 499.4033 | 0.43973 |  |  |  |  | 498.8279 | 0.19396 |  | 499.4033 | 0 |  | 499.4033 | 0.0073154 |  | 495.32 | -6.7887e-05 |  | 499.4033 | 0 |  | 498.8279 | -0.00052737 |  | 498.0151 | 0 |  | 499.4033 | -0.0011546 |  | 499.4033 | -7.742e-05
| 499.6269 | 0.00113 |  | 499.6269 | 0.00113 |  | 495.5395 | 0.00349 |  | 495.54 | 0.012636 |  | 499.6269 | 0.0070306 |  | 495.5395 | 0.2071 |  | 499.6269 | 0.45233 |  | 508.635 | 0.83679 |  | 499.627 | 0.4435 |  |  |  |  | 499.0517 | 0.19934 |  | 499.6269 | 0.00033575 |  | 499.627 | 0.008853 |  | 495.5395 | 0.0010741 |  | 499.627 | 0.00054714 |  | 499.0517 | 0.0008062 |  | 498.2373 | 0 |  | 499.6269 | -0.00064699 |  | 499.6269 | 0.00064537
| 499.8506 | 0.0006661 |  | 499.8506 | 0.0006661 |  | 495.759 | 0.00227 |  | 495.76 | 0.01011 |  | 499.8506 | 0.0050628 |  | 495.759 | 0.20013 |  | 499.8506 | 0.44482 |  | 508.8583 | 0.8212 |  | 499.8506 | 0.45141 |  |  |  |  | 499.2756 | 0.20238 |  | 499.8506 | 0 |  | 499.8506 | 0.0078483 |  | 495.759 | 0.00013343 |  | 499.8506 | 0 |  | 499.2756 | -0.00026739 |  | 498.4595 | 0 |  | 499.8506 | -0.00040344 |  | 499.8506 | 0.00010308
| 500.0743 | 0.00087892 |  | 500.0743 | 0.00087892 |  | 495.9785 | 0.00316 |  | 495.98 | 0.0050883 |  | 500.0743 | 0.0064966 |  | 495.9785 | 0.19599 |  | 500.0743 | 0.44201 |  | 509.0815 | 0.80719 |  | 500.0743 | 0.46341 |  |  |  |  | 499.4995 | 0.21012 |  | 500.0743 | 0.0005689 |  | 500.0743 | 0.0083271 |  | 495.9785 | 0.00076739 |  | 500.0743 | 0.00051072 |  | 499.4995 | 0.00053669 |  | 498.6818 | 0 |  | 500.0743 | 0.0005083 |  | 500.0743 | 0.0007446
| 500.298 | 0.00013846 |  | 500.298 | 0.00013846 |  | 496.198 | 0.00196 |  | 496.2 | 0.0051499 |  | 500.2979 | 0.0054654 |  | 496.198 | 0.19517 |  | 500.2979 | 0.43424 |  | 509.3048 | 0.79567 |  | 500.2979 | 0.46939 |  |  |  |  | 499.7235 | 0.2124 |  | 500.2979 | 0 |  | 500.2979 | 0.0081534 |  | 496.198 | -0.0002375 |  | 500.2979 | 0 |  | 499.7235 | -0.000252 |  | 498.904 | 0 |  | 500.2979 | -0.00044564 |  | 500.2979 | -0.00070955
| 500.5216 | 0.00112 |  | 500.5216 | 0.00112 |  | 496.4175 | 0.00334 |  | 496.42 | 0.0077076 |  | 500.5216 | 0.0064023 |  | 496.4175 | 0.18843 |  | 500.5216 | 0.4282 |  | 509.5281 | 0.78641 |  | 500.5216 | 0.47845 |  |  |  |  | 499.9474 | 0.21889 |  | 500.5216 | 0.00044583 |  | 500.5216 | 0.0087783 |  | 496.4175 | 0.0016706 |  | 500.5216 | 0.00045563 |  | 499.9474 | 0.00078482 |  | 499.1262 | 0 |  | 500.5216 | 0.0004622 |  | 500.5216 | 0.00031668
| 500.7453 | -3.6998e-05 |  | 500.7453 | -3.6998e-05 |  | 496.637 | 0.00231 |  | 496.64 | 0.007646 |  | 500.7453 | 0.0050514 |  | 496.637 | 0.18333 |  | 500.7453 | 0.41881 |  | 509.7514 | 0.78718 |  | 500.7454 | 0.48303 |  |  |  |  | 500.1713 | 0.2199 |  | 500.7453 | 0 |  | 500.7454 | 0.0085353 |  | 496.637 | -0.00022772 |  | 500.7454 | 0 |  | 500.1713 | -0.00026885 |  | 499.3485 | 0 |  | 500.7453 | -0.0009763 |  | 500.7453 | -0.00058917
| 500.9691 | 0.00073186 |  | 500.9691 | 0.00073186 |  | 496.8566 | 0.00303 |  | 496.86 | 0.007486 |  | 500.9691 | 0.006106 |  | 496.8566 | 0.18315 |  | 500.9691 | 0.41327 |  | 509.9747 | 0.77966 |  | 500.9691 | 0.49335 |  |  |  |  | 500.3953 | 0.22822 |  | 500.9691 | 0.00045941 |  | 500.9691 | 0.0095914 |  | 496.8566 | 0.0010017 |  | 500.9691 | 0.00061487 |  | 500.3953 | 0.00048942 |  | 499.5707 | 0 |  | 500.9691 | -0.00017027 |  | 500.9691 | 0.00049906
| 501.1928 | 0.00016358 |  | 501.1928 | 0.00016358 |  | 497.0761 | 0.00231 |  | 497.08 | 0.0051819 |  | 501.1928 | 0.0046541 |  | 497.0761 | 0.17625 |  | 501.1928 | 0.40947 |  | 510.198 | 0.75586 |  | 501.1928 | 0.50154 |  |  |  |  | 500.6193 | 0.2309 |  | 501.1928 | 0 |  | 501.1928 | 0.0094225 |  | 497.0761 | 3.7653e-06 |  | 501.1928 | 0 |  | 500.6193 | 0.00010837 |  | 499.793 | 0 |  | 501.1928 | -0.0015274 |  | 501.1928 | -0.00026571
| 501.4165 | 0.00115 |  | 501.4165 | 0.00115 |  | 497.2957 | 0.00297 |  | 497.3 | 0.010078 |  | 501.4165 | 0.0058756 |  | 497.2957 | 0.1754 |  | 501.4165 | 0.40537 |  | 510.4214 | 0.74296 |  | 501.4165 | 0.51195 |  |  |  |  | 500.8433 | 0.23699 |  | 501.4165 | 0.00017759 |  | 501.4165 | 0.010372 |  | 497.2957 | 0.0013479 |  | 501.4165 | 0.00059007 |  | 500.8433 | 0.00077742 |  | 500.0153 | 0 |  | 501.4165 | -0.00014433 |  | 501.4165 | 0.00091685
| 501.6403 | -0.00015786 |  | 501.6403 | -0.00015786 |  | 497.5152 | 0.00258 |  | 497.52 | 0.007614 |  | 501.6403 | 0.0042819 |  | 497.5152 | 0.16918 |  | 501.6403 | 0.40154 |  | 510.6447 | 0.72707 |  | 501.6403 | 0.52383 |  |  |  |  | 501.0673 | 0.24302 |  | 501.6403 | 0 |  | 501.6403 | 0.0085271 |  | 497.5152 | 0.0016981 |  | 501.6403 | 0 |  | 501.0673 | -0.00040232 |  | 500.2375 | 0 |  | 501.6403 | -0.001489 |  | 501.6403 | -0.0010883
| 501.8641 | 0.00095216 |  | 501.8641 | 0.00095216 |  | 497.7348 | 0.00283 |  | 497.73 | 0.0025257 |  | 501.8641 | 0.0052991 |  | 497.7348 | 0.16783 |  | 501.8641 | 0.39898 |  | 510.868 | 0.71391 |  | 501.8641 | 0.5355 |  |  |  |  | 501.2913 | 0.25436 |  | 501.8641 | 0 |  | 501.8641 | 0.010563 |  | 497.7348 | -0.00026342 |  | 501.8641 | 0.00048119 |  | 501.2913 | 0.00099783 |  | 500.4599 | 0 |  | 501.8641 | -4.4207e-06 |  | 501.8641 | 0.00062184
| 502.0879 | -0.00018442 |  | 502.0879 | -0.00018442 |  | 497.9544 | 0.0024 |  | 497.95 | 0.0025257 |  | 502.0879 | 0.0041772 |  | 497.9544 | 0.16196 |  | 502.0879 | 0.38982 |  | 511.0914 | 0.68777 |  | 502.0879 | 0.54079 |  |  |  |  | 501.5153 | 0.25754 |  | 502.0879 | 0 |  | 502.0879 | 0.011075 |  | 497.9544 | 8.9535e-05 |  | 502.0879 | 0 |  | 501.5153 | -9.5248e-05 |  | 500.6822 | 0 |  | 502.0879 | -0.0011168 |  | 502.0879 | -0.00093411
| 502.3116 | 0.00114 |  | 502.3116 | 0.00114 |  | 498.174 | 0.00296 |  | 498.17 | 0.0024641 |  | 502.3117 | 0.0054329 |  | 498.174 | 0.16046 |  | 502.3117 | 0.38201 |  | 511.3148 | 0.68643 |  | 502.3116 | 0.54633 |  |  |  |  | 501.7393 | 0.26345 |  | 502.3117 | 0.0006728 |  | 502.3116 | 0.010551 |  | 498.174 | 0.00079283 |  | 502.3116 | 0.0003965 |  | 501.7393 | 0.00103 |  | 500.9045 | 0 |  | 502.3117 | 0.00041589 |  | 502.3117 | 0.00091245
| 502.5355 | -0.00011484 |  | 502.5355 | -0.00011484 |  | 498.3936 | 0.00262 |  | 498.39 | 0.0026241 |  | 502.5355 | 0.0041485 |  | 498.3936 | 0.15549 |  | 502.5355 | 0.37279 |  | 511.5381 | 0.6805 |  | 502.5355 | 0.55045 |  |  |  |  | 501.9634 | 0.26778 |  | 502.5355 | 0 |  | 502.5355 | 0.010187 |  | 498.3936 | -0.00072574 |  | 502.5355 | 0 |  | 501.9634 | -0.00079843 |  | 501.1268 | 0 |  | 502.5355 | -0.0015717 |  | 502.5355 | -0.0011841
| 502.7593 | 0.00058691 |  | 502.7593 | 0.00058691 |  | 498.6133 | 0.00296 |  | 498.61 | 0.0050883 |  | 502.7593 | 0.0055087 |  | 498.6133 | 0.15571 |  | 502.7593 | 0.36439 |  | 511.7615 | 0.67397 |  | 502.7593 | 0.55626 |  |  |  |  | 502.1875 | 0.27018 |  | 502.7593 | 0.00057693 |  | 502.7593 | 0.012132 |  | 498.6133 | 0.0007934 |  | 502.7593 | 0.00049668 |  | 502.1875 | 0.00061725 |  | 501.3492 | 0 |  | 502.7593 | 0.000332 |  | 502.7593 | 0.00056268
| 502.9831 | 5.7008e-05 |  | 502.9831 | 5.7008e-05 |  | 498.8329 | 0.00283 |  | 498.83 | 0.0051499 |  | 502.9831 | 0.004122 |  | 498.8329 | 0.15099 |  | 502.9831 | 0.35723 |  | 511.985 | 0.66722 |  | 502.9831 | 0.56386 |  |  |  |  | 502.4115 | 0.27716 |  | 502.9831 | 0 |  | 502.9831 | 0.011164 |  | 498.8329 | 8.6422e-05 |  | 502.9831 | 4.5262e-05 |  | 502.4115 | -0.00035487 |  | 501.5715 | 0 |  | 502.9831 | -0.00090874 |  | 502.9831 | -0.00011484
| 503.207 | 0.00078926 |  | 503.207 | 0.00078926 |  | 499.0525 | 0.00341 |  | 499.05 | 0.0024641 |  | 503.207 | 0.004826 |  | 499.0526 | 0.14747 |  | 503.207 | 0.35401 |  | 512.2084 | 0.65861 |  | 503.207 | 0.57402 |  |  |  |  | 502.6356 | 0.28289 |  | 503.207 | 0.00076736 |  | 503.207 | 0.011773 |  | 499.0526 | 0.00071573 |  | 503.207 | 0.0005128 |  | 502.6356 | 0.00029315 |  | 501.7939 | 0 |  | 503.207 | 0.00051999 |  | 503.207 | 0.00068354
| 503.4308 | 0.0001423 |  | 503.4308 | 0.0001423 |  | 499.2722 | 0.00303 |  | 499.27 | 0.0024641 |  | 503.4308 | 0.0039759 |  | 499.2722 | 0.1436 |  | 503.4308 | 0.34858 |  | 512.4318 | 0.65252 |  | 503.4308 | 0.58298 |  |  |  |  | 502.8597 | 0.28966 |  | 503.4308 | 0 |  | 503.4308 | 0.012323 |  | 499.2722 | -0.0010797 |  | 503.4308 | 0 |  | 502.8597 | -0.00040512 |  | 502.0162 | 0 |  | 503.4308 | -0.00086945 |  | 503.4308 | -0.00083207
| 503.6547 | 0.00134 |  | 503.6547 | 0.00134 |  | 499.4919 | 0.00335 |  | 499.49 | 0.0024641 |  | 503.6547 | 0.0047319 |  | 499.4919 | 0.14268 |  | 503.6547 | 0.34475 |  | 512.6552 | 0.65386 |  | 503.6547 | 0.59327 |  |  |  |  | 503.0838 | 0.29627 |  | 503.6547 | 0.00053778 |  | 503.6547 | 0.012907 |  | 499.4919 | 0.0017302 |  | 503.6547 | 0.0005312 |  | 503.0838 | 0.00068295 |  | 502.2386 | 0 |  | 503.6547 | 0.0004017 |  | 503.6547 | 0.00035169
| 503.8786 | 0.00018622 |  | 503.8786 | 0.00018622 |  | 499.7116 | 0.00206 |  | 499.71 | 0.0026241 |  | 503.8786 | 0.0034063 |  | 499.7116 | 0.13597 |  | 503.8786 | 0.33508 |  | 512.8787 | 0.63823 |  | 503.8786 | 0.59608 |  |  |  |  | 503.308 | 0.30142 |  | 503.8786 | 0 |  | 503.8786 | 0.013109 |  | 499.7116 | 0.00050221 |  | 503.8786 | 0 |  | 503.308 | -0.000152 |  | 502.461 | 0 |  | 503.8786 | -0.001062 |  | 503.8786 | -0.00074833
| 504.1025 | 0.00121 |  | 504.1025 | 0.00121 |  | 499.9313 | 0.00242 |  | 499.93 | 0.007646 |  | 504.1025 | 0.0045181 |  | 499.9313 | 0.13745 |  | 504.1025 | 0.33279 |  | 513.1021 | 0.63439 |  | 504.1025 | 0.60755 |  |  |  |  | 503.5321 | 0.30967 |  | 504.1025 | 0.00042187 |  | 504.1025 | 0.01392 |  | 499.9313 | 0.0016152 |  | 504.1025 | 0.00052401 |  | 503.5321 | 0.00042634 |  | 502.6834 | 0 |  | 504.1025 | 0.0011366 |  | 504.1025 | 0.0004511
| 504.3264 | 5.8166e-06 |  | 504.3264 | 5.8166e-06 |  | 500.151 | 0.00322 |  | 500.15 | 0 |  | 504.3264 | 0.0033963 |  | 500.151 | 0.13293 |  | 504.3264 | 0.32557 |  | 513.3256 | 0.6314 |  | 504.3264 | 0.61486 |  |  |  |  | 503.7563 | 0.31353 |  | 504.3264 | 0 |  | 504.3264 | 0.012823 |  | 500.151 | 5.18e-07 |  | 504.3264 | 0 |  | 503.7563 | -0.00051533 |  | 502.9058 | 0 |  | 504.3264 | -0.00062756 |  | 504.3264 | -0.00052624
| 504.5503 | 0.00081025 |  | 504.5503 | 0.00081025 |  | 500.3707 | 0.00223 |  | 500.37 | 0 |  | 504.5503 | 0.0046817 |  | 500.3707 | 0.12857 |  | 504.5503 | 0.32253 |  | 513.5491 | 0.62476 |  | 504.5503 | 0.62684 |  |  |  |  | 503.9804 | 0.32002 |  | 504.5503 | 0.00068385 |  | 504.5503 | 0.014292 |  | 500.3707 | 0.0021669 |  | 504.5503 | 0.00045035 |  | 503.9805 | 0.00093804 |  | 503.1282 | 0 |  | 504.5503 | 0.00013491 |  | 504.5503 | 0.00075207
| 504.7742 | 0.00024488 |  | 504.7742 | 0.00024488 |  | 500.5904 | 0.00214 |  | 500.59 | 0.0026241 |  | 504.7742 | 0.0036334 |  | 500.5904 | 0.12561 |  | 504.7742 | 0.31578 |  | 513.7726 | 0.60358 |  | 504.7742 | 0.63403 |  |  |  |  | 504.2046 | 0.32901 |  | 504.7742 | 0 |  | 504.7742 | 0.013992 |  | 500.5904 | -0.00097303 |  | 504.7742 | 0 |  | 504.2046 | -0.00041652 |  | 503.3506 | 0 |  | 504.7742 | -0.00048078 |  | 504.7742 | -0.00046585
| 504.9982 | 0.00093008 |  | 504.9982 | 0.00093008 |  | 500.8102 | 0.00225 |  | 500.81 | 0.0050835 |  | 504.9982 | 0.0047548 |  | 500.8102 | 0.12532 |  | 504.9982 | 0.30892 |  | 513.996 | 0.5947 |  | 504.9982 | 0.63775 |  |  |  |  | 504.4288 | 0.33644 |  | 504.9982 | 0.00044712 |  | 504.9982 | 0.014688 |  | 500.8102 | 0.00046666 |  | 504.9982 | 0.00056396 |  | 504.4288 | 0.0005024 |  | 503.5731 | 0 |  | 504.9982 | 9.0143e-05 |  | 504.9982 | 0.0004652
| 505.2221 | -0.00029199 |  | 505.2221 | -0.00029199 |  | 501.0299 | 0.00133 |  | 501.03 | 0 |  | 505.2221 | 0.0033876 |  | 501.0299 | 0.12231 |  | 505.2221 | 0.30258 |  | 514.2195 | 0.584 |  | 505.2221 | 0.64582 |  |  |  |  | 504.653 | 0.33985 |  | 505.2221 | 0 |  | 505.2221 | 0.0147 |  | 501.0299 | 0.001832 |  | 505.2221 | 0 |  | 504.653 | -0.00013326 |  | 503.7955 | 0 |  | 505.2221 | -0.0010572 |  | 505.2221 | -0.00070015
| 505.4461 | 0.00119 |  | 505.4461 | 0.00119 |  | 501.2497 | 0.00294 |  | 501.25 | 0.0026241 |  | 505.4461 | 0.0045812 |  | 501.2497 | 0.12425 |  | 505.4461 | 0.3004 |  | 514.4431 | 0.57822 |  | 505.4461 | 0.65895 |  |  |  |  | 504.8773 | 0.34945 |  | 505.4461 | 0.00044334 |  | 505.4461 | 0.016304 |  | 501.2497 | -0.00084001 |  | 505.4461 | 0.00044366 |  | 504.8773 | 0.00076048 |  | 504.018 | 0 |  | 505.4461 | 0.00017866 |  | 505.4461 | 0.00029421
| 505.6701 | 0.00017089 |  | 505.6701 | 0.00017089 |  | 501.4694 | 0.00167 |  | 501.47 | 0.0024641 |  | 505.6701 | 0.0029878 |  | 501.4694 | 0.11666 |  | 505.6701 | 0.29363 |  | 514.6666 | 0.5732 |  | 505.6701 | 0.66706 |  |  |  |  | 505.1015 | 0.35502 |  | 505.6701 | 0 |  | 505.6701 | 0.014948 |  | 501.4694 | 0.00028861 |  | 505.6701 | 0 |  | 505.1015 | -0.00054046 |  | 504.2404 | 0 |  | 505.6701 | -0.0013105 |  | 505.6701 | -0.001033
| 505.8941 | 0.00091551 |  | 505.8941 | 0.00091551 |  | 501.6892 | 0.00308 |  | 501.69 | 0 |  | 505.8941 | 0.004153 |  | 501.6892 | 0.11522 |  | 505.8941 | 0.29062 |  | 514.8901 | 0.5746 |  | 505.8941 | 0.67652 |  |  |  |  | 505.3257 | 0.36379 |  | 505.8941 | 0.00047778 |  | 505.8941 | 0.016711 |  | 501.6892 | 0.0016104 |  | 505.8941 | 0.00035123 |  | 505.3258 | 0.00056292 |  | 504.4629 | 0 |  | 505.8941 | 0.00034771 |  | 505.8941 | 0.00066653
| 506.1181 | 0.00025461 |  | 506.1181 | 0.00025461 |  | 501.909 | 0.00114 |  | 501.91 | 0.0025577 |  | 506.1181 | 0.002766 |  | 501.909 | 0.11478 |  | 506.1181 | 0.28523 |  | 515.1137 | 0.56411 |  | 506.1181 | 0.68791 |  |  |  |  | 505.55 | 0.37592 |  | 506.1181 | 0 |  | 506.1181 | 0.016539 |  | 501.909 | -0.00064717 |  | 506.1181 | 0 |  | 505.55 | -0.00032722 |  | 504.6854 | 0 |  | 506.1181 | -0.00079642 |  | 506.1181 | -0.00068157
| 506.3421 | 0.0012 |  | 506.3421 | 0.0012 |  | 502.1288 | 0.00187 |  | 502.13 | 0.01011 |  | 506.3421 | 0.0039707 |  | 502.1288 | 0.11417 |  | 506.3421 | 0.28327 |  | 515.3373 | 0.56292 |  | 506.3421 | 0.69823 |  |  |  |  | 505.7743 | 0.38327 |  | 506.3421 | 0.00060523 |  | 506.3421 | 0.017631 |  | 502.1288 | 0.0011873 |  | 506.3421 | 0.00042095 |  | 505.7743 | 0.00059897 |  | 504.9079 | 0 |  | 506.3421 | 0.00030018 |  | 506.3421 | 0.00051853
| 506.5662 | -4.2809e-05 |  | 506.5662 | -4.2809e-05 |  | 502.3486 | 0.00221 |  | 502.35 | 0 |  | 506.5662 | 0.002565 |  | 502.3486 | 0.1098 |  | 506.5662 | 0.27728 |  | 515.5609 | 0.55642 |  | 506.5662 | 0.70805 |  |  |  |  | 505.9986 | 0.38817 |  | 506.5662 | 0 |  | 506.5662 | 0.017533 |  | 502.3486 | -0.0002464 |  | 506.5662 | 0 |  | 505.9986 | -0.00033414 |  | 505.1304 | 0 |  | 506.5662 | -0.0015021 |  | 506.5662 | -0.00057463
| 506.7902 | 0.00113 |  | 506.7902 | 0.00113 |  | 502.5684 | 0.00195 |  | 502.57 | 0.0050883 |  | 506.7902 | 0.004215 |  | 502.5685 | 0.10777 |  | 506.7902 | 0.27207 |  | 515.7844 | 0.5478 |  | 506.7902 | 0.71504 |  |  |  |  | 506.2229 | 0.39294 |  | 506.7902 | 0.00040734 |  | 506.7902 | 0.017964 |  | 502.5685 | 0.0020959 |  | 506.7902 | 0.00060893 |  | 506.2229 | 0.00059252 |  | 505.3529 | 0 |  | 506.7902 | -2.458e-05 |  | 506.7902 | 0.00040299
| 507.0143 | -7.4813e-05 |  | 507.0143 | -7.4813e-05 |  | 502.7883 | 0.0018 |  | 502.79 | 0 |  | 507.0143 | 0.0028946 |  | 502.7883 | 0.10326 |  | 507.0143 | 0.26419 |  | 516.0081 | 0.53946 |  | 507.0143 | 0.71809 |  |  |  |  | 506.4472 | 0.39557 |  | 507.0143 | 0 |  | 507.0143 | 0.01813 |  | 502.7883 | -0.0014331 |  | 507.0143 | 0 |  | 506.4472 | -0.00056412 |  | 505.5755 | 0 |  | 507.0143 | -0.0010533 |  | 507.0143 | -0.00014925
| 507.2384 | 0.00117 |  | 507.2384 | 0.00117 |  | 503.0081 | 0.00267 |  | 503.01 | 0.0026241 |  | 507.2384 | 0.0037979 |  | 503.0081 | 0.10132 |  | 507.2384 | 0.25928 |  | 516.2316 | 0.53481 |  | 507.2384 | 0.72554 |  |  |  |  | 506.6715 | 0.40592 |  | 507.2384 | 0.00030819 |  | 507.2384 | 0.019759 |  | 503.0081 | 0.0040092 |  | 507.2384 | 0.00044491 |  | 506.6715 | 0.00097989 |  | 505.798 | 0 |  | 507.2384 | 0.00012574 |  | 507.2384 | 0.00055883
| 507.4624 | 0.00018939 |  | 507.4624 | 0.00018939 |  | 503.228 | 0.0008734 |  | 503.23 | 0.0024641 |  | 507.4625 | 0.0025562 |  | 503.228 | 0.10046 |  | 507.4625 | 0.25438 |  | 516.4553 | 0.52308 |  | 507.4625 | 0.73142 |  |  |  |  | 506.8959 | 0.41281 |  | 507.4625 | 0 |  | 507.4625 | 0.019098 |  | 503.228 | -0.00098804 |  | 507.4625 | 0 |  | 506.8958 | -0.00060548 |  | 506.0205 | 0 |  | 507.4625 | -0.00045041 |  | 507.4625 | -0.00076019
| 507.6866 | 0.0011 |  | 507.6866 | 0.0011 |  | 503.4479 | 0.00326 |  | 503.45 | 0 |  | 507.6866 | 0.0037551 |  | 503.4478 | 0.097432 |  | 507.6866 | 0.25125 |  | 516.6789 | 0.51637 |  | 507.6866 | 0.74227 |  |  |  |  | 507.1202 | 0.42083 |  | 507.6866 | 0.00058627 |  | 507.6866 | 0.019693 |  | 503.4478 | 0.0023923 |  | 507.6866 | 0.00039378 |  | 507.1202 | 0.00071949 |  | 506.2431 | 0 |  | 507.6866 | -0.00023968 |  | 507.6866 | 0.00044806
| 507.9107 | 0.00044713 |  | 507.9107 | 0.00044713 |  | 503.6677 | 0.00179 |  | 503.67 | 0 |  | 507.9107 | 0.0027441 |  | 503.6677 | 0.095132 |  | 507.9107 | 0.24479 |  | 516.9025 | 0.50455 |  | 507.9107 | 0.75019 |  |  |  |  | 507.3446 | 0.42671 |  | 507.9107 | 0 |  | 507.9107 | 0.019776 |  | 503.6677 | 2.5935e-05 |  | 507.9107 | 0 |  | 507.3446 | -0.00041164 |  | 506.4657 | 0 |  | 507.9107 | -0.0012253 |  | 507.9107 | -0.00056093
| 508.1348 | 0.00096736 |  | 508.1348 | 0.00096736 |  | 503.8876 | 0.00262 |  | 503.89 | 0 |  | 508.1348 | 0.003492 |  | 503.8876 | 0.091386 |  | 508.1348 | 0.24348 |  | 517.1262 | 0.48951 |  | 508.1348 | 0.76267 |  |  |  |  | 507.569 | 0.43743 |  | 508.1348 | 0.00029541 |  | 508.1348 | 0.020681 |  | 503.8876 | 0.00026589 |  | 508.1348 | 0.00035905 |  | 507.5689 | 0.00068188 |  | 506.6882 | 0 |  | 508.1348 | 0.00015901 |  | 508.1348 | 0.0004706
| 508.3589 | 4.8629e-05 |  | 508.3589 | 4.8629e-05 |  | 504.1075 | 0.00185 |  | 504.11 | 0 |  | 508.3589 | 0.0024911 |  | 504.1075 | 0.091331 |  | 508.3589 | 0.24002 |  | 517.3499 | 0.47362 |  | 508.3589 | 0.77582 |  |  |  |  | 507.7933 | 0.44238 |  | 508.3589 | 0 |  | 508.3589 | 0.020895 |  | 504.1075 | 0.00075344 |  | 508.3589 | 0 |  | 507.7933 | -0.00021043 |  | 506.9108 | 0 |  | 508.3589 | -0.0012734 |  | 508.3589 | -0.00054433
| 508.5831 | 0.00098131 |  | 508.5831 | 0.00098131 |  | 504.3274 | 0.00179 |  | 504.33 | 0.0026241 |  | 508.5831 | 0.0036921 |  | 504.3274 | 0.088469 |  | 508.5831 | 0.2376 |  | 517.5735 | 0.47183 |  | 508.5831 | 0.7857 |  |  |  |  | 508.0178 | 0.4515 |  | 508.5831 | 0.00025041 |  | 508.5831 | 0.021965 |  | 504.3274 | 0.0010237 |  | 508.5831 | 0.00051197 |  | 508.0177 | 0.00108 |  | 507.1334 | 0 |  | 508.5831 | 0.0002368 |  | 508.5831 | 0.00073165
| 508.8072 | 0.00025705 |  | 508.8072 | 0.00025705 |  | 504.5474 | 0.0016 |  | 504.55 | 0 |  | 508.8072 | 0.0025679 |  | 504.5474 | 0.086421 |  | 508.8072 | 0.23143 |  | 517.7972 | 0.47024 |  | 508.8073 | 0.79378 |  |  |  |  | 508.2422 | 0.4581 |  | 508.8072 | 0 |  | 508.8073 | 0.021818 |  | 504.5474 | -0.00014576 |  | 508.8073 | 0 |  | 508.2422 | -0.00068571 |  | 507.356 | 0 |  | 508.8072 | -0.0012372 |  | 508.8072 | -0.0008151
| 509.0314 | 0.00133 |  | 509.0314 | 0.00133 |  | 504.7673 | 0.00206 |  | 504.77 | 0 |  | 509.0314 | 0.0031453 |  | 504.7673 | 0.086565 |  | 509.0314 | 0.22883 |  | 518.0209 | 0.46231 |  | 509.0314 | 0.8039 |  |  |  |  | 508.4666 | 0.47041 |  | 509.0314 | 0.00051144 |  | 509.0314 | 0.023227 |  | 504.7673 | 0.00065393 |  | 509.0314 | 0.00044276 |  | 508.4666 | 0.00020802 |  | 507.5786 | 0 |  | 509.0314 | -0.00014813 |  | 509.0314 | 0.00039361
| 509.2556 | -5.0782e-05 |  | 509.2556 | -5.0782e-05 |  | 504.9872 | 0.00228 |  | 504.99 | 0 |  | 509.2556 | 0.0020956 |  | 504.9872 | 0.082952 |  | 509.2556 | 0.2227 |  | 518.2446 | 0.45418 |  | 509.2556 | 0.80753 |  |  |  |  | 508.691 | 0.47677 |  | 509.2556 | 0 |  | 509.2556 | 0.022693 |  | 504.9872 | 0.0017916 |  | 509.2556 | 0 |  | 508.6911 | -0.00028281 |  | 507.8013 | 0 |  | 509.2556 | -0.0013513 |  | 509.2556 | -0.00083719
| 509.4798 | 0.0011 |  | 509.4798 | 0.0011 |  | 505.2072 | 0.00225 |  | 505.21 | 0 |  | 509.4798 | 0.0031064 |  | 505.2072 | 0.082068 |  | 509.4798 | 0.21792 |  | 518.4683 | 0.4539 |  | 509.4798 | 0.81214 |  |  |  |  | 508.9155 | 0.48515 |  | 509.4798 | 0.00040735 |  | 509.4798 | 0.023316 |  | 505.2072 | 0.001723 |  | 509.4798 | 0.00060228 |  | 508.9155 | 0.00012592 |  | 508.0239 | 0 |  | 509.4798 | 9.7437e-05 |  | 509.4798 | 0.00047525
| 509.704 | 0.00040059 |  | 509.704 | 0.00040059 |  | 505.4271 | 0.00141 |  | 505.43 | 0 |  | 509.704 | 0.0023005 |  | 505.4272 | 0.080561 |  | 509.704 | 0.21324 |  | 518.6921 | 0.45031 |  | 509.704 | 0.82014 |  |  |  |  | 509.14 | 0.48922 |  | 509.704 | 0 |  | 509.704 | 0.023218 |  | 505.4272 | 0.00025206 |  | 509.704 | 0 |  | 509.14 | -0.00014177 |  | 508.2466 | 0 |  | 509.704 | -0.00088364 |  | 509.704 | -0.00046359
| 509.9282 | 0.0009658 |  | 509.9282 | 0.0009658 |  | 505.6471 | 0.00281 |  | 505.65 | 0.0050219 |  | 509.9282 | 0.0035108 |  | 505.6471 | 0.079076 |  | 509.9282 | 0.20963 |  | 518.9158 | 0.44279 |  | 509.9282 | 0.82302 |  |  |  |  | 509.3645 | 0.4935 |  | 509.9282 | 0.00025596 |  | 509.9283 | 0.0245 |  | 505.6471 | 0.00012823 |  | 509.9282 | 0.0003962 |  | 509.3645 | 0.00045288 |  | 508.4692 | 0 |  | 509.9282 | -0.00016923 |  | 509.9282 | 0.00031599
| 510.1525 | 1.6355e-05 |  | 510.1525 | 1.6355e-05 |  | 505.8671 | 0.0012 |  | 505.87 | 0.0025257 |  | 510.1525 | 0.0018986 |  | 505.8671 | 0.075867 |  | 510.1525 | 0.20486 |  | 519.1395 | 0.43605 |  | 510.1525 | 0.82609 |  |  |  |  | 509.589 | 0.50192 |  | 510.1525 | 0 |  | 510.1525 | 0.02405 |  | 505.8671 | 0.00032395 |  | 510.1525 | 0 |  | 509.589 | -0.00057005 |  | 508.6919 | 0 |  | 510.1525 | -0.00061691 |  | 510.1525 | -0.00022729
| 510.3767 | 0.00079862 |  | 510.3767 | 0.00079862 |  | 506.0871 | 0.00285 |  | 506.09 | 0 |  | 510.3767 | 0.0031712 |  | 506.0871 | 0.075207 |  | 510.3767 | 0.20157 |  | 519.3633 | 0.44203 |  | 510.3767 | 0.83539 |  |  |  |  | 509.8135 | 0.51282 |  | 510.3767 | 0.00031012 |  | 510.3767 | 0.025729 |  | 506.0871 | 0.0015916 |  | 510.3767 | 0.00038689 |  | 509.8135 | 0.00057498 |  | 508.9146 | 0 |  | 510.3767 | -5.8949e-05 |  | 510.3767 | 0.00038362
| 510.601 | 5.1928e-05 |  | 510.601 | 5.1928e-05 |  | 506.3071 | 0.00236 |  | 506.31 | 0 |  | 510.601 | 0.0021635 |  | 506.3071 | 0.075486 |  | 510.601 | 0.19547 |  | 519.587 | 0.44225 |  | 510.601 | 0.84056 |  |  |  |  | 510.038 | 0.51779 |  | 510.601 | 0 |  | 510.601 | 0.025628 |  | 506.3071 | 0.00097184 |  | 510.601 | 0 |  | 510.038 | -0.00049183 |  | 509.1372 | 0 |  | 510.601 | -0.0015539 |  | 510.601 | -0.00064278
| 510.8253 | 0.00102 |  | 510.8253 | 0.00102 |  | 506.5272 | 0.00241 |  | 506.53 | 0 |  | 510.8253 | 0.0026835 |  | 506.5272 | 0.073303 |  | 510.8253 | 0.19349 |  | 519.8109 | 0.43827 |  | 510.8253 | 0.84519 |  |  |  |  | 510.2625 | 0.52609 |  | 510.8253 | 0.00031654 |  | 510.8253 | 0.026284 |  | 506.5272 | -0.000311 |  | 510.8253 | 0.00042116 |  | 510.2625 | 0.00080332 |  | 509.36 | 0 |  | 510.8253 | -0.00019851 |  | 510.8253 | 0.00044953
| 511.0496 | -0.00028541 |  | 511.0496 | -0.00028541 |  | 506.7472 | 0.00275 |  | 506.75 | 0 |  | 511.0496 | 0.0019584 |  | 506.7472 | 0.072076 |  | 511.0496 | 0.18794 |  | 520.0346 | 0.43188 |  | 511.0496 | 0.85201 |  |  |  |  | 510.4871 | 0.52824 |  | 511.0496 | 0 |  | 511.0496 | 0.025584 |  | 506.7472 | -0.00065146 |  | 511.0496 | 0 |  | 510.4871 | -8.8579e-05 |  | 509.5826 | 0 |  | 511.0496 | -0.0010226 |  | 511.0496 | -0.00051659
| 511.2739 | 0.00096708 |  | 511.2739 | 0.00096708 |  | 506.9672 | 0.00233 |  | 506.97 | 0 |  | 511.2739 | 0.0029378 |  | 506.9672 | 0.070011 |  | 511.2739 | 0.18533 |  | 520.2584 | 0.42135 |  | 511.2739 | 0.85355 |  |  |  |  | 510.7116 | 0.5345 |  | 511.2739 | 0.00065779 |  | 511.2739 | 0.028013 |  | 506.9672 | 0.0029731 |  | 511.2739 | 0.00049558 |  | 510.7116 | 0.00053404 |  | 509.8054 | 0 |  | 511.2739 | 6.2533e-05 |  | 511.2739 | 0.00024256
| 511.4982 | 1.9203e-05 |  | 511.4982 | 1.9203e-05 |  | 507.1873 | 0.00176 |  | 507.19 | 0 |  | 511.4982 | 0.0017083 |  | 507.1873 | 0.0665 |  | 511.4982 | 0.18048 |  | 520.4822 | 0.40901 |  | 511.4982 | 0.85761 |  |  |  |  | 510.9362 | 0.54162 |  | 511.4982 | 0 |  | 511.4982 | 0.026044 |  | 507.1873 | 5.1688e-05 |  | 511.4982 | 0 |  | 510.9362 | -0.00013748 |  | 510.0281 | 0 |  | 511.4982 | -0.00028894 |  | 511.4982 | -0.00050956
| 511.7225 | 0.00078592 |  | 511.7225 | 0.00078592 |  | 507.4074 | 0.00221 |  | 507.41 | 0 |  | 511.7225 | 0.0028468 |  | 507.4073 | 0.068345 |  | 511.7225 | 0.17776 |  | 520.7061 | 0.39628 |  | 511.7225 | 0.86198 |  |  |  |  | 511.1608 | 0.55396 |  | 511.7225 | 0.00052789 |  | 511.7225 | 0.02837 |  | 507.4073 | 0.00086965 |  | 511.7225 | 0.00049407 |  | 511.1608 | 0.00112 |  | 510.2508 | 0 |  | 511.7225 | 2.6922e-05 |  | 511.7225 | 0.000473
| 511.9468 | -0.00018044 |  | 511.9468 | -0.00018044 |  | 507.6274 | 0.00165 |  | 507.63 | 0 |  | 511.9469 | 0.0020423 |  | 507.6274 | 0.067303 |  | 511.9469 | 0.17181 |  | 520.9299 | 0.39407 |  | 511.9468 | 0.86249 |  |  |  |  | 511.3854 | 0.56092 |  | 511.9469 | 0 |  | 511.9468 | 0.027436 |  | 507.6274 | 0.00020349 |  | 511.9468 | 0 |  | 511.3854 | -0.00042248 |  | 510.4736 | 0 |  | 511.9469 | -0.0014999 |  | 511.9469 | -0.00091606
| 512.1712 | 0.00125 |  | 512.1712 | 0.00125 |  | 507.8475 | 0.00203 |  | 507.85 | 0 |  | 512.1712 | 0.002625 |  | 507.8475 | 0.065115 |  | 512.1712 | 0.17001 |  | 521.1537 | 0.3908 |  | 512.1712 | 0.86819 |  |  |  |  | 511.61 | 0.56889 |  | 512.1712 | 0.0003409 |  | 512.1712 | 0.028896 |  | 507.8475 | -0.0015599 |  | 512.1712 | 0.00059356 |  | 511.61 | 0.0012 |  | 510.6963 | 0 |  | 512.1712 | 0.00012372 |  | 512.1712 | 0.00083568
| 512.3956 | 0.00014056 |  | 512.3956 | 0.00014056 |  | 508.0676 | 0.00133 |  | 508.07 | 0 |  | 512.3956 | 0.0017645 |  | 508.0676 | 0.061722 |  | 512.3956 | 0.16505 |  | 521.3776 | 0.38969 |  | 512.3956 | 0.86903 |  |  |  |  | 511.8346 | 0.56669 |  | 512.3956 | 0 |  | 512.3956 | 0.027977 |  | 508.0676 | 0.00056032 |  | 512.3956 | 0 |  | 511.8346 | -0.00028913 |  | 510.9191 | 0 |  | 512.3956 | -0.00062725 |  | 512.3956 | -0.00048873
| 512.6199 | 0.00103 |  | 512.6199 | 0.00103 |  | 508.2877 | 0.00239 |  | 508.29 | 0 |  | 512.6199 | 0.0029236 |  | 508.2877 | 0.061375 |  | 512.6199 | 0.16386 |  | 521.6014 | 0.38379 |  | 512.6199 | 0.87317 |  |  |  |  | 512.0593 | 0.57545 |  | 512.6199 | 0.00043964 |  | 512.6199 | 0.029649 |  | 508.2877 | 0.0013219 |  | 512.6199 | 0.0004012 |  | 512.0593 | 0.00063207 |  | 511.1419 | 0 |  | 512.6199 | -0.00023461 |  | 512.6199 | 0.00053434
| 512.8443 | 0.00057657 |  | 512.8443 | 0.00057657 |  | 508.5078 | 0.00176 |  | 508.51 | 0 |  | 512.8443 | 0.0018738 |  | 508.5078 | 0.061662 |  | 512.8443 | 0.15764 |  | 521.8253 | 0.37787 |  | 512.8444 | 0.87214 |  |  |  |  | 512.2839 | 0.57626 |  | 512.8443 | 0 |  | 512.8444 | 0.029325 |  | 508.5078 | 0.00056125 |  | 512.8444 | 0 |  | 512.2839 | -7.9271e-05 |  | 511.3647 | 0 |  | 512.8443 | -0.00033741 |  | 512.8443 | -0.00064862
| 513.0687 | 0.00128 |  | 513.0687 | 0.00128 |  | 508.7279 | 0.00176 |  | 508.73 | 0 |  | 513.0687 | 0.0026949 |  | 508.7279 | 0.058539 |  | 513.0687 | 0.15643 |  | 522.0493 | 0.37649 |  | 513.0687 | 0.8758 |  |  |  |  | 512.5086 | 0.58343 |  | 513.0687 | 0.0004021 |  | 513.0687 | 0.029813 |  | 508.7279 | 0.0022563 |  | 513.0687 | 0.00053738 |  | 512.5086 | 0.00088346 |  | 511.5875 | 0 |  | 513.0687 | 0.00021224 |  | 513.0687 | 0.0004572
| 513.2931 | -0.00036857 |  | 513.2931 | -0.00036857 |  | 508.9481 | 0.00172 |  | 508.95 | 0.0025257 |  | 513.2932 | 0.00172 |  | 508.9481 | 0.059972 |  | 513.2932 | 0.15266 |  | 522.2731 | 0.37035 |  | 513.2931 | 0.88487 |  |  |  |  | 512.7333 | 0.59771 |  | 513.2932 | 0 |  | 513.2932 | 0.029331 |  | 508.9481 | 0.0003993 |  | 513.2931 | 0 |  | 512.7333 | -0.00070103 |  | 511.8103 | 0 |  | 513.2932 | -0.0017521 |  | 513.2932 | -0.0010563
| 513.5176 | 0.00133 |  | 513.5176 | 0.00133 |  | 509.1682 | 0.00201 |  | 509.17 | 0 |  | 513.5176 | 0.0027827 |  | 509.1682 | 0.057509 |  | 513.5176 | 0.15229 |  | 522.497 | 0.35796 |  | 513.5176 | 0.89586 |  |  |  |  | 512.958 | 0.60518 |  | 513.5176 | 0.00047377 |  | 513.5176 | 0.030836 |  | 509.1682 | 0.00024853 |  | 513.5176 | 0.00043578 |  | 512.958 | 0.00065498 |  | 512.0331 | 0 |  | 513.5176 | 0.00045083 |  | 513.5176 | 0.00063988
| 513.742 | -0.00029988 |  | 513.742 | -0.00029988 |  | 509.3884 | 0.00205 |  | 509.39 | 0 |  | 513.742 | 0.0014867 |  | 509.3884 | 0.057796 |  | 513.742 | 0.14806 |  | 522.7209 | 0.35666 |  | 513.742 | 0.90151 |  |  |  |  | 513.1827 | 0.60995 |  | 513.742 | 0 |  | 513.742 | 0.031219 |  | 509.3884 | -0.0015012 |  | 513.742 | 0 |  | 513.1827 | -0.0007623 |  | 512.2559 | 0 |  | 513.742 | -0.0011534 |  | 513.742 | -0.00061506
| 513.9665 | 0.0011 |  | 513.9665 | 0.0011 |  | 509.6086 | 0.00177 |  | 509.61 | 0 |  | 513.9665 | 0.0026548 |  | 509.6086 | 0.055704 |  | 513.9665 | 0.14638 |  | 522.9449 | 0.35469 |  | 513.9665 | 0.90737 |  |  |  |  | 513.4074 | 0.61663 |  | 513.9665 | 0.00039326 |  | 513.9665 | 0.032832 |  | 509.6086 | 0.002174 |  | 513.9665 | 0.00049661 |  | 513.4074 | 0.00064129 |  | 512.4788 | 0 |  | 513.9665 | -0.00038928 |  | 513.9665 | 0.0004528
| 514.1909 | -7.4131e-05 |  | 514.1909 | -7.4131e-05 |  | 509.8288 | 0.00147 |  | 509.83 | 0 |  | 514.1909 | 0.0014032 |  | 509.8288 | 0.05235 |  | 514.1909 | 0.14376 |  | 523.1688 | 0.34787 |  | 514.1909 | 0.91586 |  |  |  |  | 513.6321 | 0.62783 |  | 514.1909 | 0 |  | 514.1909 | 0.031143 |  | 509.8288 | -0.00054147 |  | 514.1909 | 0 |  | 513.6321 | -0.0008073 |  | 512.7016 | 0 |  | 514.1909 | -0.00081657 |  | 514.1909 | -0.00085174
| 514.4154 | 0.00092066 |  | 514.4154 | 0.00092066 |  | 510.0489 | 0.00181 |  | 510.05 | 0 |  | 514.4154 | 0.0026643 |  | 510.049 | 0.052698 |  | 514.4154 | 0.14186 |  | 523.3928 | 0.33768 |  | 514.4154 | 0.91589 |  |  |  |  | 513.8569 | 0.63659 |  | 514.4154 | 0.00060663 |  | 514.4154 | 0.032138 |  | 510.049 | 0.0012201 |  | 514.4154 | 0.00027357 |  | 513.8569 | 0.00041912 |  | 512.9244 | 0 |  | 514.4154 | 7.4979e-05 |  | 514.4154 | 0.00053206
| 514.6399 | -2.8449e-05 |  | 514.6399 | -2.8449e-05 |  | 510.2691 | 0.00174 |  | 510.27 | 0 |  | 514.6399 | 0.0017442 |  | 510.2691 | 0.050604 |  | 514.6399 | 0.13771 |  | 523.6168 | 0.33499 |  | 514.6399 | 0.91688 |  |  |  |  | 514.0816 | 0.63835 |  | 514.6399 | 0 |  | 514.6399 | 0.03169 |  | 510.2691 | 0.00059366 |  | 514.6399 | 0 |  | 514.0816 | 0.00011107 |  | 513.1473 | 0 |  | 514.6399 | -0.00068069 |  | 514.6399 | -0.00033392
| 514.8644 | 0.00105 |  | 514.8644 | 0.00105 |  | 510.4894 | 0.00129 |  | 510.49 | 0 |  | 514.8644 | 0.0027291 |  | 510.4893 | 0.050574 |  | 514.8644 | 0.13566 |  | 523.8407 | 0.33102 |  | 514.8644 | 0.92253 |  |  |  |  | 514.3064 | 0.64633 |  | 514.8644 | 0.00085877 |  | 514.8644 | 0.033153 |  | 510.4893 | 0.00094707 |  | 514.8644 | 0.00066864 |  | 514.3064 | 0.00050507 |  | 513.3702 | 0 |  | 514.8644 | 0.00038662 |  | 514.8644 | 0.00048999
| 515.0889 | -6.966e-05 |  | 515.0889 | -6.966e-05 |  | 510.7096 | 0.00145 |  | 510.71 | 0 |  | 515.0889 | 0.0016319 |  | 510.7096 | 0.049909 |  | 515.0889 | 0.13182 |  | 524.0647 | 0.32518 |  | 515.0889 | 0.92064 |  |  |  |  | 514.5312 | 0.645 |  | 515.0889 | 0 |  | 515.0889 | 0.031997 |  | 510.7096 | -0.0008015 |  | 515.0889 | 0 |  | 514.5312 | -0.00049588 |  | 513.5931 | 0 |  | 515.0889 | -0.0008484 |  | 515.0889 | -0.00067622
| 515.3134 | 0.00081596 |  | 515.3134 | 0.00081596 |  | 510.9298 | 0.00189 |  | 510.93 | 0 |  | 515.3135 | 0.0026919 |  | 510.9298 | 0.050129 |  | 515.3135 | 0.13231 |  | 524.2887 | 0.31255 |  | 515.3135 | 0.93176 |  |  |  |  | 514.756 | 0.65523 |  | 515.3135 | 0.0006145 |  | 515.3135 | 0.034371 |  | 510.9298 | 0.0011767 |  | 515.3135 | 0.00039053 |  | 514.756 | 0.00063925 |  | 513.816 | 0 |  | 515.3135 | 6.7762e-09 |  | 515.3135 | 0.00029344
| 515.538 | 5.0967e-06 |  | 515.538 | 5.0967e-06 |  | 511.1501 | 0.00106 |  | 511.15 | 0 |  | 515.538 | 0.0013874 |  | 511.1501 | 0.047981 |  | 515.538 | 0.12785 |  | 524.5127 | 0.30543 |  | 515.538 | 0.93209 |  |  |  |  | 514.9808 | 0.65942 |  | 515.538 | 0 |  | 515.538 | 0.033328 |  | 511.1501 | -0.0003179 |  | 515.538 | 0 |  | 514.9808 | -0.00019872 |  | 514.0389 | 0 |  | 515.538 | -0.00063328 |  | 515.538 | -0.00078555
| 515.7626 | 0.00104 |  | 515.7626 | 0.00104 |  | 511.3703 | 0.0018 |  | 511.37 | 0 |  | 515.7625 | 0.0025086 |  | 511.3703 | 0.048157 |  | 515.7625 | 0.12705 |  | 524.7367 | 0.30147 |  | 515.7626 | 0.93894 |  |  |  |  | 515.2056 | 0.66648 |  | 515.7625 | 0.00040616 |  | 515.7626 | 0.034346 |  | 511.3703 | 0.0016834 |  | 515.7626 | 0.00056953 |  | 515.2056 | 0.00091552 |  | 514.2618 | 0 |  | 515.7625 | -0.00029243 |  | 515.7625 | 0.00011785
| 515.9871 | 4.8678e-05 |  | 515.9871 | 4.8678e-05 |  | 511.5906 | 0.00137 |  | 511.59 | 0 |  | 515.9871 | 0.0013299 |  | 511.5906 | 0.047018 |  | 515.9871 | 0.12276 |  | 524.9608 | 0.29702 |  | 515.9871 | 0.93347 |  |  |  |  | 515.4304 | 0.66761 |  | 515.9871 | 0 |  | 515.9871 | 0.034488 |  | 511.5906 | -0.0012735 |  | 515.9871 | 0 |  | 515.4304 | -0.00037294 |  | 514.4847 | 0 |  | 515.9871 | -0.0013136 |  | 515.9871 | -0.0004733
| 516.2117 | 0.00134 |  | 516.2117 | 0.00134 |  | 511.8109 | 0.00221 |  | 511.81 | 0 |  | 516.2117 | 0.0024408 |  | 511.8109 | 0.045496 |  | 516.2117 | 0.12219 |  | 525.1848 | 0.28903 |  | 516.2117 | 0.93737 |  |  |  |  | 515.6553 | 0.67998 |  | 516.2117 | 0.00071573 |  | 516.2117 | 0.034699 |  | 511.8109 | 0.0021925 |  | 516.2117 | 0.0004678 |  | 515.6553 | 0.00056791 |  | 514.7076 | 0 |  | 516.2117 | 0.00058623 |  | 516.2117 | 0.0006231
| 516.4363 | 1.7113e-05 |  | 516.4363 | 1.7113e-05 |  | 512.0312 | 0.00207 |  | 512.03 | 0 |  | 516.4363 | 0.0014282 |  | 512.0312 | 0.044612 |  | 516.4363 | 0.11898 |  | 525.4088 | 0.28757 |  | 516.4363 | 0.94021 |  |  |  |  | 515.8801 | 0.68561 |  | 516.4363 | 0 |  | 516.4363 | 0.035096 |  | 512.0312 | 0.0017456 |  | 516.4363 | 0 |  | 515.8801 | -0.00030303 |  | 514.9306 | 0 |  | 516.4363 | -0.0016324 |  | 516.4363 | -0.00066669
| 516.6609 | 0.00131 |  | 516.6609 | 0.00131 |  | 512.2515 | 0.0019 |  | 512.25 | 0 |  | 516.6609 | 0.0024069 |  | 512.2515 | 0.04344 |  | 516.6609 | 0.11883 |  | 525.6329 | 0.28435 |  | 516.6609 | 0.94776 |  |  |  |  | 516.105 | 0.69601 |  | 516.6609 | 0.00058977 |  | 516.6609 | 0.035867 |  | 512.2515 | 0.00019836 |  | 516.6609 | 0.00050235 |  | 516.105 | 0.00127 |  | 515.1536 | 0 |  | 516.6609 | 0.00079355 |  | 516.6609 | 0.00089366
| 516.8855 | -2.6779e-05 |  | 516.8855 | -2.6779e-05 |  | 512.4718 | 0.00020703 |  | 512.47 | 0 |  | 516.8855 | 0.0015585 |  | 512.4718 | 0.041969 |  | 516.8855 | 0.11798 |  | 525.8569 | 0.28059 |  | 516.8855 | 0.9609 |  |  |  |  | 516.3299 | 0.70365 |  | 516.8855 | 0 |  | 516.8855 | 0.03525 |  | 512.4718 | -0.0012091 |  | 516.8855 | 0 |  | 516.3299 | -1.3173e-06 |  | 515.3765 | 0 |  | 516.8855 | -0.001139 |  | 516.8855 | -0.00052343
| 517.1101 | 0.0009546 |  | 517.1101 | 0.0009546 |  | 512.6921 | 0.00176 |  | 512.69 | 0 |  | 517.1101 | 0.0025991 |  | 512.6921 | 0.043511 |  | 517.1101 | 0.11601 |  | 526.0811 | 0.27283 |  | 517.1101 | 0.967 |  |  |  |  | 516.5548 | 0.71419 |  | 517.1101 | 0.0002791 |  | 517.1101 | 0.036469 |  | 512.6921 | 0.0016157 |  | 517.1101 | 0.00031193 |  | 516.5548 | 0.0007141 |  | 515.5995 | 0 |  | 517.1101 | -0.00025715 |  | 517.1101 | 0.00047673
| 517.3348 | -0.00018772 |  | 517.3348 | -0.00018772 |  | 512.9124 | 0.00154 |  | 512.91 | 0 |  | 517.3348 | 0.0015285 |  | 512.9124 | 0.041438 |  | 517.3348 | 0.11317 |  | 526.3051 | 0.26911 |  | 517.3348 | 0.96757 |  |  |  |  | 516.7797 | 0.72002 |  | 517.3348 | 0 |  | 517.3348 | 0.035646 |  | 512.9124 | -0.00072422 |  | 517.3348 | 0 |  | 516.7797 | -9.0085e-05 |  | 515.8225 | 0 |  | 517.3348 | -0.0019386 |  | 517.3348 | -0.00080091
| 517.5594 | 0.00114 |  | 517.5594 | 0.00114 |  | 513.1328 | 0.00187 |  | 513.13 | 0 |  | 517.5594 | 0.0024563 |  | 513.1328 | 0.040526 |  | 517.5594 | 0.11295 |  | 526.5292 | 0.26636 |  | 517.5594 | 0.96907 |  |  |  |  | 517.0046 | 0.72466 |  | 517.5594 | 0.00062448 |  | 517.5594 | 0.036638 |  | 513.1328 | 0.0016959 |  | 517.5594 | 0.00045958 |  | 517.0046 | 0.00107 |  | 516.0455 | 0 |  | 517.5594 | 0.0011046 |  | 517.5594 | 0.00073038
| 517.7841 | 0.0003132 |  | 517.7841 | 0.0003132 |  | 513.3532 | 0.00102 |  | 513.35 | 0 |  | 517.7841 | 0.0012249 |  | 513.3531 | 0.039683 |  | 517.7841 | 0.10945 |  | 526.7534 | 0.26469 |  | 517.7841 | 0.96853 |  |  |  |  | 517.2296 | 0.72423 |  | 517.7841 | 0 |  | 517.7841 | 0.036581 |  | 513.3531 | -0.0005635 |  | 517.7841 | 0 |  | 517.2296 | -0.0004063 |  | 516.2685 | 0 |  | 517.7841 | -0.00033718 |  | 517.7841 | -0.00064475
| 518.0088 | 0.00124 |  | 518.0088 | 0.00124 |  | 513.5735 | 0.00186 |  | 513.57 | 0 |  | 518.0088 | 0.0022955 |  | 513.5735 | 0.040081 |  | 518.0088 | 0.10787 |  | 526.9775 | 0.25699 |  | 518.0088 | 0.97181 |  |  |  |  | 517.4545 | 0.73033 |  | 518.0088 | 0.0004501 |  | 518.0088 | 0.036608 |  | 513.5735 | 0.0017638 |  | 518.0088 | 0.00043346 |  | 517.4545 | 0.00067386 |  | 516.4915 | 0 |  | 518.0088 | -0.00015565 |  | 518.0088 | 0.00061414
| 518.2335 | -0.00036685 |  | 518.2335 | -0.00036685 |  | 513.7939 | 0.00188 |  | 513.79 | 0 |  | 518.2335 | 0.0011837 |  | 513.7939 | 0.037797 |  | 518.2335 | 0.10485 |  | 527.2016 | 0.25798 |  | 518.2335 | 0.96505 |  |  |  |  | 517.6795 | 0.73271 |  | 518.2335 | 0 |  | 518.2335 | 0.038394 |  | 513.7939 | -0.00015007 |  | 518.2335 | 0 |  | 517.6795 | -0.00069702 |  | 516.7145 | 0 |  | 518.2335 | -0.0016248 |  | 518.2335 | -0.00043952
| 518.4582 | 0.00052237 |  | 518.4582 | 0.00052237 |  | 514.0143 | 0.00213 |  | 514.01 | 0.0024641 |  | 518.4582 | 0.0021761 |  | 514.0143 | 0.037897 |  | 518.4582 | 0.10385 |  | 527.4257 | 0.25258 |  | 518.4581 | 0.96652 |  |  |  |  | 517.9045 | 0.74112 |  | 518.4582 | 0.00060574 |  | 518.4581 | 0.038138 |  | 514.0143 | 0.00062629 |  | 518.4581 | 0.00042744 |  | 517.9045 | 0.00051114 |  | 516.9376 | 0 |  | 518.4582 | -0.00080525 |  | 518.4582 | 0.00025617
| 518.6829 | 3.6904e-05 |  | 518.6829 | 3.6904e-05 |  | 514.2347 | 0.00083914 |  | 514.23 | 0 |  | 518.6829 | 0.0013957 |  | 514.2347 | 0.036174 |  | 518.6829 | 0.099346 |  | 527.6499 | 0.24877 |  | 518.6829 | 0.96152 |  |  |  |  | 518.1295 | 0.74559 |  | 518.6829 | 0 |  | 518.6829 | 0.0382 |  | 514.2347 | -0.00048804 |  | 518.6829 | 0 |  | 518.1295 | -0.00070986 |  | 517.1606 | 0 |  | 518.6829 | -0.0017394 |  | 518.6829 | -0.00094546
| 518.9076 | 0.0015 |  | 518.9076 | 0.0015 |  | 514.4551 | 0.00113 |  | 514.46 | 0 |  | 518.9076 | 0.0024537 |  | 514.4551 | 0.037609 |  | 518.9076 | 0.10079 |  | 527.874 | 0.24092 |  | 518.9076 | 0.97249 |  |  |  |  | 518.3545 | 0.76032 |  | 518.9076 | 0.0007357 |  | 518.9076 | 0.038823 |  | 514.4551 | 0.00049687 |  | 518.9076 | 0.00055228 |  | 518.3545 | 0.00065381 |  | 517.3837 | 0 |  | 518.9076 | -0.00015405 |  | 518.9076 | 0.00040679
| 519.1323 | -3.5503e-05 |  | 519.1323 | -3.5503e-05 |  | 514.6755 | 0.00189 |  | 514.68 | 0 |  | 519.1323 | 0.0012739 |  | 514.6755 | 0.035857 |  | 519.1323 | 0.097696 |  | 528.0982 | 0.23658 |  | 519.1323 | 0.96831 |  |  |  |  | 518.5795 | 0.75875 |  | 519.1323 | 0 |  | 519.1323 | 0.038493 |  | 514.6755 | -0.001531 |  | 519.1323 | 0 |  | 518.5795 | -0.00073759 |  | 517.6068 | 0 |  | 519.1323 | -0.0015897 |  | 519.1323 | -0.00087937
| 519.3571 | 0.00127 |  | 519.3571 | 0.00127 |  | 514.8959 | 0.00258 |  | 514.9 | 0 |  | 519.3571 | 0.0021881 |  | 514.8959 | 0.036124 |  | 519.3571 | 0.098771 |  | 528.3224 | 0.23214 |  | 519.3571 | 0.97569 |  |  |  |  | 518.8045 | 0.77295 |  | 519.3571 | 0.00041716 |  | 519.3571 | 0.039589 |  | 514.8959 | 0.0010277 |  | 519.3571 | 0.00051289 |  | 518.8045 | 0.00079508 |  | 517.8298 | 0 |  | 519.3571 | -6.4932e-05 |  | 519.3571 | 0.00065871
| 519.5819 | -1.6374e-05 |  | 519.5819 | -1.6374e-05 |  | 515.1164 | 0.00153 |  | 515.12 | 0 |  | 519.5819 | 0.00091677 |  | 515.1164 | 0.033859 |  | 519.5819 | 0.09623 |  | 528.5466 | 0.22834 |  | 519.5819 | 0.98513 |  |  |  |  | 519.0295 | 0.78464 |  | 519.5819 | 0 |  | 519.5818 | 0.039829 |  | 515.1164 | 0.00070565 |  | 519.5819 | 0 |  | 519.0295 | -0.00069764 |  | 518.0529 | 0 |  | 519.5819 | -0.0015091 |  | 519.5819 | -0.00059158
| 519.8066 | 0.00129 |  | 519.8066 | 0.00129 |  | 515.3369 | 0.00221 |  | 515.34 | 0 |  | 519.8066 | 0.0019581 |  | 515.3369 | 0.035532 |  | 519.8066 | 0.09656 |  | 528.7708 | 0.22265 |  | 519.8066 | 0.9901 |  |  |  |  | 519.2546 | 0.78944 |  | 519.8066 | 0.00019289 |  | 519.8066 | 0.040471 |  | 515.3369 | 0.0021197 |  | 519.8066 | 0.00053682 |  | 519.2546 | 0.00068747 |  | 518.276 | 0 |  | 519.8066 | 0.00043597 |  | 519.8066 | 0.00015506
| 520.0314 | 8.9074e-06 |  | 520.0314 | 8.9074e-06 |  | 515.5573 | 0.00148 |  | 515.56 | 0 |  | 520.0314 | 0.00095368 |  | 515.5573 | 0.032095 |  | 520.0314 | 0.09341 |  | 528.9951 | 0.22016 |  | 520.0314 | 0.98489 |  |  |  |  | 519.4797 | 0.78947 |  | 520.0314 | 0 |  | 520.0314 | 0.04062 |  | 515.5573 | -0.00087355 |  | 520.0314 | 0 |  | 519.4797 | -0.00074429 |  | 518.4991 | 0 |  | 520.0314 | -0.0013879 |  | 520.0314 | -0.00060109
| 520.2562 | 0.00117 |  | 520.2562 | 0.00117 |  | 515.7778 | 0.00133 |  | 515.78 | 0 |  | 520.2562 | 0.0022426 |  | 515.7778 | 0.03281 |  | 520.2562 | 0.092894 |  | 529.2192 | 0.21738 |  | 520.2562 | 0.98396 |  |  |  |  | 519.7047 | 0.79624 |  | 520.2562 | 0 |  | 520.2562 | 0.041344 |  | 515.7778 | 0.0010784 |  | 520.2562 | 0.00034373 |  | 519.7047 | 0.00058445 |  | 518.7222 | 0 |  | 520.2562 | -0.0004684 |  | 520.2562 | 0.00046867
| 520.481 | -0.00032105 |  | 520.481 | -0.00032105 |  | 515.9982 | 0.00163 |  | 516 | 0.0024641 |  | 520.481 | 0.00081867 |  | 515.9982 | 0.032866 |  | 520.481 | 0.090136 |  | 529.4435 | 0.21479 |  | 520.4811 | 0.97616 |  |  |  |  | 519.9298 | 0.7958 |  | 520.481 | 0 |  | 520.4811 | 0.040837 |  | 515.9982 | -0.0006635 |  | 520.4811 | 0 |  | 519.9298 | -0.00023844 |  | 518.9453 | 0 |  | 520.481 | -0.0022615 |  | 520.481 | -0.00090754
| 520.7059 | 0.00153 |  | 520.7059 | 0.00153 |  | 516.2188 | 0.00256 |  | 516.22 | 0 |  | 520.7059 | 0.002379 |  | 516.2188 | 0.032257 |  | 520.7059 | 0.090872 |  | 529.6678 | 0.20776 |  | 520.7059 | 0.98426 |  |  |  |  | 520.1549 | 0.81248 |  | 520.7059 | 0.00094438 |  | 520.7059 | 0.041791 |  | 516.2188 | 0.00071006 |  | 520.7059 | 0.0006611 |  | 520.1549 | 0.00108 |  | 519.1685 | 0 |  | 520.7059 | 0.00094079 |  | 520.7059 | 0.00034431
| 520.9307 | -3.0539e-05 |  | 520.9307 | -3.0539e-05 |  | 516.4393 | 0.00147 |  | 516.44 | 0 |  | 520.9307 | 0.0010937 |  | 516.4393 | 0.030914 |  | 520.9307 | 0.089436 |  | 529.892 | 0.20811 |  | 520.9307 | 0.99221 |  |  |  |  | 520.3801 | 0.81338 |  | 520.9307 | 0 |  | 520.9307 | 0.040509 |  | 516.4393 | -5.2475e-05 |  | 520.9307 | 0 |  | 520.38 | -0.00039386 |  | 519.3916 | 0 |  | 520.9307 | -0.00062842 |  | 520.9307 | -0.00037115
| 521.1556 | 0.00105 |  | 521.1556 | 0.00105 |  | 516.6598 | 0.00187 |  | 516.66 | 0.0024641 |  | 521.1556 | 0.0018593 |  | 516.6598 | 0.031971 |  | 521.1556 | 0.088506 |  | 530.1163 | 0.2059 |  | 521.1556 | 0.99001 |  |  |  |  | 520.6052 | 0.82708 |  | 521.1556 | 0.00043163 |  | 521.1556 | 0.042727 |  | 516.6598 | 0.0024371 |  | 521.1556 | 0.00027142 |  | 520.6052 | -1.924e-05 |  | 519.6147 | 0 |  | 521.1556 | -0.00064327 |  | 521.1556 | 0.00016482
| 521.3804 | -0.00021557 |  | 521.3804 | -0.00021557 |  | 516.8803 | 0.00129 |  | 516.88 | 0 |  | 521.3804 | 0.00079393 |  | 516.8803 | 0.029464 |  | 521.3804 | 0.084808 |  | 530.3406 | 0.20457 |  | 521.3804 | 0.98483 |  |  |  |  | 520.8303 | 0.82698 |  | 521.3804 | 0 |  | 521.3804 | 0.041448 |  | 516.8803 | 0.00047619 |  | 521.3804 | 0 |  | 520.8303 | -0.00063517 |  | 519.838 | 0 |  | 521.3804 | -0.0014795 |  | 521.3804 | -0.00069603
| 521.6053 | 0.00097554 |  | 521.6053 | 0.00097554 |  | 517.1008 | 0.00158 |  | 517.1 | 0 |  | 521.6053 | 0.0023843 |  | 517.1008 | 0.029637 |  | 521.6053 | 0.085578 |  | 530.5649 | 0.19999 |  | 521.6053 | 0.98674 |  |  |  |  | 521.0555 | 0.83424 |  | 521.6053 | 0.00057054 |  | 521.6053 | 0.04257 |  | 517.1008 | -0.00070085 |  | 521.6053 | 0.00057696 |  | 521.0555 | 0.00084002 |  | 520.0611 | 0 |  | 521.6053 | -0.00012164 |  | 521.6053 | 0.0012121
| 521.8302 | -0.00034213 |  | 521.8302 | -0.00034213 |  | 517.3214 | 0.00212 |  | 517.32 | 0 |  | 521.8302 | 0.0014159 |  | 517.3214 | 0.027174 |  | 521.8302 | 0.082853 |  | 530.7892 | 0.19844 |  | 521.8302 | 0.99156 |  |  |  |  | 521.2807 | 0.8382 |  | 521.8302 | 0 |  | 521.8302 | 0.0419 |  | 517.3214 | -0.0021201 |  | 521.8302 | 0 |  | 521.2807 | -8.8507e-05 |  | 520.2843 | 0 |  | 521.8302 | -0.0012995 |  | 521.8302 | -0.0010366
| 522.0551 | 0.0007105 |  | 522.0551 | 0.0007105 |  | 517.5419 | 0.00231 |  | 517.54 | 0 |  | 522.0551 | 0.0023668 |  | 517.5419 | 0.030299 |  | 522.0551 | 0.083722 |  | 531.0135 | 0.19603 |  | 522.0551 | 0.99904 |  |  |  |  | 521.5058 | 0.84254 |  | 522.0551 | 0.00057613 |  | 522.0551 | 0.043002 |  | 517.5419 | 0.0020857 |  | 522.0551 | 0.00041987 |  | 521.5058 | 0.00096453 |  | 520.5075 | 0 |  | 522.0551 | -0.00035014 |  | 522.0551 | 0.00044439
| 522.28 | -0.00027016 |  | 522.28 | -0.00027016 |  | 517.7625 | 0.00133 |  | 517.76 | 0 |  | 522.28 | 0.00083124 |  | 517.7625 | 0.028294 |  | 522.28 | 0.080619 |  | 531.2378 | 0.1948 |  | 522.28 | 0.9872 |  |  |  |  | 521.731 | 0.84577 |  | 522.28 | 0 |  | 522.28 | 0.042371 |  | 517.7625 | 0.00068791 |  | 522.28 | 0 |  | 521.731 | -0.00041168 |  | 520.7307 | 0 |  | 522.28 | -0.0017944 |  | 522.28 | -0.0011088
| 522.505 | -0.0001043 |  | 522.505 | -0.0001043 |  | 517.9831 | 0.00109 |  | 517.98 | 0 |  | 522.505 | 0.00055644 |  | 517.9831 | 0.027305 |  | 522.505 | 0.077152 |  | 531.4622 | 0.1908 |  | 522.5049 | 0.97166 |  |  |  |  | 521.9562 | 0.85497 |  | 522.505 | 0 |  | 522.5049 | 0.042719 |  | 517.9831 | -0.00061033 |  | 522.5049 | 0 |  | 521.9562 | -0.00070525 |  | 520.9539 | 0 |  | 522.505 | -0.0020038 |  | 522.505 | -0.0012739
| 522.7299 | 0.00102 |  | 522.7299 | 0.00102 |  | 518.2037 | 0.00153 |  | 518.2 | 0 |  | 522.7299 | 0.0018427 |  | 518.2037 | 0.026669 |  | 522.7299 | 0.07688 |  | 531.6865 | 0.18788 |  | 522.7299 | 0.96687 |  |  |  |  | 522.1815 | 0.86118 |  | 522.7299 | 0.00086842 |  | 522.7299 | 0.045221 |  | 518.2037 | 0.00021003 |  | 522.7299 | 0.00049743 |  | 522.1815 | 0.00058206 |  | 521.1771 | 0 |  | 522.7299 | 0.00046497 |  | 522.7299 | 0.00067948
| 522.9548 | -0.00024145 |  | 522.9548 | -0.00024145 |  | 518.4243 | 0.00050386 |  | 518.42 | 0 |  | 522.9548 | 0.0011751 |  | 518.4243 | 0.0272 |  | 522.9548 | 0.074575 |  | 531.9108 | 0.18611 |  | 522.9548 | 0.96182 |  |  |  |  | 522.4067 | 0.86231 |  | 522.9548 | 0 |  | 522.9548 | 0.044756 |  | 518.4243 | -0.00098113 |  | 522.9548 | 0 |  | 522.4067 | -0.00090043 |  | 521.4003 | 0 |  | 522.9548 | -0.00081219 |  | 522.9548 | -0.0010793
| 523.1798 | 0.0011 |  | 523.1798 | 0.0011 |  | 518.6449 | 0.00101 |  | 518.64 | 0 |  | 523.1798 | 0.0019428 |  | 518.6449 | 0.026241 |  | 523.1798 | 0.073658 |  | 532.1352 | 0.18168 |  | 523.1798 | 0.95311 |  |  |  |  | 522.6319 | 0.86535 |  | 523.1798 | 0.00079114 |  | 523.1798 | 0.046944 |  | 518.6449 | 0.00029359 |  | 523.1798 | 0.00043017 |  | 522.6319 | 0.00093871 |  | 521.6236 | 0 |  | 523.1798 | 0.00055953 |  | 523.1798 | 0.00087345
| 523.4048 | -6.3553e-05 |  | 523.4048 | -6.3553e-05 |  | 518.8655 | 0.00156 |  | 518.87 | 0 |  | 523.4048 | 0.00089236 |  | 518.8655 | 0.024329 |  | 523.4048 | 0.071514 |  | 532.3596 | 0.17608 |  | 523.4048 | 0.94796 |  |  |  |  | 522.8572 | 0.85828 |  | 523.4048 | 0 |  | 523.4048 | 0.045948 |  | 518.8655 | 0.0013228 |  | 523.4048 | 0 |  | 522.8572 | -0.00091423 |  | 521.8469 | 0 |  | 523.4048 | -0.0011567 |  | 523.4048 | -0.00080576
| 523.6298 | 0.0013 |  | 523.6298 | 0.0013 |  | 519.0862 | 0.00135 |  | 519.09 | 0 |  | 523.6298 | 0.0015249 |  | 519.0862 | 0.026237 |  | 523.6298 | 0.070761 |  | 532.584 | 0.17276 |  | 523.6298 | 0.93958 |  |  |  |  | 523.0825 | 0.85805 |  | 523.6298 | 0.0004569 |  | 523.6298 | 0.04651 |  | 519.0862 | 0.0024178 |  | 523.6298 | 0.00047984 |  | 523.0825 | 3.9038e-05 |  | 522.0701 | 0 |  | 523.6298 | -0.00027739 |  | 523.6298 | -0.00013544
| 523.8548 | 0.0001281 |  | 523.8548 | 0.0001281 |  | 519.3068 | 0.0014 |  | 519.31 | 0 |  | 523.8548 | 0.00041797 |  | 519.3068 | 0.023537 |  | 523.8548 | 0.069194 |  | 532.8084 | 0.16849 |  | 523.8548 | 0.93875 |  |  |  |  | 523.3077 | 0.86688 |  | 523.8548 | 0 |  | 523.8548 | 0.044762 |  | 519.3068 | 0.00019975 |  | 523.8548 | 0 |  | 523.3077 | -0.00032497 |  | 522.2934 | 0 |  | 523.8548 | -0.0011351 |  | 523.8548 | -0.0008778
| 524.0798 | 0.00123 |  | 524.0798 | 0.00123 |  | 519.5275 | 0.00232 |  | 519.53 | 0 |  | 524.0798 | 0.0023024 |  | 519.5275 | 0.024103 |  | 524.0798 | 0.069261 |  | 533.0328 | 0.16598 |  | 524.0798 | 0.93022 |  |  |  |  | 523.533 | 0.88025 |  | 524.0798 | 0.00082746 |  | 524.0798 | 0.046762 |  | 519.5275 | 0.0022474 |  | 524.0798 | 0.00056048 |  | 523.533 | 0.00076848 |  | 522.5167 | 0 |  | 524.0798 | 0.00073256 |  | 524.0798 | 0.00099043
| 524.3048 | -0.00026668 |  | 524.3048 | -0.00026668 |  | 519.7481 | 0.00106 |  | 519.75 | 0 |  | 524.3048 | 0.0006538 |  | 519.7481 | 0.02244 |  | 524.3048 | 0.066246 |  | 533.2572 | 0.16181 |  | 524.3048 | 0.92133 |  |  |  |  | 523.7584 | 0.88397 |  | 524.3048 | 0 |  | 524.3048 | 0.046013 |  | 519.7481 | -0.0003022 |  | 524.3048 | 0 |  | 523.7583 | -0.00039874 |  | 522.74 | 0 |  | 524.3048 | -0.00087533 |  | 524.3048 | -0.00090986
| 524.5299 | 0.00109 |  | 524.5299 | 0.00109 |  | 519.9688 | 0.00203 |  | 519.97 | 0 |  | 524.5299 | 0.0020414 |  | 519.9688 | 0.02253 |  | 524.5299 | 0.065555 |  | 533.4816 | 0.1597 |  | 524.5299 | 0.91586 |  |  |  |  | 523.9837 | 0.88246 |  | 524.5299 | 0.00080267 |  | 524.5298 | 0.047465 |  | 519.9688 | 0.0011533 |  | 524.5299 | 0.00063819 |  | 523.9837 | 0.00062045 |  | 522.9633 | 0 |  | 524.5299 | 1.6222e-05 |  | 524.5299 | 0.00090271
| 524.7549 | -0.00071437 |  | 524.7549 | -0.00071437 |  | 520.1895 | 0.00070553 |  | 520.19 | 0.0026241 |  | 524.7549 | 0.00020264 |  | 520.1895 | 0.021881 |  | 524.7549 | 0.063637 |  | 533.7061 | 0.15633 |  | 524.7549 | 0.91049 |  |  |  |  | 524.209 | 0.88763 |  | 524.7549 | 0 |  | 524.7549 | 0.048567 |  | 520.1895 | 0.000331 |  | 524.7549 | 0 |  | 524.209 | -0.00060928 |  | 523.1866 | 0 |  | 524.7549 | -0.0017598 |  | 524.7549 | -0.0015229
| 524.98 | 0.0011 |  | 524.98 | 0.0011 |  | 520.4102 | 0.0028 |  | 520.41 | 0 |  | 524.98 | 0.0020413 |  | 520.4102 | 0.021901 |  | 524.98 | 0.064227 |  | 533.9305 | 0.15429 |  | 524.98 | 0.90435 |  |  |  |  | 524.4344 | 0.88389 |  | 524.98 | 0.00097223 |  | 524.98 | 0.04933 |  | 520.4102 | 0.0030734 |  | 524.98 | 0.00036861 |  | 524.4344 | 0.00086867 |  | 523.4099 | 0 |  | 524.98 | 0.00039229 |  | 524.98 | 0.00097224
| 525.2051 | -0.00012494 |  | 525.2051 | -0.00012494 |  | 520.6309 | 0.00166 |  | 520.63 | 0 |  | 525.2051 | 0.00060104 |  | 520.6309 | 0.020603 |  | 525.2051 | 0.060767 |  | 534.155 | 0.14945 |  | 525.2051 | 0.89718 |  |  |  |  | 524.6597 | 0.89623 |  | 525.2051 | 0 |  | 525.2051 | 0.047797 |  | 520.6309 | 0.0015456 |  | 525.2051 | 0 |  | 524.6597 | -0.00016994 |  | 523.6332 | 0 |  | 525.2051 | -0.00086789 |  | 525.2051 | -0.0011101
| 525.4301 | 0.00071675 |  | 525.4301 | 0.00071675 |  | 520.8516 | 0.00192 |  | 520.85 | 0 |  | 525.4301 | 0.0018396 |  | 520.8516 | 0.01991 |  | 525.4301 | 0.061214 |  | 534.3795 | 0.14764 |  | 525.4301 | 0.87761 |  |  |  |  | 524.8851 | 0.89602 |  | 525.4301 | 0.00065135 |  | 525.4301 | 0.049277 |  | 520.8516 | 0.0017056 |  | 525.4301 | 0.00030298 |  | 524.8851 | 0.00017354 |  | 523.8566 | 0 |  | 525.4301 | -0.00018614 |  | 525.4301 | 0.00038446
| 525.6552 | -0.00015805 |  | 525.6552 | -0.00015805 |  | 521.0723 | 0.00181 |  | 521.07 | 0 |  | 525.6552 | 0.00041464 |  | 521.0723 | 0.019676 |  | 525.6552 | 0.057404 |  | 534.6039 | 0.14489 |  | 525.6552 | 0.86761 |  |  |  |  | 525.1105 | 0.8943 |  | 525.6552 | 0 |  | 525.6552 | 0.049007 |  | 521.0723 | 0.0002412 |  | 525.6552 | 0 |  | 525.1105 | -0.00066776 |  | 524.08 | 0 |  | 525.6552 | -0.0014164 |  | 525.6552 | -0.0010928
| 525.8804 | 0.00124 |  | 525.8804 | 0.00124 |  | 521.2931 | 0.00189 |  | 521.29 | 0 |  | 525.8804 | 0.0018136 |  | 521.2931 | 0.020146 |  | 525.8804 | 0.05907 |  | 534.8285 | 0.14276 |  | 525.8804 | 0.86139 |  |  |  |  | 525.3359 | 0.88937 |  | 525.8804 | 0.00050229 |  | 525.8804 | 0.04934 |  | 521.2931 | 0.0016317 |  | 525.8804 | 0.00047846 |  | 525.3359 | 0.00053113 |  | 524.3033 | 0 |  | 525.8804 | 0.00030217 |  | 525.8804 | 6.911e-05
| 526.1055 | 0.000304 |  | 526.1055 | 0.000304 |  | 521.5139 | 0.00114 |  | 521.51 | 0 |  | 526.1055 | 0.000601 |  | 521.5139 | 0.018598 |  | 526.1055 | 0.056601 |  | 535.053 | 0.13982 |  | 526.1055 | 0.85889 |  |  |  |  | 525.5613 | 0.89797 |  | 526.1055 | 0 |  | 526.1055 | 0.049549 |  | 521.5139 | -0.00022636 |  | 526.1055 | 0 |  | 525.5613 | -0.0004698 |  | 524.5267 | 0 |  | 526.1055 | -0.0016694 |  | 526.1055 | -0.0010368
| 526.3306 | 0.00085499 |  | 526.3306 | 0.00085499 |  | 521.7346 | 0.00145 |  | 521.73 | 0 |  | 526.3306 | 0.0018657 |  | 521.7346 | 0.019544 |  | 526.3306 | 0.056027 |  | 535.2775 | 0.13874 |  | 526.3306 | 0.84751 |  |  |  |  | 525.7867 | 0.89753 |  | 526.3306 | 0.0011949 |  | 526.3306 | 0.050696 |  | 521.7346 | 0.0013727 |  | 526.3306 | 0.00028462 |  | 525.7867 | 0.00121 |  | 524.7501 | 0 |  | 526.3306 | 0.00029315 |  | 526.3306 | 0.00043111
| 526.5558 | -0.00010395 |  | 526.5558 | -0.00010395 |  | 521.9554 | 0.00094278 |  | 521.96 | 0 |  | 526.5558 | 0.00046107 |  | 521.9554 | 0.017467 |  | 526.5558 | 0.054885 |  | 535.502 | 0.13568 |  | 526.5558 | 0.84438 |  |  |  |  | 526.0121 | 0.9086 |  | 526.5558 | 0 |  | 526.5558 | 0.051259 |  | 521.9554 | -0.00094799 |  | 526.5558 | 0 |  | 526.0122 | -0.00074904 |  | 524.9734 | 0 |  | 526.5558 | -0.0010667 |  | 526.5558 | -0.0011603
| 526.7809 | 0.00090498 |  | 526.7809 | 0.00090498 |  | 522.1762 | 0.00092336 |  | 522.18 | 0 |  | 526.7809 | 0.0016196 |  | 522.1761 | 0.018382 |  | 526.7809 | 0.053927 |  | 535.7266 | 0.1345 |  | 526.7809 | 0.83844 |  |  |  |  | 526.2376 | 0.91768 |  | 526.7809 | 0.00034261 |  | 526.7809 | 0.050874 |  | 522.1761 | 0.001048 |  | 526.7809 | 0.0002691 |  | 526.2376 | 0.00039288 |  | 525.1968 | 0 |  | 526.7809 | -0.00059368 |  | 526.7809 | 0.00015379
| 527.0061 | 0.00045756 |  | 527.0061 | 0.00045756 |  | 522.397 | 0.00123 |  | 522.4 | 0 |  | 527.0061 | 0.00066808 |  | 522.397 | 0.017903 |  | 527.0061 | 0.052488 |  | 535.9511 | 0.13114 |  | 527.0061 | 0.82552 |  |  |  |  | 526.4631 | 0.91623 |  | 527.0061 | 0 |  | 527.0061 | 0.051395 |  | 522.397 | -0.00034937 |  | 527.0061 | 0 |  | 526.4631 | -3.403e-05 |  | 525.4203 | 0 |  | 527.0061 | -0.0012207 |  | 527.0061 | -0.00098711
| 527.2313 | 0.00127 |  | 527.2313 | 0.00127 |  | 522.6177 | 0.0019 |  | 522.62 | 0 |  | 527.2313 | 0.0020877 |  | 522.6177 | 0.018938 |  | 527.2313 | 0.052164 |  | 536.1757 | 0.13028 |  | 527.2313 | 0.81364 |  |  |  |  | 526.6885 | 0.91418 |  | 527.2313 | 0.00026404 |  | 527.2313 | 0.052479 |  | 522.6177 | 0.0012518 |  | 527.2313 | 0.00052389 |  | 526.6885 | 0.00037876 |  | 525.6437 | 0 |  | 527.2313 | 0.00051167 |  | 527.2313 | 0.00057901
| 527.4565 | 0.00022487 |  | 527.4565 | 0.00022487 |  | 522.8386 | 0.0015 |  | 522.84 | 0 |  | 527.4565 | 0.00047091 |  | 522.8386 | 0.017586 |  | 527.4565 | 0.049454 |  | 536.4002 | 0.12766 |  | 527.4565 | 0.8036 |  |  |  |  | 526.914 | 0.90325 |  | 527.4565 | 0 |  | 527.4565 | 0.053077 |  | 522.8386 | -0.0014254 |  | 527.4565 | 0 |  | 526.914 | -0.00014432 |  | 525.8671 | 0 |  | 527.4565 | -0.0014268 |  | 527.4565 | -0.00066853
| 527.6817 | 0.00089637 |  | 527.6817 | 0.00089637 |  | 523.0594 | 0.00288 |  | 523.06 | 0 |  | 527.6817 | 0.0016178 |  | 523.0594 | 0.017384 |  | 527.6817 | 0.050354 |  | 536.6248 | 0.12639 |  | 527.6817 | 0.79541 |  |  |  |  | 527.1395 | 0.90494 |  | 527.6817 | 0.00053274 |  | 527.6817 | 0.054096 |  | 523.0594 | 0.0016145 |  | 527.6817 | 0.00065102 |  | 527.1395 | 0.0005068 |  | 526.0906 | 0 |  | 527.6817 | 0.00016096 |  | 527.6817 | 0.00046467
| 527.9069 | 0.00024517 |  | 527.9069 | 0.00024517 |  | 523.2803 | 0.00153 |  | 523.28 | 0 |  | 527.9069 | 0.00086444 |  | 523.2803 | 0.016826 |  | 527.9069 | 0.047259 |  | 536.8494 | 0.1223 |  | 527.9069 | 0.7855 |  |  |  |  | 527.365 | 0.89852 |  | 527.9069 | 0 |  | 527.9069 | 0.053185 |  | 523.2803 | -0.00061496 |  | 527.9069 | 0 |  | 527.365 | -0.00088659 |  | 526.314 | 0 |  | 527.9069 | -0.0012108 |  | 527.9069 | -0.00079089
| 528.1322 | 0.00098043 |  | 528.1322 | 0.00098043 |  | 523.5011 | 0.00189 |  | 523.5 | 0 |  | 528.1322 | 0.0015019 |  | 523.5011 | 0.016977 |  | 528.1322 | 0.047979 |  | 537.074 | 0.12192 |  | 528.1322 | 0.7833 |  |  |  |  | 527.5906 | 0.9057 |  | 528.1322 | 0.00078482 |  | 528.1322 | 0.05427 |  | 523.5011 | 0.002714 |  | 528.1322 | 0.00037698 |  | 527.5906 | 0.00069375 |  | 526.5375 | 0 |  | 528.1322 | 0.00024689 |  | 528.1322 | 0.00024112
| 528.3574 | -0.00011279 |  | 528.3574 | -0.00011279 |  | 523.722 | 0.0003614 |  | 523.72 | 0 |  | 528.3574 | 0.00088581 |  | 523.722 | 0.014635 |  | 528.3574 | 0.046117 |  | 537.2986 | 0.1202 |  | 528.3574 | 0.77379 |  |  |  |  | 527.8161 | 0.90829 |  | 528.3574 | 0 |  | 528.3574 | 0.053538 |  | 523.722 | 0.00049182 |  | 528.3574 | 0 |  | 527.8161 | -0.00061837 |  | 526.761 | 0 |  | 528.3574 | -0.0010517 |  | 528.3574 | -0.00062827
| 528.5827 | 0.00101 |  | 528.5827 | 0.00101 |  | 523.9428 | 0.00229 |  | 523.94 | 0 |  | 528.5827 | 0.001706 |  | 523.9428 | 0.015596 |  | 528.5827 | 0.045948 |  | 537.5233 | 0.11905 |  | 528.5827 | 0.76032 |  |  |  |  | 528.0417 | 0.90592 |  | 528.5827 | 0.00062333 |  | 528.5827 | 0.054823 |  | 523.9428 | 0.00089123 |  | 528.5827 | 0.00025602 |  | 528.0417 | 0.00076262 |  | 526.9844 | 0 |  | 528.5827 | -0.00013472 |  | 528.5827 | 0.00087134
| 528.808 | 0.00019586 |  | 528.808 | 0.00019586 |  | 524.1637 | 0.00183 |  | 524.16 | 0 |  | 528.808 | 0.00038879 |  | 524.1637 | 0.015149 |  | 528.808 | 0.043234 |  | 537.7479 | 0.11562 |  | 528.808 | 0.75601 |  |  |  |  | 528.2672 | 0.91135 |  | 528.808 | 0 |  | 528.808 | 0.055049 |  | 524.1637 | -0.00092018 |  | 528.808 | 0 |  | 528.2672 | -0.0009753 |  | 527.2079 | 0 |  | 528.808 | -0.00071872 |  | 528.808 | -0.00021879
| 529.0332 | 0.00107 |  | 529.0332 | 0.00107 |  | 524.3846 | 0.00177 |  | 524.38 | 0 |  | 529.0332 | 0.0017648 |  | 524.3846 | 0.015673 |  | 529.0332 | 0.044542 |  | 537.9725 | 0.11526 |  | 529.0333 | 0.7527 |  |  |  |  | 528.4928 | 0.91381 |  | 529.0332 | 0.0007652 |  | 529.0333 | 0.056683 |  | 524.3846 | 0.0025877 |  | 529.0333 | 0.00034632 |  | 528.4928 | 0.00080994 |  | 527.4315 | 0 |  | 529.0332 | 0.00068427 |  | 529.0332 | 0.0010064
| 529.2586 | -0.00011155 |  | 529.2586 | -0.00011155 |  | 524.6055 | 0.00089705 |  | 524.61 | 0 |  | 529.2585 | 0.00050013 |  | 524.6055 | 0.013963 |  | 529.2585 | 0.04235 |  | 538.1972 | 0.11301 |  | 529.2585 | 0.74637 |  |  |  |  | 528.7184 | 0.91957 |  | 529.2585 | 0 |  | 529.2585 | 0.055997 |  | 524.6055 | -6.2399e-05 |  | 529.2585 | 0 |  | 528.7184 | -0.00071395 |  | 527.655 | 0 |  | 529.2585 | -0.0013815 |  | 529.2585 | -0.00046255
| 529.4839 | 0.00099376 |  | 529.4839 | 0.00099376 |  | 524.8264 | 0.00188 |  | 524.83 | 0 |  | 529.4839 | 0.0020664 |  | 524.8264 | 0.016193 |  | 529.4839 | 0.043394 |  | 538.4219 | 0.11103 |  | 529.4839 | 0.73623 |  |  |  |  | 528.944 | 0.91887 |  | 529.4839 | 0.00068347 |  | 529.4839 | 0.058004 |  | 524.8264 | 0.001262 |  | 529.4839 | 0.00037304 |  | 528.944 | 0.00083094 |  | 527.8785 | 0 |  | 529.4839 | -0.00037669 |  | 529.4839 | 0.00085895
| 529.7092 | -0.00027338 |  | 529.7092 | -0.00027338 |  | 525.0474 | 0.00030158 |  | 525.05 | 0 |  | 529.7092 | 0.0006179 |  | 525.0474 | 0.014069 |  | 529.7092 | 0.040434 |  | 538.6465 | 0.10686 |  | 529.7092 | 0.7281 |  |  |  |  | 529.1696 | 0.92122 |  | 529.7092 | 0 |  | 529.7092 | 0.058841 |  | 525.0474 | -2.0234e-05 |  | 529.7092 | 0 |  | 529.1696 | -0.00058726 |  | 528.102 | 0 |  | 529.7092 | -0.0015108 |  | 529.7092 | -0.00052407
| 529.9345 | 0.00068123 |  | 529.9345 | 0.00068123 |  | 525.2682 | 0.00243 |  | 525.27 | 0 |  | 529.9345 | 0.0016514 |  | 525.2682 | 0.014111 |  | 529.9345 | 0.042296 |  | 538.8712 | 0.10573 |  | 529.9345 | 0.71765 |  |  |  |  | 529.3952 | 0.92954 |  | 529.9345 | 0.00063654 |  | 529.9345 | 0.057962 |  | 525.2682 | 0.0011808 |  | 529.9345 | 0.00047066 |  | 529.3952 | 0.00076796 |  | 528.3256 | 0 |  | 529.9345 | 0.00055422 |  | 529.9345 | 0.00077821
| 530.1599 | 0.00016927 |  | 530.1599 | 0.00016927 |  | 525.4892 | 0.00114 |  | 525.49 | 0 |  | 530.1599 | 0.00022636 |  | 525.4892 | 0.014163 |  | 530.1599 | 0.039681 |  | 539.0959 | 0.10383 |  | 530.1599 | 0.70987 |  |  |  |  | 529.6209 | 0.92483 |  | 530.1599 | 0 |  | 530.1599 | 0.058814 |  | 525.4892 | 0.00075311 |  | 530.1599 | 0 |  | 529.6209 | -0.00021852 |  | 528.5491 | 0 |  | 530.1599 | -0.0012576 |  | 530.1599 | -0.00071749
| 530.3852 | 0.00090619 |  | 530.3852 | 0.00090619 |  | 525.7101 | 0.00179 |  | 525.71 | 0 |  | 530.3852 | 0.002077 |  | 525.7101 | 0.014299 |  | 530.3852 | 0.040009 |  | 539.3206 | 0.10336 |  | 530.3853 | 0.70557 |  |  |  |  | 529.8465 | 0.93673 |  | 530.3852 | 0.00072911 |  | 530.3853 | 0.06166 |  | 525.7101 | 0.0014122 |  | 530.3853 | 0.00017947 |  | 529.8465 | 0.00069757 |  | 528.7726 | 0 |  | 530.3852 | 2.5238e-05 |  | 530.3852 | 0.00070455
| 530.6106 | -0.00018421 |  | 530.6106 | -0.00018421 |  | 525.9312 | 0.00123 |  | 525.93 | 0 |  | 530.6106 | 0 |  | 525.9312 | 0.014067 |  | 530.6106 | 0.038417 |  | 539.5453 | 0.10066 |  | 530.6106 | 0.70198 |  |  |  |  | 530.0722 | 0.94486 |  | 530.6106 | 0 |  | 530.6106 | 0.060788 |  | 525.9312 | 0.00092921 |  | 530.6106 | 0 |  | 530.0722 | -0.00105 |  | 528.9962 | 0 |  | 530.6106 | -0.0014978 |  | 530.6106 | -0.00099583
| 530.836 | 0.0009537 |  | 530.836 | 0.0009537 |  | 526.1521 | 0.00149 |  | 526.15 | 0.0024641 |  | 530.836 | 0.0020211 |  | 526.1521 | 0.01484 |  | 530.836 | 0.038598 |  | 539.7701 | 0.10102 |  | 530.836 | 0.69721 |  |  |  |  | 530.2979 | 0.95691 |  | 530.836 | 0.00085714 |  | 530.836 | 0.060382 |  | 526.1521 | 0.0017631 |  | 530.836 | 0.00049324 |  | 530.2979 | 0.00072641 |  | 529.2198 | 0 |  | 530.836 | 0.00057824 |  | 530.836 | 0.00047881
| 531.0614 | -0.00024159 |  | 531.0614 | -0.00024159 |  | 526.3731 | 0.00090301 |  | 526.37 | 0 |  | 531.0614 | 0.00059344 |  | 526.3731 | 0.013078 |  | 531.0614 | 0.037127 |  | 539.9948 | 0.099352 |  | 531.0614 | 0.68252 |  |  |  |  | 530.5236 | 0.95659 |  | 531.0614 | 0 |  | 531.0614 | 0.061644 |  | 526.3731 | 0.00059576 |  | 531.0614 | 0 |  | 530.5236 | -0.00013513 |  | 529.4434 | 0 |  | 531.0614 | -0.00087985 |  | 531.0614 | -0.00093681
| 531.2868 | 0.00144 |  | 531.2868 | 0.00144 |  | 526.5941 | 0.0016 |  | 526.59 | 0 |  | 531.2868 | 0.0018283 |  | 526.5941 | 0.013499 |  | 531.2868 | 0.037539 |  | 540.2195 | 0.098198 |  | 531.2868 | 0.67721 |  |  |  |  | 530.7493 | 0.96514 |  | 531.2868 | 0.0011653 |  | 531.2868 | 0.06327 |  | 526.5941 | 0.00014559 |  | 531.2868 | 0.0003253 |  | 530.7493 | 0.00097017 |  | 529.667 | 0 |  | 531.2868 | 0.00017594 |  | 531.2868 | 0.00087961
| 531.5122 | -0.00044187 |  | 531.5122 | -0.00044187 |  | 526.8151 | 0.00051428 |  | 526.82 | 0 |  | 531.5122 | 0.00068033 |  | 526.8151 | 0.013932 |  | 531.5122 | 0.03505 |  | 540.4443 | 0.095593 |  | 531.5122 | 0.66787 |  |  |  |  | 530.975 | 0.96386 |  | 531.5122 | 0 |  | 531.5122 | 0.062197 |  | 526.8151 | -0.001059 |  | 531.5122 | 0 |  | 530.975 | -0.00021414 |  | 529.8906 | 0 |  | 531.5122 | -0.001884 |  | 531.5122 | -0.0009594
| 531.7377 | 0.00107 |  | 531.7377 | 0.00107 |  | 527.0361 | 0.00122 |  | 527.04 | 0 |  | 531.7377 | 0.0016272 |  | 527.0361 | 0.014507 |  | 531.7377 | 0.035895 |  | 540.6691 | 0.095219 |  | 531.7377 | 0.66067 |  |  |  |  | 531.2007 | 0.96472 |  | 531.7377 | 0.00070995 |  | 531.7377 | 0.06463 |  | 527.0361 | 0.0014851 |  | 531.7377 | 0.00085211 |  | 531.2007 | 0.00097009 |  | 530.1143 | 0 |  | 531.7377 | 0.00091812 |  | 531.7377 | 0.00092191
| 531.9631 | -0.00056741 |  | 531.9631 | -0.00056741 |  | 527.2571 | 0.00162 |  | 527.26 | 0 |  | 531.9631 | 0 |  | 527.2571 | 0.010664 |  | 531.9631 | 0.032752 |  | 540.8939 | 0.093599 |  | 531.9631 | 0.65052 |  |  |  |  | 531.4264 | 0.96392 |  | 531.9631 | 0 |  | 531.9631 | 0.065108 |  | 527.2571 | -0.00055109 |  | 531.9631 | 0 |  | 531.4264 | -0.00092081 |  | 530.3379 | 0 |  | 531.9631 | -0.0015849 |  | 531.9631 | -0.0011558
| 532.1886 | 0.00098206 |  | 532.1886 | 0.00098206 |  | 527.4782 | 0.0018 |  | 527.48 | 0 |  | 532.1886 | 0.0016119 |  | 527.4782 | 0.012114 |  | 532.1886 | 0.03375 |  | 541.1187 | 0.093502 |  | 532.1885 | 0.64076 |  |  |  |  | 531.6522 | 0.95601 |  | 532.1886 | 0.00077246 |  | 532.1885 | 0.065193 |  | 527.4782 | 0.0014105 |  | 532.1885 | 0.00036689 |  | 531.6522 | 0.00046656 |  | 530.5615 | 0 |  | 532.1886 | -0.00013284 |  | 532.1886 | 0.0004195
| 532.414 | -0.00019278 |  | 532.414 | -0.00019278 |  | 527.6992 | 0.00092169 |  | 527.7 | 0 |  | 532.414 | 0.0008673 |  | 527.6992 | 0.011952 |  | 532.414 | 0.031971 |  | 541.3434 | 0.090466 |  | 532.414 | 0.62785 |  |  |  |  | 531.878 | 0.95532 |  | 532.414 | 0 |  | 532.414 | 0.06547 |  | 527.6992 | -0.00054737 |  | 532.414 | 0 |  | 531.878 | -0.00083686 |  | 530.7852 | 0 |  | 532.414 | -0.0012009 |  | 532.414 | -0.00038921
| 532.6395 | 0.00106 |  | 532.6395 | 0.00106 |  | 527.9203 | 0.00164 |  | 527.92 | 0 |  | 532.6395 | 0.0018331 |  | 527.9203 | 0.012489 |  | 532.6395 | 0.033481 |  | 541.5683 | 0.090793 |  | 532.6395 | 0.62085 |  |  |  |  | 532.1037 | 0.95587 |  | 532.6395 | 0.0011212 |  | 532.6395 | 0.067095 |  | 527.9203 | 0.0004328 |  | 532.6395 | 0.00066143 |  | 532.1037 | 0.00053366 |  | 531.0089 | 0 |  | 532.6395 | 0.00053997 |  | 532.6395 | 0.00081185
| 532.865 | -0.00013635 |  | 532.865 | -0.00013635 |  | 528.1414 | 0.00136 |  | 528.14 | 0 |  | 532.865 | 0.00063723 |  | 528.1414 | 0.011179 |  | 532.865 | 0.031129 |  | 541.7931 | 0.088197 |  | 532.865 | 0.61109 |  |  |  |  | 532.3295 | 0.95219 |  | 532.865 | 0 |  | 532.865 | 0.067771 |  | 528.1414 | -0.00036744 |  | 532.865 | 0 |  | 532.3295 | -0.00072415 |  | 531.2325 | 0 |  | 532.865 | -0.0015758 |  | 532.865 | -0.00063461
| 533.0905 | 0.00072607 |  | 533.0905 | 0.00072607 |  | 528.3624 | 0.00177 |  | 528.36 | 0 |  | 533.0905 | 0.0017386 |  | 528.3624 | 0.013339 |  | 533.0905 | 0.030757 |  | 542.0179 | 0.087482 |  | 533.0905 | 0.6053 |  |  |  |  | 532.5553 | 0.94749 |  | 533.0905 | 0.00059531 |  | 533.0905 | 0.06807 |  | 528.3624 | 0.00098199 |  | 533.0905 | 0.00041474 |  | 532.5553 | 0.0004038 |  | 531.4562 | 0 |  | 533.0905 | -4.5171e-05 |  | 533.0905 | 0.00075033
| 533.316 | 0.00017066 |  | 533.316 | 0.00017066 |  | 528.5836 | 0.00095119 |  | 528.58 | 0 |  | 533.316 | 0.00014776 |  | 528.5836 | 0.010971 |  | 533.316 | 0.029447 |  | 542.2428 | 0.083983 |  | 533.316 | 0.59412 |  |  |  |  | 532.7812 | 0.94934 |  | 533.316 | 0 |  | 533.316 | 0.069186 |  | 528.5836 | -0.00031586 |  | 533.316 | 0 |  | 532.7812 | -0.00056289 |  | 531.6799 | 0 |  | 533.316 | -0.0013779 |  | 533.316 | -0.00096521
| 533.5416 | 0.00106 |  | 533.5416 | 0.00106 |  | 528.8046 | 0.00144 |  | 528.8 | 0 |  | 533.5416 | 0.0015378 |  | 528.8046 | 0.011274 |  | 533.5416 | 0.030357 |  | 542.4677 | 0.083323 |  | 533.5416 | 0.58474 |  |  |  |  | 533.007 | 0.95651 |  | 533.5416 | 0.00091608 |  | 533.5416 | 0.069447 |  | 528.8046 | 0.0009679 |  | 533.5416 | 0.00041189 |  | 533.007 | 0.00060016 |  | 531.9036 | 0 |  | 533.5416 | 0.00030863 |  | 533.5416 | 0.00049398
| 533.7671 | 0.00032803 |  | 533.7671 | 0.00032803 |  | 529.0258 | 0.00114 |  | 529.03 | 0 |  | 533.7671 | 0.00062608 |  | 529.0258 | 0.010775 |  | 533.7671 | 0.027807 |  | 542.6925 | 0.082115 |  | 533.7672 | 0.57304 |  |  |  |  | 533.2328 | 0.94304 |  | 533.7671 | 0 |  | 533.7672 | 0.07035 |  | 529.0258 | 0.00076462 |  | 533.7672 | 0 |  | 533.2328 | -0.00020098 |  | 532.1273 | 0 |  | 533.7671 | -0.0011309 |  | 533.7671 | -0.0012406
| 533.9927 | 0.00091524 |  | 533.9927 | 0.00091524 |  | 529.2469 | 0.00093657 |  | 529.25 | 0 |  | 533.9927 | 0.001511 |  | 529.2469 | 0.01191 |  | 533.9927 | 0.028463 |  | 542.9174 | 0.081116 |  | 533.9927 | 0.56552 |  |  |  |  | 533.4587 | 0.94257 |  | 533.9927 | 0.0009032 |  | 533.9927 | 0.071449 |  | 529.2469 | 0.00027739 |  | 533.9927 | 0.00051291 |  | 533.4587 | 0.00034615 |  | 532.351 | 0 |  | 533.9927 | -2.1829e-05 |  | 533.9927 | 0.00026875
| 534.2183 | -5.3917e-06 |  | 534.2183 | -5.3917e-06 |  | 529.468 | 0.0012 |  | 529.47 | 0 |  | 534.2182 | 7.5922e-05 |  | 529.468 | 0.0096441 |  | 534.2182 | 0.026695 |  | 543.1423 | 0.078459 |  | 534.2183 | 0.55404 |  |  |  |  | 533.6845 | 0.935 |  | 534.2182 | 0 |  | 534.2183 | 0.071938 |  | 529.468 | -0.0013711 |  | 534.2183 | 0 |  | 533.6845 | -4.2797e-05 |  | 532.5748 | 0 |  | 534.2182 | -0.00046092 |  | 534.2182 | -0.00055935
| 534.4438 | 0.00125 |  | 534.4438 | 0.00125 |  | 529.6892 | 0.00193 |  | 529.69 | 0 |  | 534.4438 | 0.0015882 |  | 529.6891 | 0.01062 |  | 534.4438 | 0.027633 |  | 543.3672 | 0.077807 |  | 534.4438 | 0.54747 |  |  |  |  | 533.9104 | 0.93841 |  | 534.4438 | 0.00091437 |  | 534.4438 | 0.073303 |  | 529.6891 | 0.00093552 |  | 534.4438 | 0.00034021 |  | 533.9104 | 0.00084442 |  | 532.7985 | 0 |  | 534.4438 | 0.00058697 |  | 534.4438 | 0.00065821
| 534.6694 | -0.00041921 |  | 534.6694 | -0.00041921 |  | 529.9103 | 0.00105 |  | 529.91 | 0 |  | 534.6694 | 0.00030039 |  | 529.9103 | 0.010768 |  | 534.6694 | 0.026199 |  | 543.5921 | 0.075649 |  | 534.6694 | 0.5381 |  |  |  |  | 534.1363 | 0.93317 |  | 534.6694 | 2.6128e-05 |  | 534.6694 | 0.074188 |  | 529.9103 | -8.6912e-05 |  | 534.6694 | 0 |  | 534.1363 | -0.00058361 |  | 533.0222 | 0 |  | 534.6694 | -0.00060554 |  | 534.6694 | -0.00032696
| 534.895 | 0.00097041 |  | 534.895 | 0.00097041 |  | 530.1315 | 0.00207 |  | 530.13 | 0 |  | 534.895 | 0.0015684 |  | 530.1315 | 0.0094 |  | 534.895 | 0.026518 |  | 543.817 | 0.075458 |  | 534.895 | 0.53018 |  |  |  |  | 534.3622 | 0.92947 |  | 534.895 | 0.00053988 |  | 534.895 | 0.075634 |  | 530.1315 | 0.0011688 |  | 534.895 | 0.00040971 |  | 534.3622 | 0.00069532 |  | 533.246 | 0 |  | 534.895 | -0.00063269 |  | 534.895 | 0.00036328
| 535.1206 | -0.0002291 |  | 535.1206 | -0.0002291 |  | 530.3527 | 0.00128 |  | 530.35 | 0 |  | 535.1207 | 0.00027534 |  | 530.3527 | 0.0082092 |  | 535.1207 | 0.02474 |  | 544.0419 | 0.071899 |  | 535.1207 | 0.5231 |  |  |  |  | 534.5881 | 0.92574 |  | 535.1207 | 0 |  | 535.1207 | 0.076339 |  | 530.3527 | -0.00048285 |  | 535.1207 | 0 |  | 534.5882 | -0.00050373 |  | 533.4698 | 0 |  | 535.1207 | -0.00078713 |  | 535.1207 | -0.00030096
| 535.3463 | 0.00114 |  | 535.3463 | 0.00114 |  | 530.5738 | 0.00193 |  | 530.57 | 0 |  | 535.3463 | 0.0015077 |  | 530.5739 | 0.0087973 |  | 535.3463 | 0.025811 |  | 544.2669 | 0.071951 |  | 535.3463 | 0.5167 |  |  |  |  | 534.8141 | 0.93066 |  | 535.3463 | 0.00094441 |  | 535.3463 | 0.077578 |  | 530.5739 | 0.0018618 |  | 535.3463 | 0.00049719 |  | 534.8141 | 0.0008536 |  | 533.6935 | 0 |  | 535.3463 | 0.00068177 |  | 535.3463 | 0.00082926
| 535.5719 | -0.00029439 |  | 535.5719 | -0.00029439 |  | 530.795 | 0.00127 |  | 530.8 | 0 |  | 535.5719 | 0.00037611 |  | 530.795 | 0.0087067 |  | 535.5719 | 0.023292 |  | 544.4918 | 0.07039 |  | 535.5719 | 0.5122 |  |  |  |  | 535.04 | 0.93765 |  | 535.5719 | 0 |  | 535.5719 | 0.07848 |  | 530.795 | -0.0015857 |  | 535.5719 | 0 |  | 535.04 | -0.00069248 |  | 533.9174 | 0 |  | 535.5719 | -0.0010635 |  | 535.5719 | -0.00085563
| 535.7976 | 0.00091093 |  | 535.7976 | 0.00091093 |  | 531.0162 | 0.002 |  | 531.02 | 0 |  | 535.7976 | 0.0011431 |  | 531.0162 | 0.011193 |  | 535.7976 | 0.024182 |  | 544.7168 | 0.069817 |  | 535.7976 | 0.5064 |  |  |  |  | 535.266 | 0.93646 |  | 535.7976 | 0.0011905 |  | 535.7976 | 0.079926 |  | 531.0162 | 0.00030963 |  | 535.7976 | 0.00051562 |  | 535.266 | 0.00089273 |  | 534.1412 | 0 |  | 535.7976 | 0.00023897 |  | 535.7976 | 0.0007173
| 536.0232 | 0.00030751 |  | 536.0232 | 0.00030751 |  | 531.2375 | 0.00062782 |  | 531.24 | 0 |  | 536.0233 | 0 |  | 531.2375 | 0.0092773 |  | 536.0233 | 0.023377 |  | 544.9418 | 0.067473 |  | 536.0232 | 0.50196 |  |  |  |  | 535.4919 | 0.93889 |  | 536.0233 | 0 |  | 536.0233 | 0.08084 |  | 531.2375 | 0.00067579 |  | 536.0232 | 0 |  | 535.4919 | -0.00027973 |  | 534.3649 | 0 |  | 536.0233 | -0.00088248 |  | 536.0233 | -0.00047881
| 536.2489 | 0.00108 |  | 536.2489 | 0.00108 |  | 531.4587 | 0.00179 |  | 531.46 | 0 |  | 536.2489 | 0.0015165 |  | 531.4587 | 0.0095347 |  | 536.2489 | 0.024263 |  | 545.1667 | 0.067843 |  | 536.2489 | 0.49742 |  |  |  |  | 535.7179 | 0.94022 |  | 536.2489 | 0.0011474 |  | 536.2489 | 0.080335 |  | 531.4587 | 0.001459 |  | 536.2489 | 0.00047578 |  | 535.7179 | 0.00040602 |  | 534.5888 | 0 |  | 536.2489 | 0.00060919 |  | 536.2489 | 0.00086329
| 536.4746 | 0.00023645 |  | 536.4746 | 0.00023645 |  | 531.6799 | 0.00096981 |  | 531.68 | 0 |  | 536.4746 | 0.00031479 |  | 531.6799 | 0.0086096 |  | 536.4746 | 0.022485 |  | 545.3918 | 0.066381 |  | 536.4746 | 0.49133 |  |  |  |  | 535.9439 | 0.9376 |  | 536.4746 | 0.00014737 |  | 536.4746 | 0.082251 |  | 531.6799 | -0.0014508 |  | 536.4746 | 0 |  | 535.9439 | -0.00020954 |  | 534.8126 | 0 |  | 536.4746 | -0.00048814 |  | 536.4746 | -0.00039726
| 536.7003 | 0.00136 |  | 536.7003 | 0.00136 |  | 531.9012 | 0.00197 |  | 531.9 | 0 |  | 536.7003 | 0.001336 |  | 531.9012 | 0.0091959 |  | 536.7003 | 0.023508 |  | 545.6168 | 0.066544 |  | 536.7003 | 0.48401 |  |  |  |  | 536.1699 | 0.94039 |  | 536.7003 | 0.0013194 |  | 536.7003 | 0.083607 |  | 531.9012 | 0.0010645 |  | 536.7003 | 0.00047957 |  | 536.1699 | 0.00096506 |  | 535.0364 | 0 |  | 536.7003 | 0.00081057 |  | 536.7003 | 0.00027697
| 536.9261 | 0.00014808 |  | 536.9261 | 0.00014808 |  | 532.1225 | 0.00093925 |  | 532.12 | 0 |  | 536.926 | 0.00052754 |  | 532.1225 | 0.0087538 |  | 536.926 | 0.021948 |  | 545.8418 | 0.064614 |  | 536.926 | 0.4763 |  |  |  |  | 536.3959 | 0.94086 |  | 536.926 | 0 |  | 536.926 | 0.084248 |  | 532.1225 | 0.00046222 |  | 536.926 | 0 |  | 536.3959 | -0.00040039 |  | 535.2603 | 0 |  | 536.926 | -0.00070004 |  | 536.926 | -0.00051313
| 537.1518 | 0.00086324 |  | 537.1518 | 0.00086324 |  | 532.3438 | 0.00177 |  | 532.34 | 0 |  | 537.1518 | 0.001741 |  | 532.3438 | 0.0091728 |  | 537.1518 | 0.022126 |  | 546.0668 | 0.064866 |  | 537.1518 | 0.4717 |  |  |  |  | 536.622 | 0.94052 |  | 537.1518 | 0.0011663 |  | 537.1518 | 0.084698 |  | 532.3438 | 0.0019707 |  | 537.1518 | 0.00037944 |  | 536.622 | 0.00073889 |  | 535.4841 | 0 |  | 537.1518 | -0.00016538 |  | 537.1518 | 0.00066661
| 537.3775 | 0.00021957 |  | 537.3775 | 0.00021957 |  | 532.565 | 0.00085357 |  | 532.57 | 0 |  | 537.3775 | 0 |  | 532.565 | 0.0072191 |  | 537.3775 | 0.021367 |  | 546.2919 | 0.063868 |  | 537.3775 | 0.46676 |  |  |  |  | 536.848 | 0.94681 |  | 537.3775 | 0.00052105 |  | 537.3775 | 0.08538 |  | 532.565 | 0.00032045 |  | 537.3775 | 0 |  | 536.848 | -0.00060145 |  | 535.708 | 0 |  | 537.3775 | -0.00039851 |  | 537.3775 | -0.0001964
| 537.6033 | 0.00104 |  | 537.6033 | 0.00104 |  | 532.7863 | 0.00257 |  | 532.79 | 0 |  | 537.6033 | 0.0013819 |  | 532.7863 | 0.0085615 |  | 537.6033 | 0.021591 |  | 546.5169 | 0.063909 |  | 537.6033 | 0.46508 |  |  |  |  | 537.0741 | 0.95264 |  | 537.6033 | 0.0011031 |  | 537.6033 | 0.089118 |  | 532.7863 | 0.001149 |  | 537.6033 | 0.00031593 |  | 537.0741 | 0.00037485 |  | 535.9319 | 0 |  | 537.6033 | -0.00012863 |  | 537.6033 | 0.00041402
| 537.829 | -9.1623e-05 |  | 537.829 | -9.1623e-05 |  | 533.0076 | 0.000403 |  | 533.01 | 0 |  | 537.829 | 0.00010177 |  | 533.0076 | 0.0079173 |  | 537.829 | 0.020139 |  | 546.7419 | 0.06153 |  | 537.829 | 0.45878 |  |  |  |  | 537.3001 | 0.95482 |  | 537.829 | 0 |  | 537.829 | 0.089294 |  | 533.0076 | 0.0014617 |  | 537.829 | 0 |  | 537.3001 | -0.00052443 |  | 536.1558 | 0 |  | 537.829 | -0.00049943 |  | 537.829 | -0.0006906
| 538.0548 | 0.00092143 |  | 538.0548 | 0.00092143 |  | 533.2289 | 0.00161 |  | 533.23 | 0 |  | 538.0548 | 0.0017759 |  | 533.2289 | 0.0094186 |  | 538.0548 | 0.020006 |  | 546.967 | 0.061227 |  | 538.0548 | 0.45376 |  |  |  |  | 537.5262 | 0.95816 |  | 538.0548 | 0.0012698 |  | 538.0548 | 0.090451 |  | 533.2289 | 0.00082496 |  | 538.0548 | 0.00059738 |  | 537.5262 | 4.5121e-05 |  | 536.3797 | 0 |  | 538.0548 | -0.00022563 |  | 538.0548 | 0.00042938
| 538.2806 | 0.0004061 |  | 538.2806 | 0.0004061 |  | 533.4503 | 0.00071916 |  | 533.45 | 0 |  | 538.2806 | 0.00034553 |  | 533.4503 | 0.0075152 |  | 538.2806 | 0.019388 |  | 547.1921 | 0.059134 |  | 538.2806 | 0.44886 |  |  |  |  | 537.7523 | 0.96565 |  | 538.2806 | 3.156e-06 |  | 538.2806 | 0.091683 |  | 533.4503 | 0.0016411 |  | 538.2806 | 0 |  | 537.7523 | -0.00077661 |  | 536.6036 | 0 |  | 538.2806 | -0.0010402 |  | 538.2806 | -0.00047651
| 538.5064 | 0.00099908 |  | 538.5064 | 0.00099908 |  | 533.6716 | 0.00177 |  | 533.67 | 0 |  | 538.5064 | 0.0016352 |  | 533.6716 | 0.0093813 |  | 538.5064 | 0.019976 |  | 547.4172 | 0.058791 |  | 538.5064 | 0.44377 |  |  |  |  | 537.9784 | 0.96555 |  | 538.5064 | 0.0012154 |  | 538.5064 | 0.093745 |  | 533.6716 | 0.002101 |  | 538.5064 | 0.00053259 |  | 537.9784 | 0.00069551 |  | 536.8275 | 0 |  | 538.5064 | 8.2638e-05 |  | 538.5064 | 0.0006924
| 538.7322 | 0.00033047 |  | 538.7322 | 0.00033047 |  | 533.8929 | 0.00089694 |  | 533.89 | 0 |  | 538.7322 | 0.00071429 |  | 533.8929 | 0.0067941 |  | 538.7322 | 0.0194 |  | 547.6423 | 0.055542 |  | 538.7322 | 0.4388 |  |  |  |  | 538.2045 | 0.96424 |  | 538.7322 | 0.00031916 |  | 538.7322 | 0.094443 |  | 533.8929 | -0.00073121 |  | 538.7322 | 0 |  | 538.2045 | -3.6663e-05 |  | 537.0515 | 0 |  | 538.7322 | -0.0003295 |  | 538.7322 | -0.00041066
| 538.958 | 0.0008195 |  | 538.958 | 0.0008195 |  | 534.1143 | 0.00111 |  | 534.11 | 0 |  | 538.9581 | 0.0013533 |  | 534.1143 | 0.0075699 |  | 538.9581 | 0.019295 |  | 547.8674 | 0.055426 |  | 538.9581 | 0.43362 |  |  |  |  | 538.4307 | 0.96675 |  | 538.9581 | 0.0013297 |  | 538.9581 | 0.095806 |  | 534.1143 | 0.00088203 |  | 538.9581 | 0.00026568 |  | 538.4307 | 0.00029391 |  | 537.2754 | 0 |  | 538.9581 | -0.00071136 |  | 538.9581 | 3.4044e-05
| 539.1839 | 9.6518e-05 |  | 539.1839 | 9.6518e-05 |  | 534.3357 | 0.00134 |  | 534.34 | 0 |  | 539.1839 | 0.00033196 |  | 534.3357 | 0.0072077 |  | 539.1839 | 0.018231 |  | 548.0925 | 0.053556 |  | 539.1839 | 0.43216 |  |  |  |  | 538.6568 | 0.97897 |  | 539.1839 | 0.00035275 |  | 539.1839 | 0.095884 |  | 534.3357 | 0.00072628 |  | 539.1839 | 0 |  | 538.6568 | -0.00037287 |  | 537.4993 | 0 |  | 539.1839 | -0.00069258 |  | 539.1839 | -0.00061095
| 539.4097 | 0.00123 |  | 539.4097 | 0.00123 |  | 534.5571 | 0.00146 |  | 534.56 | 0 |  | 539.4097 | 0.0016378 |  | 534.5571 | 0.008132 |  | 539.4097 | 0.018571 |  | 548.3176 | 0.053307 |  | 539.4097 | 0.4266 |  |  |  |  | 538.883 | 0.9846 |  | 539.4097 | 0.0015716 |  | 539.4097 | 0.098589 |  | 534.5571 | 0.0017548 |  | 539.4097 | 0.00052493 |  | 538.883 | 0.00059616 |  | 537.7233 | 0 |  | 539.4097 | -0.00045934 |  | 539.4097 | 0.00030747
| 539.6356 | 0.00031103 |  | 539.6356 | 0.00031103 |  | 534.7784 | 0.00098367 |  | 534.78 | 0 |  | 539.6356 | 0.00027409 |  | 534.7784 | 0.0068807 |  | 539.6356 | 0.017629 |  | 548.5428 | 0.051264 |  | 539.6356 | 0.41886 |  |  |  |  | 539.1091 | 0.98364 |  | 539.6356 | 0.00044379 |  | 539.6356 | 0.10054 |  | 534.7784 | -0.00057676 |  | 539.6356 | 0 |  | 539.1091 | -0.00017898 |  | 537.9473 | 0 |  | 539.6356 | -0.0014211 |  | 539.6356 | -0.00067697
| 539.8615 | 0.00086602 |  | 539.8615 | 0.00086602 |  | 534.9998 | 0.0012 |  | 535 | 0 |  | 539.8615 | 0.001409 |  | 534.9998 | 0.0074337 |  | 539.8615 | 0.018689 |  | 548.7679 | 0.050378 |  | 539.8615 | 0.41452 |  |  |  |  | 539.3353 | 0.98874 |  | 539.8615 | 0.0013688 |  | 539.8615 | 0.10198 |  | 534.9998 | 0.00045541 |  | 539.8615 | 0.00054409 |  | 539.3353 | 0.00074102 |  | 538.1713 | 0 |  | 539.8615 | 0.0006461 |  | 539.8615 | 0.00070398
| 540.0874 | -1.5639e-05 |  | 540.0874 | -1.5639e-05 |  | 535.2213 | 0.00072793 |  | 535.22 | 0 |  | 540.0874 | 0.00036477 |  | 535.2213 | 0.0068379 |  | 540.0874 | 0.017047 |  | 548.9931 | 0.049733 |  | 540.0873 | 0.40884 |  |  |  |  | 539.5615 | 0.98559 |  | 540.0874 | 0.00049894 |  | 540.0873 | 0.10243 |  | 535.2213 | -0.00036199 |  | 540.0873 | 0 |  | 539.5615 | -0.00041715 |  | 538.3953 | 0 |  | 540.0874 | -0.00085611 |  | 540.0874 | -0.00076657
| 540.3133 | 0.00132 |  | 540.3133 | 0.00132 |  | 535.4427 | 0.00193 |  | 535.44 | 0 |  | 540.3133 | 0.0014533 |  | 535.4427 | 0.007639 |  | 540.3133 | 0.018222 |  | 549.2183 | 0.049611 |  | 540.3133 | 0.40513 |  |  |  |  | 539.7877 | 0.98811 |  | 540.3133 | 0.001567 |  | 540.3133 | 0.10333 |  | 535.4427 | 0.0012284 |  | 540.3133 | 0.00052904 |  | 539.7877 | 0.00065584 |  | 538.6193 | 0 |  | 540.3133 | 0.0010675 |  | 540.3133 | 0.00061264
| 540.5392 | -0.00021844 |  | 540.5392 | -0.00021844 |  | 535.6641 | 0.00093464 |  | 535.66 | 0 |  | 540.5392 | 0.00033071 |  | 535.6641 | 0.0053909 |  | 540.5392 | 0.016487 |  | 549.4435 | 0.048067 |  | 540.5392 | 0.39909 |  |  |  |  | 540.0139 | 0.98772 |  | 540.5392 | 0.00073502 |  | 540.5392 | 0.10588 |  | 535.6641 | 0.00092194 |  | 540.5392 | 0 |  | 540.0139 | -0.00046788 |  | 538.8433 | 0 |  | 540.5392 | -0.0014599 |  | 540.5392 | -0.00086952
| 540.7651 | 0.00092528 |  | 540.7651 | 0.00092528 |  | 535.8856 | 0.00156 |  | 535.89 | 0 |  | 540.7651 | 0.0014941 |  | 535.8856 | 0.0073758 |  | 540.7651 | 0.017077 |  | 549.6686 | 0.048001 |  | 540.7651 | 0.39347 |  |  |  |  | 540.2402 | 0.9859 |  | 540.7651 | 0.0014141 |  | 540.7651 | 0.1056 |  | 535.8856 | 0.00069497 |  | 540.7651 | 0.00043758 |  | 540.2402 | 0.00058854 |  | 539.0673 | 0 |  | 540.7651 | -0.00031791 |  | 540.7651 | 0.0002893
| 540.991 | 0.00015066 |  | 540.991 | 0.00015066 |  | 536.107 | 0.00132 |  | 536.11 | 0 |  | 540.991 | 0.00044804 |  | 536.107 | 0.0061074 |  | 540.991 | 0.015473 |  | 549.8939 | 0.046635 |  | 540.991 | 0.38753 |  |  |  |  | 540.4664 | 0.98945 |  | 540.991 | 0.00045159 |  | 540.991 | 0.10771 |  | 536.107 | 0.00053352 |  | 540.991 | 0 |  | 540.4664 | -0.00051131 |  | 539.2913 | 0 |  | 540.991 | -0.00063839 |  | 540.991 | -0.00064847
| 541.217 | 0.00118 |  | 541.217 | 0.00118 |  | 536.3284 | 0.00155 |  | 536.33 | 0 |  | 541.217 | 0.0014173 |  | 536.3284 | 0.0072428 |  | 541.217 | 0.016937 |  | 550.1191 | 0.047208 |  | 541.217 | 0.3845 |  |  |  |  | 540.6927 | 0.99316 |  | 541.217 | 0.0018345 |  | 541.217 | 0.1106 |  | 536.3284 | 0.0018681 |  | 541.217 | 0.00060639 |  | 540.6927 | 0.00068159 |  | 539.5153 | 0 |  | 541.217 | 0.00064538 |  | 541.217 | 0.00081473
| 541.443 | 0.00013206 |  | 541.443 | 0.00013206 |  | 536.5499 | 0.00114 |  | 536.55 | 0 |  | 541.443 | 0.00042043 |  | 536.5499 | 0.0055775 |  | 541.443 | 0.015276 |  | 550.3443 | 0.045437 |  | 541.4429 | 0.37919 |  |  |  |  | 540.9189 | 0.98909 |  | 541.443 | 0.00064979 |  | 541.4429 | 0.10987 |  | 536.5499 | 0.00018107 |  | 541.4429 | 0 |  | 540.9189 | -0.00070111 |  | 539.7394 | 0 |  | 541.443 | -0.00095942 |  | 541.443 | -0.00038065
| 541.6689 | 0.00090402 |  | 541.6689 | 0.00090402 |  | 536.7714 | 0.00227 |  | 536.77 | 0.0051819 |  | 541.6689 | 0.0012984 |  | 536.7714 | 0.0078677 |  | 541.6689 | 0.016316 |  | 550.5696 | 0.04586 |  | 541.6689 | 0.37534 |  |  |  |  | 541.1452 | 0.98711 |  | 541.6689 | 0.0012805 |  | 541.6689 | 0.11428 |  | 536.7714 | 0.0023238 |  | 541.6689 | 0.00033125 |  | 541.1452 | 0.00049711 |  | 539.9634 | 0 |  | 541.6689 | 0.00011591 |  | 541.6689 | 0.00059843
| 541.8949 | -0.00010939 |  | 541.8949 | -0.00010939 |  | 536.9929 | 0.00108 |  | 536.99 | 0 |  | 541.8949 | 0.00014425 |  | 536.9929 | 0.0059323 |  | 541.8949 | 0.014957 |  | 550.7948 | 0.04464 |  | 541.8949 | 0.37063 |  |  |  |  | 541.3715 | 0.98888 |  | 541.8949 | 0.00081917 |  | 541.8949 | 0.1139 |  | 536.9929 | -0.00071555 |  | 541.8949 | 0 |  | 541.3715 | -0.00046987 |  | 540.1875 | 0 |  | 541.8949 | -0.00081164 |  | 541.8949 | -0.00077374
| 542.1209 | 0.00131 |  | 542.1209 | 0.00131 |  | 537.2144 | 0.00176 |  | 537.21 | 0 |  | 542.1209 | 0.0012733 |  | 537.2144 | 0.0068858 |  | 542.1209 | 0.016067 |  | 551.0201 | 0.044175 |  | 542.1209 | 0.36578 |  |  |  |  | 541.5978 | 0.99187 |  | 542.1209 | 0.0018933 |  | 542.1209 | 0.11701 |  | 537.2144 | 0.0003888 |  | 542.1209 | 0.00052724 |  | 541.5978 | 0.00052814 |  | 540.4116 | 0 |  | 542.1209 | 0.00046745 |  | 542.1209 | 0.00040049
| 542.3469 | -2.4596e-05 |  | 542.3469 | -2.4596e-05 |  | 537.4359 | 0.00179 |  | 537.44 | 0 |  | 542.3469 | 0.00048121 |  | 537.4359 | 0.0057422 |  | 542.3469 | 0.014031 |  | 551.2454 | 0.042542 |  | 542.3469 | 0.35807 |  |  |  |  | 541.8241 | 0.98201 |  | 542.3469 | 0.00072536 |  | 542.3469 | 0.11679 |  | 537.4359 | -0.00070645 |  | 542.3469 | 0 |  | 541.8241 | -0.00076537 |  | 540.6357 | 0 |  | 542.3469 | -0.00076834 |  | 542.3469 | -0.00077365
| 542.5729 | 0.00087547 |  | 542.5729 | 0.00087547 |  | 537.6575 | 0.00166 |  | 537.66 | 0 |  | 542.5729 | 0.0012873 |  | 537.6575 | 0.0057682 |  | 542.5729 | 0.014646 |  | 551.4706 | 0.042483 |  | 542.5729 | 0.35421 |  |  |  |  | 542.0505 | 0.9831 |  | 542.5729 | 0.001659 |  | 542.5729 | 0.12025 |  | 537.6575 | -0.0003814 |  | 542.5729 | 0.00040044 |  | 542.0505 | 0.00024905 |  | 540.8598 | 0 |  | 542.5729 | 0.00016095 |  | 542.5729 | 0.00062406
| 542.799 | 6.1956e-06 |  | 542.799 | 6.1956e-06 |  | 537.879 | 0.00133 |  | 537.88 | 0 |  | 542.799 | 0 |  | 537.879 | 0.0051122 |  | 542.799 | 0.014249 |  | 551.6959 | 0.040984 |  | 542.7989 | 0.34849 |  |  |  |  | 542.2768 | 0.97811 |  | 542.799 | 0.00099184 |  | 542.799 | 0.12093 |  | 537.879 | -0.00080043 |  | 542.7989 | 0 |  | 542.2768 | -0.00039223 |  | 541.0839 | 0 |  | 542.799 | -0.0012167 |  | 542.799 | -0.00053581
| 543.025 | 0.00081538 |  | 543.025 | 0.00081538 |  | 538.1005 | 0.0013 |  | 538.1 | 0 |  | 543.025 | 0.001301 |  | 538.1005 | 0.0054549 |  | 543.025 | 0.014598 |  | 551.9212 | 0.041085 |  | 543.025 | 0.3444 |  |  |  |  | 542.5032 | 0.97896 |  | 543.025 | 0.0021158 |  | 543.025 | 0.1233 |  | 538.1005 | 0.00054346 |  | 543.025 | 0.00034383 |  | 542.5032 | 0.00047799 |  | 541.308 | 0 |  | 543.025 | 0.00020322 |  | 543.025 | 0.00054417
| 543.2511 | 8.1174e-05 |  | 543.2511 | 8.1174e-05 |  | 538.3221 | 0.00118 |  | 538.32 | 0 |  | 543.2511 | 0.00025651 |  | 538.3221 | 0.0053041 |  | 543.2511 | 0.013436 |  | 552.1465 | 0.039602 |  | 543.2511 | 0.33765 |  |  |  |  | 542.7295 | 0.97789 |  | 543.2511 | 0.00087323 |  | 543.2511 | 0.12489 |  | 538.3221 | -0.0013217 |  | 543.2511 | 0 |  | 542.7295 | -0.00074053 |  | 541.5321 | 0 |  | 543.2511 | -0.0007407 |  | 543.2511 | -0.00074295
| 543.4772 | 0.00097228 |  | 543.4772 | 0.00097228 |  | 538.5436 | 0.00129 |  | 538.54 | 0 |  | 543.4772 | 0.0015616 |  | 538.5436 | 0.0063475 |  | 543.4772 | 0.013801 |  | 552.3718 | 0.040041 |  | 543.4772 | 0.33349 |  |  |  |  | 542.9559 | 0.97682 |  | 543.4772 | 0.0019521 |  | 543.4772 | 0.12759 |  | 538.5436 | 0.00096268 |  | 543.4772 | 0.00053487 |  | 542.9559 | 0.00017956 |  | 541.7563 | 0 |  | 543.4772 | 0.0001827 |  | 543.4772 | 0.00057193
| 543.7032 | 0.00026354 |  | 543.7032 | 0.00026354 |  | 538.7653 | 0.00173 |  | 538.77 | 0 |  | 543.7032 | 0.00018425 |  | 538.7653 | 0.0048911 |  | 543.7032 | 0.012926 |  | 552.5972 | 0.038253 |  | 543.7033 | 0.32671 |  |  |  |  | 543.1823 | 0.97161 |  | 543.7032 | 0.0010259 |  | 543.7032 | 0.12813 |  | 538.7653 | 0.0014399 |  | 543.7033 | 0 |  | 543.1823 | -0.0001693 |  | 541.9804 | 0 |  | 543.7032 | -0.00032832 |  | 543.7032 | -0.0003644
| 543.9293 | 0.00146 |  | 543.9293 | 0.00146 |  | 538.9868 | 0.00153 |  | 538.99 | 0 |  | 543.9293 | 0.0016039 |  | 538.9868 | 0.0056012 |  | 543.9293 | 0.013885 |  | 552.8225 | 0.038326 |  | 543.9293 | 0.3231 |  |  |  |  | 543.4087 | 0.97935 |  | 543.9293 | 0.0028617 |  | 543.9293 | 0.13019 |  | 538.9868 | 0.0015194 |  | 543.9293 | 0.00054959 |  | 543.4087 | 0.00021873 |  | 542.2046 | 0 |  | 543.9293 | 0.00049482 |  | 543.9293 | 0.00071192
| 544.1554 | -0.00019315 |  | 544.1554 | -0.00019315 |  | 539.2084 | 0.0008897 |  | 539.21 | 0 |  | 544.1554 | 0.000542 |  | 539.2084 | 0.0049082 |  | 544.1554 | 0.011902 |  | 553.0479 | 0.036461 |  | 544.1555 | 0.31877 |  |  |  |  | 543.6351 | 0.97767 |  | 544.1554 | 0.00094702 |  | 544.1555 | 0.12969 |  | 539.2084 | -0.0011171 |  | 544.1555 | 0 |  | 543.6351 | -0.00049989 |  | 542.4288 | 0 |  | 544.1554 | -0.0012902 |  | 544.1554 | -0.00048446
| 544.3816 | 0.001 |  | 544.3816 | 0.001 |  | 539.4301 | 0.00103 |  | 539.43 | 0.0025577 |  | 544.3816 | 0.0013421 |  | 539.4301 | 0.0057632 |  | 544.3816 | 0.013793 |  | 553.2733 | 0.036607 |  | 544.3815 | 0.31528 |  |  |  |  | 543.8616 | 0.97703 |  | 544.3816 | 0.0023304 |  | 544.3815 | 0.13383 |  | 539.4301 | 0.0025176 |  | 544.3815 | 0.0005784 |  | 543.8616 | 0.00057873 |  | 542.6529 | 0 |  | 544.3816 | 0.00070726 |  | 544.3816 | 0.00090678
| 544.6077 | 0.00031823 |  | 544.6077 | 0.00031823 |  | 539.6517 | 0.00028331 |  | 539.65 | 0 |  | 544.6077 | 0 |  | 539.6517 | 0.0036123 |  | 544.6077 | 0.011909 |  | 553.4986 | 0.035956 |  | 544.6077 | 0.31112 |  |  |  |  | 544.088 | 0.9813 |  | 544.6077 | 0.0011903 |  | 544.6077 | 0.13537 |  | 539.6517 | -0.00025286 |  | 544.6077 | 0 |  | 544.088 | -0.0004553 |  | 542.8771 | 0 |  | 544.6077 | -0.00097411 |  | 544.6077 | -0.00044391
| 544.8338 | 0.00094059 |  | 544.8338 | 0.00094059 |  | 539.8733 | 0.00127 |  | 539.87 | 0 |  | 544.8338 | 0.0012677 |  | 539.8733 | 0.0050762 |  | 544.8338 | 0.013372 |  | 553.724 | 0.036377 |  | 544.8339 | 0.30888 |  |  |  |  | 544.3145 | 0.99362 |  | 544.8338 | 0.0025731 |  | 544.8339 | 0.13751 |  | 539.8733 | 0.0015774 |  | 544.8339 | 0.00068678 |  | 544.3144 | 0.00051541 |  | 543.1013 | 0 |  | 544.8338 | 0.00037387 |  | 544.8338 | 0.00084213
| 545.06 | 0.00013347 |  | 545.06 | 0.00013347 |  | 540.0949 | 0.00104 |  | 540.09 | 0 |  | 545.06 | 8.6272e-05 |  | 540.0949 | 0.0051961 |  | 545.06 | 0.011824 |  | 553.9494 | 0.034824 |  | 545.06 | 0.3052 |  |  |  |  | 544.5409 | 0.99242 |  | 545.06 | 0.0017756 |  | 545.06 | 0.13908 |  | 540.0949 | -0.00065333 |  | 545.06 | 0 |  | 544.5409 | -0.0006413 |  | 543.3255 | 0 |  | 545.06 | -0.0009648 |  | 545.06 | -0.00032589
| 545.2862 | 0.00095263 |  | 545.2862 | 0.00095263 |  | 540.3166 | 0.00162 |  | 540.32 | 0 |  | 545.2862 | 0.0016049 |  | 540.3166 | 0.0047778 |  | 545.2862 | 0.012493 |  | 554.1748 | 0.034982 |  | 545.2861 | 0.30113 |  |  |  |  | 544.7674 | 0.99451 |  | 545.2862 | 0.0024895 |  | 545.2861 | 0.14118 |  | 540.3166 | 0.0020185 |  | 545.2861 | 0.00058395 |  | 544.7674 | 0.00060649 |  | 543.5497 | 0 |  | 545.2862 | 0.00048158 |  | 545.2862 | 0.00044322
| 545.5123 | -2.0919e-05 |  | 545.5123 | -2.0919e-05 |  | 540.5382 | 0.00124 |  | 540.54 | 0 |  | 545.5123 | 0 |  | 540.5382 | 0.0039761 |  | 545.5123 | 0.011339 |  | 554.4002 | 0.033655 |  | 545.5123 | 0.29702 |  |  |  |  | 544.9939 | 0.99192 |  | 545.5123 | 0.0015586 |  | 545.5123 | 0.1433 |  | 540.5382 | 0.00063543 |  | 545.5123 | 0 |  | 544.9939 | -0.00041793 |  | 543.7739 | 0 |  | 545.5123 | -0.0014088 |  | 545.5123 | -0.00083907
| 545.7385 | 0.00109 |  | 545.7385 | 0.00109 |  | 540.7599 | 0.00147 |  | 540.76 | 0 |  | 545.7385 | 0.0013706 |  | 540.7599 | 0.0060564 |  | 545.7385 | 0.012135 |  | 554.6257 | 0.033475 |  | 545.7385 | 0.29453 |  |  |  |  | 545.2204 | 0.9946 |  | 545.7385 | 0.0027387 |  | 545.7385 | 0.14499 |  | 540.7599 | 0.00066149 |  | 545.7385 | 0.00068483 |  | 545.2204 | 0.00046799 |  | 543.9982 | 0 |  | 545.7385 | 0.00036429 |  | 545.7385 | 0.00050923
| 545.9647 | -6.6738e-05 |  | 545.9647 | -6.6738e-05 |  | 540.9816 | 0.00119 |  | 540.98 | 0 |  | 545.9647 | 0.00031119 |  | 540.9816 | 0.0042584 |  | 545.9647 | 0.010533 |  | 554.8511 | 0.031921 |  | 545.9647 | 0.2886 |  |  |  |  | 545.4469 | 0.99319 |  | 545.9647 | 0.0019122 |  | 545.9647 | 0.14672 |  | 540.9816 | 0.00034723 |  | 545.9647 | 0 |  | 545.4469 | -1.9965e-05 |  | 544.2224 | 0 |  | 545.9647 | -0.00076336 |  | 545.9647 | -0.00041726
| 546.191 | 0.00086733 |  | 546.191 | 0.00086733 |  | 541.2033 | 0.00222 |  | 541.2 | 0 |  | 546.191 | 0.0011519 |  | 541.2032 | 0.0059588 |  | 546.191 | 0.011622 |  | 555.0765 | 0.032128 |  | 546.191 | 0.2846 |  |  |  |  | 545.6734 | 0.99636 |  | 546.191 | 0.0028365 |  | 546.191 | 0.14871 |  | 541.2032 | 0.0024284 |  | 546.191 | 0.00045587 |  | 545.6734 | 0.00043033 |  | 544.4467 | 0 |  | 546.191 | 0.00031858 |  | 546.191 | 4.5213e-05
| 546.4172 | -9.408e-05 |  | 546.4172 | -9.408e-05 |  | 541.425 | 0.00080155 |  | 541.42 | 0 |  | 546.4172 | 0.00029719 |  | 541.425 | 0.0048789 |  | 546.4172 | 0.011031 |  | 555.302 | 0.030824 |  | 546.4172 | 0.28126 |  |  |  |  | 545.9 | 0.99115 |  | 546.4172 | 0.001869 |  | 546.4172 | 0.15096 |  | 541.425 | -0.00028852 |  | 546.4172 | 0 |  | 545.9 | -0.00022679 |  | 544.671 | 0 |  | 546.4172 | -0.00081152 |  | 546.4172 | -0.0004723
| 546.6434 | 0.0007482 |  | 546.6434 | 0.0007482 |  | 541.6467 | 0.00221 |  | 541.65 | 0 |  | 546.6434 | 0.0011208 |  | 541.6467 | 0.0050618 |  | 546.6434 | 0.011355 |  | 555.5275 | 0.030918 |  | 546.6434 | 0.27838 |  |  |  |  | 546.1265 | 0.9937 |  | 546.6434 | 0.0028612 |  | 546.6434 | 0.15195 |  | 541.6467 | 0.0019025 |  | 546.6434 | 0.00063959 |  | 546.1265 | 0.00014598 |  | 544.8953 | 0 |  | 546.6434 | -0.00021347 |  | 546.6434 | 0.00059979
| 546.8697 | -1.9097e-05 |  | 546.8697 | -1.9097e-05 |  | 541.8684 | 0.00118 |  | 541.87 | 0 |  | 546.8697 | 3.0833e-05 |  | 541.8684 | 0.0048304 |  | 546.8697 | 0.0099223 |  | 555.7529 | 0.029403 |  | 546.8697 | 0.27502 |  |  |  |  | 546.3531 | 0.99545 |  | 546.8697 | 0.0024095 |  | 546.8697 | 0.15446 |  | 541.8684 | 0.00037796 |  | 546.8697 | 0 |  | 546.3531 | -0.00021488 |  | 545.1195 | 0 |  | 546.8697 | -0.00087057 |  | 546.8697 | -0.0006169
| 547.0959 | 0.00092082 |  | 547.0959 | 0.00092082 |  | 542.0901 | 0.00133 |  | 542.09 | 0 |  | 547.0959 | 0.0011439 |  | 542.0901 | 0.0053457 |  | 547.0959 | 0.011426 |  | 555.9785 | 0.029344 |  | 547.096 | 0.27182 |  |  |  |  | 546.5797 | 1 |  | 547.0959 | 0.0031481 |  | 547.0959 | 0.15698 |  | 542.0901 | 0.0010033 |  | 547.096 | 0.00053113 |  | 546.5797 | 0.00041268 |  | 545.3438 | 0 |  | 547.0959 | 5.306e-06 |  | 547.0959 | 0.00053177
| 547.3222 | 7.2387e-05 |  | 547.3222 | 7.2387e-05 |  | 542.3119 | 0.00041381 |  | 542.31 | 0 |  | 547.3222 | 0.00017157 |  | 542.3119 | 0.0048398 |  | 547.3222 | 0.01015 |  | 556.2039 | 0.028168 |  | 547.3222 | 0.26688 |  |  |  |  | 546.8063 | 0.99186 |  | 547.3222 | 0.0021752 |  | 547.3222 | 0.1575 |  | 542.3119 | 0.000962 |  | 547.3222 | 0 |  | 546.8063 | -0.0003264 |  | 545.5681 | 0 |  | 547.3222 | -0.00073972 |  | 547.3222 | -0.00011628
| 547.5485 | 0.00085737 |  | 547.5485 | 0.00085737 |  | 542.5336 | 0.00112 |  | 542.53 | 0 |  | 547.5485 | 0.00081678 |  | 542.5336 | 0.005147 |  | 547.5485 | 0.010551 |  | 556.4294 | 0.028549 |  | 547.5485 | 0.26189 |  |  |  |  | 547.0329 | 0.98774 |  | 547.5485 | 0.0033853 |  | 547.5485 | 0.16107 |  | 542.5336 | 0.0014949 |  | 547.5485 | 0.0005776 |  | 547.0329 | 0.00049077 |  | 545.7924 | 0 |  | 547.5485 | 0.00056218 |  | 547.5485 | 0.00064276
| 547.7748 | -9.6717e-05 |  | 547.7748 | -9.6717e-05 |  | 542.7554 | 0.00133 |  | 542.76 | 0 |  | 547.7748 | 0.00033662 |  | 542.7554 | 0.0035231 |  | 547.7748 | 0.0097045 |  | 556.655 | 0.027023 |  | 547.7748 | 0.25825 |  |  |  |  | 547.2595 | 0.98728 |  | 547.7748 | 0.0022404 |  | 547.7748 | 0.16256 |  | 542.7554 | 0.0022433 |  | 547.7748 | 0 |  | 547.2595 | -6.9277e-05 |  | 546.0168 | 0 |  | 547.7748 | -0.00098406 |  | 547.7748 | -0.00058454
| 548.0011 | 0.00117 |  | 548.0011 | 0.00117 |  | 542.9772 | 0.00201 |  | 542.98 | 0 |  | 548.0011 | 0.0010192 |  | 542.9772 | 0.0046541 |  | 548.0011 | 0.01062 |  | 556.8805 | 0.027428 |  | 548.0011 | 0.25437 |  |  |  |  | 547.4861 | 0.98895 |  | 548.0011 | 0.003329 |  | 548.0011 | 0.16393 |  | 542.9772 | 0.0032578 |  | 548.0011 | 0.00045182 |  | 547.4861 | 0.0006175 |  | 546.2411 | 0 |  | 548.0011 | 0.00042229 |  | 548.0011 | 0.00043207
| 548.2274 | -2.8581e-06 |  | 548.2274 | -2.8581e-06 |  | 543.199 | 0.00049497 |  | 543.2 | 0 |  | 548.2274 | 0.00017986 |  | 543.199 | 0.0044831 |  | 548.2274 | 0.0093141 |  | 557.106 | 0.026514 |  | 548.2274 | 0.25052 |  |  |  |  | 547.7128 | 0.98521 |  | 548.2274 | 0.0026994 |  | 548.2274 | 0.16621 |  | 543.199 | 0.0014719 |  | 548.2274 | 0 |  | 547.7128 | -0.00039947 |  | 546.4655 | 0 |  | 548.2274 | -0.00093212 |  | 548.2274 | -0.00043031
| 548.4538 | 0.00061274 |  | 548.4538 | 0.00061274 |  | 543.4208 | 0.002 |  | 543.42 | 0 |  | 548.4538 | 0.00088961 |  | 543.4208 | 0.0046089 |  | 548.4538 | 0.010362 |  | 557.3316 | 0.026692 |  | 548.4538 | 0.24634 |  |  |  |  | 547.9394 | 0.98945 |  | 548.4538 | 0.0036624 |  | 548.4538 | 0.1685 |  | 543.4208 | 0.003039 |  | 548.4538 | 0.00051362 |  | 547.9394 | 0.00061473 |  | 546.6898 | 0 |  | 548.4538 | -2.3665e-05 |  | 548.4538 | 0.00028894
| 548.6801 | -0.00017152 |  | 548.6801 | -0.00017152 |  | 543.6426 | 0.00085854 |  | 543.64 | 0 |  | 548.6801 | 0.00016087 |  | 543.6426 | 0.0044642 |  | 548.6801 | 0.0089644 |  | 557.5571 | 0.025369 |  | 548.6801 | 0.24301 |  |  |  |  | 548.1661 | 0.98892 |  | 548.6801 | 0.0028329 |  | 548.6801 | 0.17116 |  | 543.6426 | -0.00095772 |  | 548.6801 | 0 |  | 548.1661 | -0.00070436 |  | 546.9142 | 0 |  | 548.6801 | -0.00088409 |  | 548.6801 | -0.00051732
| 548.9065 | 0.00096853 |  | 548.9065 | 0.00096853 |  | 543.8644 | 0.00211 |  | 543.86 | 0 |  | 548.9065 | 0.0010595 |  | 543.8644 | 0.0039182 |  | 548.9065 | 0.0095914 |  | 557.7827 | 0.025967 |  | 548.9065 | 0.23944 |  |  |  |  | 548.3928 | 0.98512 |  | 548.9065 | 0.0039328 |  | 548.9065 | 0.17288 |  | 543.8644 | 0.00026679 |  | 548.9065 | 0.00040184 |  | 548.3928 | 0.00047401 |  | 547.1385 | 0 |  | 548.9065 | 0.00014355 |  | 548.9065 | 0.00051842
| 549.1329 | 0.00025677 |  | 549.1329 | 0.00025677 |  | 544.0862 | 0.00075783 |  | 544.09 | 0 |  | 549.1329 | 0.00053442 |  | 544.0862 | 0.0045163 |  | 549.1329 | 0.0094805 |  | 558.0083 | 0.024793 |  | 549.1329 | 0.23509 |  |  |  |  | 548.6194 | 0.98031 |  | 549.1329 | 0.0034627 |  | 549.1329 | 0.17297 |  | 544.0862 | 2.5218e-05 |  | 549.1329 | 0 |  | 548.6195 | -0.00014446 |  | 547.3629 | 0 |  | 549.1329 | -0.00036301 |  | 549.1329 | -0.00046511
| 549.3592 | 0.00104 |  | 549.3592 | 0.00104 |  | 544.308 | 0.00123 |  | 544.31 | 0 |  | 549.3592 | 0.0012075 |  | 544.308 | 0.0055295 |  | 549.3592 | 0.0091953 |  | 558.2339 | 0.025228 |  | 549.3592 | 0.23144 |  |  |  |  | 548.8462 | 0.98028 |  | 549.3592 | 0.0036934 |  | 549.3593 | 0.17712 |  | 544.308 | 0.0013292 |  | 549.3592 | 0.00045097 |  | 548.8461 | 0.00048748 |  | 547.5873 | 0 |  | 549.3592 | -0.00022721 |  | 549.3592 | 5.4058e-05
| 549.5856 | 0.00038817 |  | 549.5856 | 0.00038817 |  | 544.5299 | 0.00058595 |  | 544.53 | 0 |  | 549.5856 | 0.00037466 |  | 544.5299 | 0.0031854 |  | 549.5856 | 0.0085235 |  | 558.4595 | 0.024351 |  | 549.5856 | 0.2289 |  |  |  |  | 549.0729 | 0.9772 |  | 549.5856 | 0.0031606 |  | 549.5856 | 0.1797 |  | 544.5299 | -0.00017649 |  | 549.5856 | 0 |  | 549.0729 | -0.00042275 |  | 547.8117 | 0 |  | 549.5856 | -0.00050578 |  | 549.5856 | -0.00035695
| 549.8121 | 0.00078454 |  | 549.8121 | 0.00078454 |  | 544.7518 | 0.00202 |  | 544.75 | 0 |  | 549.8121 | 0.0011715 |  | 544.7518 | 0.0047409 |  | 549.8121 | 0.0093672 |  | 558.6851 | 0.024689 |  | 549.8121 | 0.22688 |  |  |  |  | 549.2996 | 0.97917 |  | 549.8121 | 0.0041117 |  | 549.8121 | 0.18028 |  | 544.7518 | 0.00065864 |  | 549.8121 | 0.00057116 |  | 549.2996 | 0.00061466 |  | 548.0361 | 0 |  | 549.8121 | 0.00074278 |  | 549.8121 | 0.00069929
| 550.0385 | -0.00010657 |  | 550.0385 | -0.00010657 |  | 544.9736 | 0.00163 |  | 544.97 | 0 |  | 550.0385 | 0.00031192 |  | 544.9736 | 0.0024029 |  | 550.0385 | 0.0083277 |  | 558.9108 | 0.023682 |  | 550.0385 | 0.22369 |  |  |  |  | 549.5263 | 0.98136 |  | 550.0385 | 0.0033252 |  | 550.0385 | 0.18187 |  | 544.9736 | -0.00082135 |  | 550.0385 | 0 |  | 549.5263 | -0.00052593 |  | 548.2606 | 0 |  | 550.0385 | -0.00092204 |  | 550.0385 | -0.00033493
| 550.2649 | 0.00067349 |  | 550.2649 | 0.00067349 |  | 545.1956 | 0.0017 |  | 545.2 | 0 |  | 550.2649 | 0.00079312 |  | 545.1956 | 0.0041654 |  | 550.2649 | 0.0087232 |  | 559.1364 | 0.02414 |  | 550.2649 | 0.22172 |  |  |  |  | 549.7531 | 0.97828 |  | 550.2649 | 0.0047067 |  | 550.2649 | 0.18664 |  | 545.1956 | 0.0014666 |  | 550.2649 | 0.00040591 |  | 549.7531 | 0.00059616 |  | 548.485 | 0 |  | 550.2649 | 5.0182e-05 |  | 550.2649 | 0.00042779
| 550.4914 | 0.00046059 |  | 550.4914 | 0.00046059 |  | 545.4174 | 0.00131 |  | 545.42 | 0 |  | 550.4914 | 0.00028756 |  | 545.4174 | 0.0035897 |  | 550.4914 | 0.0081885 |  | 559.3621 | 0.022828 |  | 550.4913 | 0.21856 |  |  |  |  | 549.9798 | 0.98065 |  | 550.4914 | 0.0038636 |  | 550.4913 | 0.18678 |  | 545.4174 | -4.0613e-05 |  | 550.4913 | 0 |  | 549.9799 | -0.00017777 |  | 548.7095 | 0 |  | 550.4914 | -0.000396 |  | 550.4914 | -4.0156e-05
| 550.7178 | 0.00105 |  | 550.7178 | 0.00105 |  | 545.6393 | 0.00093923 |  | 545.64 | 0 |  | 550.7178 | 0.0013507 |  | 545.6393 | 0.0046489 |  | 550.7178 | 0.0084458 |  | 559.5877 | 0.023392 |  | 550.7178 | 0.21637 |  |  |  |  | 550.2066 | 0.9852 |  | 550.7178 | 0.0048279 |  | 550.7178 | 0.19052 |  | 545.6393 | 0.0022437 |  | 550.7178 | 0.0006652 |  | 550.2066 | 0.00045923 |  | 548.9339 | 0 |  | 550.7178 | 0.00057676 |  | 550.7178 | 0.00052818
| 550.9443 | 0.00024377 |  | 550.9443 | 0.00024377 |  | 545.8613 | 0.00077906 |  | 545.86 | 0 |  | 550.9443 | 0.00031864 |  | 545.8613 | 0.0035562 |  | 550.9443 | 0.0081945 |  | 559.8134 | 0.022189 |  | 550.9443 | 0.21297 |  |  |  |  | 550.4334 | 0.98303 |  | 550.9443 | 0.0040064 |  | 550.9443 | 0.19103 |  | 545.8613 | -0.00030399 |  | 550.9443 | 0 |  | 550.4334 | -0.00013801 |  | 549.1584 | 0 |  | 550.9443 | -0.00060227 |  | 550.9443 | -0.00029365
| 551.1708 | 0.00097009 |  | 551.1708 | 0.00097009 |  | 546.0832 | 0.00144 |  | 546.08 | 0 |  | 551.1708 | 0.0011624 |  | 546.0832 | 0.0050014 |  | 551.1708 | 0.0084886 |  | 560.0391 | 0.022607 |  | 551.1708 | 0.2105 |  |  |  |  | 550.6602 | 0.98708 |  | 551.1708 | 0.005123 |  | 551.1708 | 0.19324 |  | 546.0832 | 0.0016586 |  | 551.1708 | 0.00060024 |  | 550.6602 | 0.00034748 |  | 549.3829 | 0 |  | 551.1708 | 0.00021302 |  | 551.1708 | 0.00066527
| 551.3973 | 0.00046124 |  | 551.3973 | 0.00046124 |  | 546.3051 | 0.00071106 |  | 546.31 | 0 |  | 551.3973 | 0.00076698 |  | 546.3051 | 0.0034262 |  | 551.3973 | 0.0077421 |  | 560.2648 | 0.021323 |  | 551.3973 | 0.20718 |  |  |  |  | 550.887 | 0.98592 |  | 551.3973 | 0.0043597 |  | 551.3973 | 0.19665 |  | 546.3051 | -6.9879e-05 |  | 551.3973 | 0 |  | 550.887 | -0.0003378 |  | 549.6073 | 0 |  | 551.3973 | 0.00026268 |  | 551.3973 | -0.00022452
| 551.6238 | 0.00077326 |  | 551.6238 | 0.00077326 |  | 546.527 | 0.00129 |  | 546.53 | 0 |  | 551.6238 | 0.0011311 |  | 546.527 | 0.0039886 |  | 551.6238 | 0.0085179 |  | 560.4905 | 0.021807 |  | 551.6238 | 0.204 |  |  |  |  | 551.1139 | 0.98452 |  | 551.6238 | 0.0054972 |  | 551.6238 | 0.1994 |  | 546.527 | 0.0022174 |  | 551.6238 | 0.000543 |  | 551.1138 | 0.00064864 |  | 549.8318 | 0 |  | 551.6238 | 6.9441e-05 |  | 551.6238 | 0.00060264
| 551.8503 | 7.6257e-05 |  | 551.8503 | 7.6257e-05 |  | 546.749 | 0.00099569 |  | 546.75 | 0 |  | 551.8503 | 0.00032476 |  | 546.749 | 0.0034392 |  | 551.8503 | 0.0071038 |  | 560.7162 | 0.020653 |  | 551.8503 | 0.20031 |  |  |  |  | 551.3407 | 0.9811 |  | 551.8503 | 0.0046795 |  | 551.8503 | 0.20185 |  | 546.749 | -0.001032 |  | 551.8503 | 0 |  | 551.3407 | -0.00028511 |  | 550.0563 | 0 |  | 551.8503 | -0.00096002 |  | 551.8503 | -0.00027116
| 552.0768 | 0.00077351 |  | 552.0768 | 0.00077351 |  | 546.971 | 0.00172 |  | 546.97 | 0 |  | 552.0768 | 0.00099382 |  | 546.9709 | 0.0038492 |  | 552.0768 | 0.0079669 |  | 560.9419 | 0.020824 |  | 552.0768 | 0.19788 |  |  |  |  | 551.5675 | 0.98115 |  | 552.0768 | 0.00617 |  | 552.0768 | 0.20416 |  | 546.9709 | 0.002024 |  | 552.0768 | 0.00075451 |  | 551.5675 | 0.00069818 |  | 550.2808 | 0 |  | 552.0768 | 0.00051224 |  | 552.0768 | 0.00058771
| 552.3034 | 0.0002292 |  | 552.3034 | 0.0002292 |  | 547.1929 | 0.00029657 |  | 547.19 | 0 |  | 552.3034 | 0.0003925 |  | 547.1929 | 0.0026785 |  | 552.3034 | 0.0069602 |  | 561.1676 | 0.019661 |  | 552.3033 | 0.19393 |  |  |  |  | 551.7944 | 0.97972 |  | 552.3034 | 0.0048531 |  | 552.3033 | 0.20328 |  | 547.1929 | 0.00042448 |  | 552.3033 | 0 |  | 551.7944 | -0.00046122 |  | 550.5054 | 0 |  | 552.3034 | -0.00044826 |  | 552.3034 | -0.00018358
| 552.5299 | 0.00118 |  | 552.5299 | 0.00118 |  | 547.4149 | 0.00197 |  | 547.41 | 0 |  | 552.5299 | 0.0013319 |  | 547.4149 | 0.0041747 |  | 552.5299 | 0.0075928 |  | 561.3934 | 0.019985 |  | 552.5299 | 0.19143 |  |  |  |  | 552.0213 | 0.98025 |  | 552.5299 | 0.0062434 |  | 552.5299 | 0.20787 |  | 547.4149 | 0.0030405 |  | 552.5299 | 0.00047621 |  | 552.0213 | 0.00048887 |  | 550.7299 | 0 |  | 552.5299 | 0.00019547 |  | 552.5299 | 0.00025701
| 552.7565 | 4.3873e-05 |  | 552.7565 | 4.3873e-05 |  | 547.6369 | 0.00134 |  | 547.64 | 0 |  | 552.7565 | 0.0001673 |  | 547.6369 | 0.0030536 |  | 552.7565 | 0.0066243 |  | 561.6191 | 0.019153 |  | 552.7565 | 0.18834 |  |  |  |  | 552.2482 | 0.98232 |  | 552.7565 | 0.0053625 |  | 552.7565 | 0.20914 |  | 547.6369 | 0.00114 |  | 552.7565 | 0 |  | 552.2482 | -0.00020508 |  | 550.9545 | 0 |  | 552.7565 | -0.00095467 |  | 552.7565 | -0.0004936
| 552.9831 | 0.00094513 |  | 552.9831 | 0.00094513 |  | 547.8589 | 0.00113 |  | 547.86 | 0 |  | 552.9831 | 0.0009874 |  | 547.8589 | 0.0032712 |  | 552.9831 | 0.007614 |  | 561.8449 | 0.019408 |  | 552.983 | 0.18626 |  |  |  |  | 552.4751 | 0.98742 |  | 552.9831 | 0.0063985 |  | 552.983 | 0.21229 |  | 547.8589 | 3.0199e-05 |  | 552.983 | 0.00050258 |  | 552.4751 | 0.00032556 |  | 551.179 | 0 |  | 552.9831 | 0.00025464 |  | 552.9831 | 0.00069926
| 553.2097 | 7.3953e-05 |  | 553.2097 | 7.3953e-05 |  | 548.0809 | 0.00133 |  | 548.08 | 0 |  | 553.2096 | 0.00019544 |  | 548.0809 | 0.0031393 |  | 553.2096 | 0.006882 |  | 562.0707 | 0.018432 |  | 553.2097 | 0.18325 |  |  |  |  | 552.702 | 0.98516 |  | 553.2096 | 0.0056909 |  | 553.2097 | 0.21485 |  | 548.0809 | -0.0007614 |  | 553.2097 | 0 |  | 552.702 | -0.00034866 |  | 551.4036 | 0 |  | 553.2096 | -0.001068 |  | 553.2096 | -0.00065572
| 553.4362 | 0.00084307 |  | 553.4362 | 0.00084307 |  | 548.303 | 0.00098775 |  | 548.3 | 0 |  | 553.4362 | 0.0010649 |  | 548.303 | 0.0029827 |  | 553.4362 | 0.0070027 |  | 562.2964 | 0.018834 |  | 553.4363 | 0.18053 |  |  |  |  | 552.9289 | 0.98793 |  | 553.4362 | 0.0067518 |  | 553.4363 | 0.2156 |  | 548.303 | 0.0017236 |  | 553.4363 | 0.00060597 |  | 552.9289 | 0.00050962 |  | 551.6281 | 0 |  | 553.4362 | 7.1076e-05 |  | 553.4362 | 0.00031313
| 553.6629 | 8.4233e-05 |  | 553.6629 | 8.4233e-05 |  | 548.525 | 0.00046211 |  | 548.53 | 0 |  | 553.6629 | 0.00017345 |  | 548.525 | 0.0025994 |  | 553.6629 | 0.0063262 |  | 562.5222 | 0.017924 |  | 553.6628 | 0.17701 |  |  |  |  | 553.1558 | 0.98742 |  | 553.6629 | 0.0059494 |  | 553.6628 | 0.21722 |  | 548.525 | 0.00039952 |  | 553.6628 | 0 |  | 553.1558 | -0.00032149 |  | 551.8527 | 0 |  | 553.6629 | -0.00056069 |  | 553.6629 | -0.00023997
| 553.8895 | 0.00088105 |  | 553.8895 | 0.00088105 |  | 548.7471 | 0.00186 |  | 548.75 | 0 |  | 553.8895 | 0.0010245 |  | 548.7471 | 0.0034744 |  | 553.8895 | 0.0071603 |  | 562.748 | 0.018253 |  | 553.8895 | 0.17475 |  |  |  |  | 553.3828 | 0.98792 |  | 553.8895 | 0.0070087 |  | 553.8895 | 0.22062 |  | 548.7471 | 0.0015015 |  | 553.8895 | 0.00063297 |  | 553.3828 | 0.00044586 |  | 552.0773 | 0 |  | 553.8895 | 0.00027048 |  | 553.8895 | 0.00053314
| 554.1161 | 0.0001795 |  | 554.1161 | 0.0001795 |  | 548.9691 | 0.00111 |  | 548.97 | 0 |  | 554.1161 | 4.8419e-05 |  | 548.9691 | 0.0020014 |  | 554.1161 | 0.0060402 |  | 562.9739 | 0.017218 |  | 554.1161 | 0.17202 |  |  |  |  | 553.6097 | 0.99349 |  | 554.1161 | 0.0066487 |  | 554.1161 | 0.22215 |  | 548.9691 | -0.00095498 |  | 554.1161 | 0 |  | 553.6097 | -0.00075546 |  | 552.3019 | 0 |  | 554.1161 | -0.00081325 |  | 554.1161 | -0.00036762
| 554.3428 | 0.00104 |  | 554.3428 | 0.00104 |  | 549.1912 | 0.00194 |  | 549.19 | 0 |  | 554.3428 | 0.0014533 |  | 549.1912 | 0.0044757 |  | 554.3428 | 0.0065246 |  | 563.1997 | 0.017825 |  | 554.3428 | 0.17089 |  |  |  |  | 553.8367 | 0.99121 |  | 554.3428 | 0.0072909 |  | 554.3428 | 0.2254 |  | 549.1912 | 0.0019972 |  | 554.3428 | 0.00045276 |  | 553.8367 | 0.0006671 |  | 552.5266 | 0 |  | 554.3428 | -0.00026086 |  | 554.3428 | 0.00023175
| 554.5694 | -0.00031126 |  | 554.5694 | -0.00031126 |  | 549.4133 | 0.00124 |  | 549.41 | 0 |  | 554.5694 | 0.0002815 |  | 549.4133 | 0.0031869 |  | 554.5694 | 0.005801 |  | 563.4255 | 0.01675 |  | 554.5695 | 0.16731 |  |  |  |  | 554.0637 | 0.98751 |  | 554.5694 | 0.0067584 |  | 554.5695 | 0.22759 |  | 549.4133 | -0.00030094 |  | 554.5695 | 0 |  | 554.0637 | -0.00023502 |  | 552.7512 | 0 |  | 554.5694 | -0.00086551 |  | 554.5694 | -0.00033245
| 554.7961 | 0.0006517 |  | 554.7961 | 0.0006517 |  | 549.6353 | 0.00137 |  | 549.64 | 0 |  | 554.7961 | 0.0010123 |  | 549.6353 | 0.0044625 |  | 554.7961 | 0.006265 |  | 563.6514 | 0.017204 |  | 554.7961 | 0.16545 |  |  |  |  | 554.2907 | 0.985 |  | 554.7961 | 0.0081677 |  | 554.7961 | 0.22965 |  | 549.6353 | 0.00054519 |  | 554.7961 | 0.0005585 |  | 554.2907 | 0.00042306 |  | 552.9758 | 0 |  | 554.7961 | -0.00043731 |  | 554.7961 | 0.00055351
| 555.0228 | 0.00013028 |  | 555.0228 | 0.00013028 |  | 549.8574 | 0.00103 |  | 549.86 | 0 |  | 555.0228 | 0.00021761 |  | 549.8574 | 0.003315 |  | 555.0228 | 0.0057754 |  | 563.8772 | 0.016249 |  | 555.0228 | 0.16246 |  |  |  |  | 554.5177 | 0.98957 |  | 555.0228 | 0.0073554 |  | 555.0228 | 0.2301 |  | 549.8574 | -0.0019125 |  | 555.0228 | 0 |  | 554.5177 | -4.6656e-05 |  | 553.2004 | 0 |  | 555.0228 | -0.0007734 |  | 555.0228 | -0.00032669
| 555.2495 | 0.00104 |  | 555.2495 | 0.00104 |  | 550.0795 | 0.00066131 |  | 550.08 | 0 |  | 555.2495 | 0.0010529 |  | 550.0795 | 0.0029541 |  | 555.2495 | 0.0070403 |  | 564.1031 | 0.016592 |  | 555.2495 | 0.16115 |  |  |  |  | 554.7447 | 0.99148 |  | 555.2495 | 0.0085764 |  | 555.2495 | 0.23476 |  | 550.0795 | 0.0021064 |  | 555.2495 | 0.00063709 |  | 554.7447 | 0.00053289 |  | 553.425 | 0 |  | 555.2495 | 0.00033794 |  | 555.2495 | 0.00046108
| 555.4762 | -2.4252e-06 |  | 555.4762 | -2.4252e-06 |  | 550.3016 | 0.0013 |  | 550.3 | 0 |  | 555.4762 | 0.00046585 |  | 550.3016 | 0.0016302 |  | 555.4762 | 0.0056431 |  | 564.329 | 0.015713 |  | 555.4762 | 0.15867 |  |  |  |  | 554.9718 | 0.989 |  | 555.4762 | 0.0077251 |  | 555.4762 | 0.2341 |  | 550.3016 | -0.00026007 |  | 555.4762 | 0 |  | 554.9718 | -0.00029193 |  | 553.6497 | 0 |  | 555.4762 | -0.00072825 |  | 555.4762 | -0.00029245
| 555.7029 | 0.00078282 |  | 555.7029 | 0.00078282 |  | 550.5238 | 0.00157 |  | 550.52 | 0 |  | 555.7029 | 0.00083407 |  | 550.5238 | 0.003269 |  | 555.7029 | 0.0062495 |  | 564.5549 | 0.016187 |  | 555.7029 | 0.15666 |  |  |  |  | 555.1988 | 0.98942 |  | 555.7029 | 0.0088108 |  | 555.7029 | 0.23785 |  | 550.5238 | 0.0033827 |  | 555.7029 | 0.00056984 |  | 555.1988 | 0.0001334 |  | 553.8744 | 0 |  | 555.7029 | -0.00041882 |  | 555.7029 | 0.00029255
| 555.9297 | -1.2217e-05 |  | 555.9297 | -1.2217e-05 |  | 550.7459 | 0.00077275 |  | 550.75 | 0 |  | 555.9297 | 0.00025116 |  | 550.7459 | 0.0025151 |  | 555.9297 | 0.0054703 |  | 564.7808 | 0.015249 |  | 555.9297 | 0.15409 |  |  |  |  | 555.4259 | 0.98642 |  | 555.9297 | 0.0084905 |  | 555.9297 | 0.23864 |  | 550.7459 | 0.00030875 |  | 555.9297 | 0 |  | 555.4259 | -0.0002757 |  | 554.0991 | 0 |  | 555.9297 | -0.0011877 |  | 555.9297 | -0.00038759
| 556.1564 | 0.00073963 |  | 556.1564 | 0.00073963 |  | 550.9681 | 0.00168 |  | 550.97 | 0 |  | 556.1564 | 0.00080499 |  | 550.9681 | 0.0035135 |  | 556.1564 | 0.0061418 |  | 565.0067 | 0.015787 |  | 556.1564 | 0.1524 |  |  |  |  | 555.6529 | 0.98826 |  | 556.1564 | 0.0095585 |  | 556.1564 | 0.24251 |  | 550.9681 | 0.0020337 |  | 556.1564 | 0.00063592 |  | 555.6529 | 0.00045801 |  | 554.3238 | 0 |  | 556.1564 | 7.5804e-06 |  | 556.1564 | 0.00062452
| 556.3832 | 1.2429e-05 |  | 556.3832 | 1.2429e-05 |  | 551.1902 | 0.00098193 |  | 551.19 | 0 |  | 556.3832 | 7.8933e-05 |  | 551.1902 | 0.0022416 |  | 556.3832 | 0.0053044 |  | 565.2326 | 0.01493 |  | 556.3832 | 0.14968 |  |  |  |  | 555.88 | 0.98875 |  | 556.3832 | 0.0090238 |  | 556.3832 | 0.2429 |  | 551.1902 | -0.001894 |  | 556.3832 | 4.6892e-05 |  | 555.88 | -0.00028954 |  | 554.5485 | 0 |  | 556.3832 | -0.00089213 |  | 556.3832 | -0.00036083
| 556.6099 | 0.0011 |  | 556.6099 | 0.0011 |  | 551.4124 | 0.00196 |  | 551.41 | 0 |  | 556.6099 | 0.0010028 |  | 551.4124 | 0.0031126 |  | 556.6099 | 0.0063116 |  | 565.4586 | 0.015418 |  | 556.6099 | 0.14698 |  |  |  |  | 556.1071 | 0.98078 |  | 556.6099 | 0.010039 |  | 556.6099 | 0.24758 |  | 551.4124 | 0.0017395 |  | 556.6099 | 0.00065739 |  | 556.1071 | 0.00043886 |  | 554.7732 | 0 |  | 556.6099 | 0.0006574 |  | 556.6099 | 0.00038518
| 556.8367 | -0.00010425 |  | 556.8367 | -0.00010425 |  | 551.6346 | -1.7795e-05 |  | 551.63 | 0 |  | 556.8367 | 0.00040547 |  | 551.6346 | 0.0032946 |  | 556.8367 | 0.0052195 |  | 565.6844 | 0.014609 |  | 556.8367 | 0.14464 |  |  |  |  | 556.3342 | 0.9802 |  | 556.8367 | 0.0094997 |  | 556.8367 | 0.24904 |  | 551.6346 | -0.00073297 |  | 556.8367 | 0 |  | 556.3342 | -0.00039789 |  | 554.9979 | 0 |  | 556.8367 | -0.0010055 |  | 556.8367 | -0.00032833
| 557.0635 | 0.00097941 |  | 557.0635 | 0.00097941 |  | 551.8568 | 0.00194 |  | 551.86 | 0 |  | 557.0635 | 0.0010772 |  | 551.8568 | 0.0025721 |  | 557.0635 | 0.0055342 |  | 565.9104 | 0.014991 |  | 557.0635 | 0.14228 |  |  |  |  | 556.5613 | 0.98316 |  | 557.0635 | 0.010873 |  | 557.0635 | 0.25014 |  | 551.8568 | 0.0012842 |  | 557.0635 | 0.00064174 |  | 556.5613 | 0.00044289 |  | 555.2227 | 0 |  | 557.0635 | 1.8154e-06 |  | 557.0635 | 0.00038919
| 557.2903 | 0.00015902 |  | 557.2903 | 0.00015902 |  | 552.079 | 0.00055654 |  | 552.08 | 0 |  | 557.2903 | 0.00033783 |  | 552.079 | 0.0022129 |  | 557.2903 | 0.005302 |  | 566.1364 | 0.014196 |  | 557.2903 | 0.13986 |  |  |  |  | 556.7885 | 0.97962 |  | 557.2903 | 0.010252 |  | 557.2903 | 0.25265 |  | 552.079 | -0.00023448 |  | 557.2903 | 0 |  | 556.7885 | -0.00011786 |  | 555.4474 | 0 |  | 557.2903 | -0.0010629 |  | 557.2903 | -0.00075525
| 557.5171 | 0.00067945 |  | 557.5171 | 0.00067945 |  | 552.3012 | 0.00146 |  | 552.3 | 0 |  | 557.5171 | 0.0012809 |  | 552.3012 | 0.0024743 |  | 557.5171 | 0.005571 |  | 566.3624 | 0.014576 |  | 557.5172 | 0.13806 |  |  |  |  | 557.0156 | 0.97501 |  | 557.5171 | 0.011129 |  | 557.5172 | 0.25833 |  | 552.3012 | 0.0020666 |  | 557.5172 | 0.00080973 |  | 557.0156 | -6.6663e-05 |  | 555.6721 | 0 |  | 557.5171 | -6.9344e-05 |  | 557.5171 | 0.00029729
| 557.744 | -0.00010546 |  | 557.744 | -0.00010546 |  | 552.5234 | 0.0014 |  | 552.52 | 0 |  | 557.744 | 0.0003672 |  | 552.5234 | 0.0024265 |  | 557.744 | 0.0045009 |  | 566.5883 | 0.01359 |  | 557.744 | 0.1352 |  |  |  |  | 557.2428 | 0.97108 |  | 557.744 | 0.010645 |  | 557.744 | 0.25478 |  | 552.5234 | -7.0859e-05 |  | 557.744 | 0 |  | 557.2428 | -0.00029074 |  | 555.8969 | 0 |  | 557.744 | -0.001568 |  | 557.744 | -0.00035083
| 557.9708 | 0.00078701 |  | 557.9708 | 0.00078701 |  | 552.7457 | 0.00145 |  | 552.75 | 0 |  | 557.9708 | 0.0010404 |  | 552.7457 | 0.0038085 |  | 557.9708 | 0.0054695 |  | 566.8143 | 0.014127 |  | 557.9708 | 0.13391 |  |  |  |  | 557.4699 | 0.97797 |  | 557.9708 | 0.0119 |  | 557.9708 | 0.26184 |  | 552.7457 | 0.001857 |  | 557.9708 | 0.00078471 |  | 557.4699 | 0.00058048 |  | 556.1216 | 0 |  | 557.9708 | 0.00031214 |  | 557.9708 | 0.0004522
| 558.1977 | 3.6211e-05 |  | 558.1977 | 3.6211e-05 |  | 552.9679 | 0.0006095 |  | 552.97 | 0 |  | 558.1977 | 4.1926e-05 |  | 552.9679 | 0.0023927 |  | 558.1977 | 0.0045227 |  | 567.0403 | 0.013351 |  | 558.1977 | 0.1315 |  |  |  |  | 557.6971 | 0.97517 |  | 558.1977 | 0.01119 |  | 558.1977 | 0.26297 |  | 552.9679 | -0.0011189 |  | 558.1977 | 0 |  | 557.6971 | -0.00021621 |  | 556.3464 | 0 |  | 558.1977 | -0.00087054 |  | 558.1977 | -0.00064183
| 558.4245 | 0.00096624 |  | 558.4245 | 0.00096624 |  | 553.1902 | 0.00204 |  | 553.19 | 0 |  | 558.4245 | 0.0010012 |  | 553.1902 | 0.0022709 |  | 558.4245 | 0.0054729 |  | 567.2664 | 0.013636 |  | 558.4246 | 0.12939 |  |  |  |  | 557.9243 | 0.97273 |  | 558.4245 | 0.012757 |  | 558.4246 | 0.26359 |  | 553.1902 | 0.00079171 |  | 558.4246 | 0.00083935 |  | 557.9243 | 0.00035232 |  | 556.5712 | 0 |  | 558.4245 | -0.00019344 |  | 558.4245 | 0.00054119
| 558.6514 | -3.0932e-05 |  | 558.6514 | -3.0932e-05 |  | 553.4124 | 0.00132 |  | 553.41 | 0 |  | 558.6514 | 0.00017163 |  | 553.4124 | 0.0014875 |  | 558.6514 | 0.0047068 |  | 567.4924 | 0.012806 |  | 558.6514 | 0.12648 |  |  |  |  | 558.1515 | 0.96603 |  | 558.6514 | 0.011765 |  | 558.6514 | 0.26516 |  | 553.4124 | 0.00080181 |  | 558.6514 | 0 |  | 558.1515 | -0.00014873 |  | 556.796 | 0 |  | 558.6514 | -0.00071869 |  | 558.6514 | -0.00049552
| 558.8783 | 0.000778 |  | 558.8783 | 0.000778 |  | 553.6347 | 0.00132 |  | 553.63 | 0 |  | 558.8783 | 0.0012452 |  | 553.6347 | 0.0046274 |  | 558.8783 | 0.005018 |  | 567.7184 | 0.013266 |  | 558.8783 | 0.12472 |  |  |  |  | 558.3787 | 0.96396 |  | 558.8783 | 0.01337 |  | 558.8783 | 0.26654 |  | 553.6347 | 0.0023432 |  | 558.8783 | 0.00055378 |  | 558.3787 | 0.0001638 |  | 557.0209 | 0 |  | 558.8783 | -0.00010677 |  | 558.8783 | 0.0002667
| 559.1052 | 0.00026315 |  | 559.1052 | 0.00026315 |  | 553.857 | 0.00077789 |  | 553.86 | 0 |  | 559.1052 | 0.0005605 |  | 553.857 | 0.00077397 |  | 559.1052 | 0.0047553 |  | 567.9445 | 0.012376 |  | 559.1052 | 0.12225 |  |  |  |  | 558.606 | 0.95953 |  | 559.1052 | 0.012532 |  | 559.1052 | 0.26904 |  | 553.857 | -0.00026284 |  | 559.1052 | 0 |  | 558.606 | -0.00014876 |  | 557.2457 | 0 |  | 559.1052 | -0.00096701 |  | 559.1052 | -0.00029691
| 559.3321 | 0.00125 |  | 559.3321 | 0.00125 |  | 554.0793 | 0.00166 |  | 554.08 | 0 |  | 559.3321 | 0.0013867 |  | 554.0793 | 0.0021846 |  | 559.3321 | 0.0051472 |  | 568.1705 | 0.012979 |  | 559.3321 | 0.12096 |  |  |  |  | 558.8332 | 0.96082 |  | 559.3321 | 0.013949 |  | 559.3321 | 0.27242 |  | 554.0793 | 0.0022479 |  | 559.3321 | 0.00076954 |  | 558.8332 | 0.00044419 |  | 557.4705 | 0 |  | 559.3321 | 0.001026 |  | 559.3321 | 0.00074645
| 559.559 | -0.00017619 |  | 559.559 | -0.00017619 |  | 554.3016 | 0.00146 |  | 554.3 | 0 |  | 559.559 | 0.00033209 |  | 554.3016 | 0.0013352 |  | 559.559 | 0.0041923 |  | 568.3966 | 0.012176 |  | 559.559 | 0.11803 |  |  |  |  | 559.0604 | 0.95217 |  | 559.559 | 0.013135 |  | 559.559 | 0.27322 |  | 554.3016 | -0.00043152 |  | 559.559 | 0.00012931 |  | 559.0604 | -0.00037455 |  | 557.6953 | 0 |  | 559.559 | -0.00097304 |  | 559.559 | -0.00045958
| 559.786 | 0.00076486 |  | 559.786 | 0.00076486 |  | 554.5239 | 0.0016 |  | 554.52 | 0 |  | 559.786 | 0.0010718 |  | 554.5239 | 0.0032645 |  | 559.786 | 0.0052483 |  | 568.6227 | 0.012716 |  | 559.7859 | 0.11711 |  |  |  |  | 559.2877 | 0.95597 |  | 559.786 | 0.014697 |  | 559.7859 | 0.27725 |  | 554.5239 | 0.00020211 |  | 559.7859 | 0.00071553 |  | 559.2877 | 0.00046583 |  | 557.9202 | 0 |  | 559.786 | 0.0002613 |  | 559.786 | 0.00086338
| 560.0129 | -4.4124e-05 |  | 560.0129 | -4.4124e-05 |  | 554.7462 | 0.0006647 |  | 554.75 | 0 |  | 560.0129 | 5.0949e-05 |  | 554.7462 | 0.0021762 |  | 560.0129 | 0.0040397 |  | 568.8488 | 0.011832 |  | 560.0129 | 0.11467 |  |  |  |  | 559.515 | 0.95288 |  | 560.0129 | 0.014401 |  | 560.0129 | 0.27857 |  | 554.7462 | -0.00094818 |  | 560.0129 | 0 |  | 559.515 | -0.00044072 |  | 558.145 | 0 |  | 560.0129 | -0.00052047 |  | 560.0129 | -0.00054441
| 560.2399 | 0.00083672 |  | 560.2399 | 0.00083672 |  | 554.9686 | 0.0015 |  | 554.97 | 0 |  | 560.2399 | 0.0013461 |  | 554.9686 | 0.0030438 |  | 560.2399 | 0.0050811 |  | 569.0748 | 0.012321 |  | 560.2399 | 0.11309 |  |  |  |  | 559.7423 | 0.95446 |  | 560.2399 | 0.01548 |  | 560.2399 | 0.28266 |  | 554.9686 | 0.0018078 |  | 560.2399 | 0.00071167 |  | 559.7423 | -0.00031234 |  | 558.3699 | 0 |  | 560.2399 | 0.00030332 |  | 560.2399 | 0.00091908
| 560.4669 | -8.0449e-05 |  | 560.4669 | -8.0449e-05 |  | 555.1909 | 0.00058585 |  | 555.19 | 0 |  | 560.4669 | 8.9906e-05 |  | 555.1909 | 0.0017892 |  | 560.4669 | 0.0038913 |  | 569.301 | 0.011514 |  | 560.4669 | 0.11105 |  |  |  |  | 559.9696 | 0.95037 |  | 560.4669 | 0.015044 |  | 560.4669 | 0.28297 |  | 555.1909 | -0.00019849 |  | 560.4669 | 9.8133e-06 |  | 559.9696 | -0.00038657 |  | 558.5948 | 0 |  | 560.4669 | -0.001028 |  | 560.4669 | -0.00014039
| 560.6938 | 0.00082835 |  | 560.6938 | 0.00082835 |  | 555.4133 | 0.00166 |  | 555.41 | 0 |  | 560.6938 | 0.0010016 |  | 555.4133 | 0.0029892 |  | 560.6938 | 0.0049565 |  | 569.5271 | 0.012026 |  | 560.6938 | 0.1092 |  |  |  |  | 560.1969 | 0.94747 |  | 560.6938 | 0.016614 |  | 560.6938 | 0.2854 |  | 555.4133 | 0.0014428 |  | 560.6938 | 0.00093472 |  | 560.1969 | 0.00035785 |  | 558.8197 | 0 |  | 560.6938 | 0.00043363 |  | 560.6938 | 0.00061339
| 560.9208 | 0.00016676 |  | 560.9208 | 0.00016676 |  | 555.6356 | 0.00118 |  | 555.64 | 0 |  | 560.9208 | 0.00015551 |  | 555.6356 | 0.0016983 |  | 560.9208 | 0.0037175 |  | 569.7532 | 0.011115 |  | 560.9208 | 0.10728 |  |  |  |  | 560.4242 | 0.94126 |  | 560.9208 | 0.015731 |  | 560.9208 | 0.28597 |  | 555.6356 | -0.00031448 |  | 560.9208 | 7.7913e-05 |  | 560.4242 | -0.00064502 |  | 559.0446 | 0 |  | 560.9208 | -0.00090234 |  | 560.9208 | -0.00023802
| 561.1478 | 0.00088446 |  | 561.1478 | 0.00088446 |  | 555.858 | 0.00137 |  | 555.86 | 0 |  | 561.1478 | 0.0012496 |  | 555.858 | 0.0033249 |  | 561.1478 | 0.0048158 |  | 569.9794 | 0.011614 |  | 561.1478 | 0.10563 |  |  |  |  | 560.6516 | 0.93588 |  | 561.1478 | 0.017234 |  | 561.1478 | 0.28771 |  | 555.858 | 0.00092074 |  | 561.1478 | 0.00082289 |  | 560.6516 | 0.00044158 |  | 559.2695 | 0 |  | 561.1478 | 0.0005571 |  | 561.1478 | 0.00056421
| 561.3749 | -1.1907e-05 |  | 561.3749 | -1.1907e-05 |  | 556.0804 | 0.00087146 |  | 556.08 | 0 |  | 561.3749 | 0.00020365 |  | 556.0804 | 0.002822 |  | 561.3749 | 0.0036004 |  | 570.2055 | 0.010779 |  | 561.3749 | 0.10314 |  |  |  |  | 560.8789 | 0.93218 |  | 561.3749 | 0.016381 |  | 561.3749 | 0.28768 |  | 556.0804 | 0.0011538 |  | 561.3749 | 6.7768e-05 |  | 560.8789 | -0.0004604 |  | 559.4944 | 0 |  | 561.3749 | -0.00086284 |  | 561.3749 | -0.00045036
| 561.6019 | 0.0013 |  | 561.6019 | 0.0013 |  | 556.3028 | 0.00179 |  | 556.3 | 0 |  | 561.6019 | 0.0013753 |  | 556.3028 | 0.0026225 |  | 561.6019 | 0.0049608 |  | 570.4317 | 0.011276 |  | 561.6019 | 0.10227 |  |  |  |  | 561.1063 | 0.93609 |  | 561.6019 | 0.018275 |  | 561.6019 | 0.29191 |  | 556.3028 | 0.00014038 |  | 561.6019 | 0.00099608 |  | 561.1063 | 0.0007133 |  | 559.7194 | 0 |  | 561.6019 | 0.00091732 |  | 561.6019 | 0.00072884
| 561.8289 | 7.2829e-05 |  | 561.8289 | 7.2829e-05 |  | 556.5252 | 0.00104 |  | 556.53 | 0 |  | 561.8289 | 0 |  | 556.5252 | 0.00091057 |  | 561.8289 | 0.0034275 |  | 570.6578 | 0.010512 |  | 561.8289 | 0.10028 |  |  |  |  | 561.3336 | 0.93263 |  | 561.8289 | 0.017792 |  | 561.8289 | 0.29402 |  | 556.5252 | 0.00041257 |  | 561.8289 | 0 |  | 561.3337 | -0.00023938 |  | 559.9443 | 0 |  | 561.8289 | -0.00088838 |  | 561.8289 | -0.00013821
| 562.056 | 0.00084866 |  | 562.056 | 0.00084866 |  | 556.7476 | 0.00153 |  | 556.75 | 0 |  | 562.056 | 0.00097552 |  | 556.7476 | 0.0023947 |  | 562.056 | 0.0048346 |  | 570.884 | 0.010992 |  | 562.056 | 0.10004 |  |  |  |  | 561.561 | 0.93782 |  | 562.056 | 0.019231 |  | 562.056 | 0.29696 |  | 556.7476 | 0.0022018 |  | 562.056 | 0.0009017 |  | 561.561 | 0.00062736 |  | 560.1693 | 0 |  | 562.056 | 0.00060345 |  | 562.056 | 0.00063179
| 562.2831 | 3.3187e-05 |  | 562.2831 | 3.3187e-05 |  | 556.97 | 0.00129 |  | 556.97 | 0 |  | 562.2831 | 0.00041176 |  | 556.97 | 0.0010961 |  | 562.2831 | 0.0040101 |  | 571.1102 | 0.0099852 |  | 562.2831 | 0.09821 |  |  |  |  | 561.7884 | 0.93375 |  | 562.2831 | 0.018898 |  | 562.2831 | 0.29908 |  | 556.97 | 0.0012165 |  | 562.2831 | 3.1129e-05 |  | 561.7884 | -0.00028354 |  | 560.3942 | 0 |  | 562.2831 | -0.00059547 |  | 562.2831 | -0.00052231
| 562.5101 | 0.00117 |  | 562.5101 | 0.00117 |  | 557.1925 | 0.00197 |  | 557.19 | 0 |  | 562.5102 | 0.0011876 |  | 557.1925 | 0.0025558 |  | 562.5102 | 0.0048864 |  | 571.3364 | 0.010592 |  | 562.5101 | 0.09706 |  |  |  |  | 562.0158 | 0.93644 |  | 562.5102 | 0.020225 |  | 562.5101 | 0.30196 |  | 557.1925 | 0.0021989 |  | 562.5101 | 0.00109 |  | 562.0158 | 0.00062113 |  | 560.6191 | 0 |  | 562.5102 | 0.00022635 |  | 562.5102 | 0.00064024
| 562.7372 | 0.00012121 |  | 562.7372 | 0.00012121 |  | 557.4149 | 0.00041302 |  | 557.41 | 0 |  | 562.7372 | 0 |  | 557.4149 | 0.0015843 |  | 562.7372 | 0.0030826 |  | 571.5626 | 0.0096718 |  | 562.7372 | 0.09509 |  |  |  |  | 562.2433 | 0.93948 |  | 562.7372 | 0.020286 |  | 562.7372 | 0.30296 |  | 557.4149 | -0.00089067 |  | 562.7372 | 0.00011299 |  | 562.2433 | 2.4598e-06 |  | 560.8441 | 0 |  | 562.7372 | -0.00082202 |  | 562.7372 | -0.00028008
| 562.9643 | 0.00076444 |  | 562.9643 | 0.00076444 |  | 557.6374 | 0.0017 |  | 557.64 | 0 |  | 562.9643 | 0.00090541 |  | 557.6374 | 0.0024836 |  | 562.9643 | 0.0044661 |  | 571.7889 | 0.010363 |  | 562.9644 | 0.09419 |  |  |  |  | 562.4707 | 0.93467 |  | 562.9643 | 0.021409 |  | 562.9644 | 0.30406 |  | 557.6374 | 0.0012196 |  | 562.9644 | 0.00096285 |  | 562.4707 | 0.00071964 |  | 561.0692 | 0 |  | 562.9643 | 0.00034656 |  | 562.9643 | 0.00077718
| 563.1915 | 0.00012374 |  | 563.1915 | 0.00012374 |  | 557.8599 | 0.002 |  | 557.86 | 0 |  | 563.1915 | 0.00021145 |  | 557.8599 | 0.0025826 |  | 563.1915 | 0.003393 |  | 572.0151 | 0.0094483 |  | 563.1915 | 0.09234 |  |  |  |  | 562.6981 | 0.92957 |  | 563.1915 | 0.021456 |  | 563.1915 | 0.30758 |  | 557.8599 | 0.00039034 |  | 563.1915 | 0.00022157 |  | 562.6982 | -0.000217 |  | 561.2941 | 0 |  | 563.1915 | -0.00066287 |  | 563.1915 | -0.00030044
| 563.4186 | 0.00065916 |  | 563.4186 | 0.00065916 |  | 558.0823 | 0.00123 |  | 558.08 | 0 |  | 563.4186 | 0.0013064 |  | 558.0823 | 0.0028917 |  | 563.4186 | 0.0040878 |  | 572.2413 | 0.0099841 |  | 563.4186 | 0.09167 |  |  |  |  | 562.9256 | 0.93493 |  | 563.4186 | 0.022719 |  | 563.4186 | 0.30536 |  | 558.0823 | 0.0016906 |  | 563.4186 | 0.00075418 |  | 562.9256 | 0.00073656 |  | 561.5191 | 0 |  | 563.4186 | 0.00027837 |  | 563.4186 | 0.00046258
| 563.6457 | -0.00027647 |  | 563.6457 | -0.00027647 |  | 558.3049 | 0.000927 |  | 558.3 | 0 |  | 563.6457 | 8.2537e-05 |  | 558.3049 | 0.0019016 |  | 563.6457 | 0.0030205 |  | 572.4676 | 0.0092438 |  | 563.6458 | 0.08979 |  |  |  |  | 563.1531 | 0.93311 |  | 563.6457 | 0.02266 |  | 563.6458 | 0.30819 |  | 558.3049 | 0.00020476 |  | 563.6458 | 0 |  | 563.1531 | -0.00055983 |  | 561.7441 | 0 |  | 563.6457 | -0.0011247 |  | 563.6457 | -0.00036279
| 563.8729 | 0.00089748 |  | 563.8729 | 0.00089748 |  | 558.5273 | 0.00188 |  | 558.53 | 0 |  | 563.8729 | 0.0010993 |  | 558.5273 | 0.0028395 |  | 563.8729 | 0.0044257 |  | 572.6938 | 0.0097551 |  | 563.8729 | 0.08919 |  |  |  |  | 563.3806 | 0.93295 |  | 563.8729 | 0.024271 |  | 563.8729 | 0.31102 |  | 558.5273 | 0.00040186 |  | 563.8729 | 0.00099795 |  | 563.3806 | 0.00091601 |  | 561.9692 | 0 |  | 563.8729 | 0.00052401 |  | 563.8729 | 0.00063911
| 564.1001 | -0.00015928 |  | 564.1001 | -0.00015928 |  | 558.7499 | 0.00072311 |  | 558.75 | 0 |  | 564.1 | 3.7841e-05 |  | 558.7499 | 0.001125 |  | 564.1 | 0.0030944 |  | 572.9202 | 0.0090451 |  | 564.1 | 0.08758 |  |  |  |  | 563.6081 | 0.93288 |  | 564.1 | 0.024103 |  | 564.1 | 0.31523 |  | 558.7499 | 0.0011941 |  | 564.1 | 0.00013593 |  | 563.6081 | -0.00056697 |  | 562.1942 | 0 |  | 564.1 | -0.0007754 |  | 564.1 | -0.00036943
| 564.3272 | 0.00060151 |  | 564.3272 | 0.00060151 |  | 558.9724 | 0.00161 |  | 558.97 | 0 |  | 564.3272 | 0.0009554 |  | 558.9724 | 0.0033682 |  | 564.3272 | 0.0037978 |  | 573.1464 | 0.0096353 |  | 564.3272 | 0.08654 |  |  |  |  | 563.8356 | 0.93675 |  | 564.3272 | 0.025893 |  | 564.3272 | 0.31842 |  | 558.9724 | 0.0025733 |  | 564.3272 | 0.00075447 |  | 563.8356 | 0.00040045 |  | 562.4193 | 0 |  | 564.3272 | -0.00050879 |  | 564.3272 | 0.00045614
| 564.5544 | 0.00023987 |  | 564.5544 | 0.00023987 |  | 559.1949 | 0.00065363 |  | 559.19 | 0 |  | 564.5544 | 0.00035654 |  | 559.1949 | 0.002072 |  | 564.5544 | 0.0031692 |  | 573.3727 | 0.0087495 |  | 564.5544 | 0.08504 |  |  |  |  | 564.0631 | 0.93324 |  | 564.5544 | 0.025768 |  | 564.5544 | 0.31886 |  | 559.1949 | 3.4573e-05 |  | 564.5544 | 0.00038008 |  | 564.0631 | 4.8873e-05 |  | 562.6443 | 0 |  | 564.5544 | -9.6956e-05 |  | 564.5544 | -0.00035568
| 564.7816 | 0.00099939 |  | 564.7816 | 0.00099939 |  | 559.4175 | 0.00149 |  | 559.42 | 0 |  | 564.7816 | 0.00098693 |  | 559.4175 | 0.0032764 |  | 564.7816 | 0.0039601 |  | 573.5991 | 0.0094254 |  | 564.7816 | 0.08368 |  |  |  |  | 564.2906 | 0.93334 |  | 564.7816 | 0.027151 |  | 564.7816 | 0.32034 |  | 559.4175 | 0.00092417 |  | 564.7816 | 0.00097443 |  | 564.2906 | 0.00053123 |  | 562.8694 | 0 |  | 564.7816 | 0.00025456 |  | 564.7816 | 0.00064817
| 565.0088 | -0.00025332 |  | 565.0088 | -0.00025332 |  | 559.64 | 0.00111 |  | 559.64 | 0 |  | 565.0088 | 0.00023478 |  | 559.64 | 0.001146 |  | 565.0088 | 0.0029569 |  | 573.8254 | 0.0084904 |  | 565.0088 | 0.08198 |  |  |  |  | 564.5182 | 0.93327 |  | 565.0088 | 0.027155 |  | 565.0088 | 0.32214 |  | 559.64 | 0.00092226 |  | 565.0088 | 0.00031447 |  | 564.5181 | -0.00033131 |  | 563.0945 | 0 |  | 565.0088 | -0.0011422 |  | 565.0088 | -0.00028967
| 565.236 | 0.001 |  | 565.236 | 0.001 |  | 559.8626 | 0.00152 |  | 559.86 | 0 |  | 565.236 | 0.0011962 |  | 559.8625 | 0.0020963 |  | 565.236 | 0.0038783 |  | 574.0517 | 0.009089 |  | 565.236 | 0.08138 |  |  |  |  | 564.7457 | 0.9337 |  | 565.236 | 0.028571 |  | 565.236 | 0.32546 |  | 559.8625 | 0.0016667 |  | 565.236 | 0.00092544 |  | 564.7457 | 0.00066217 |  | 563.3195 | 0 |  | 565.236 | 0.0004691 |  | 565.236 | 0.00084451
| 565.4633 | 0.0001368 |  | 565.4633 | 0.0001368 |  | 560.0851 | 9.4728e-05 |  | 560.09 | 0 |  | 565.4633 | 0.00036779 |  | 560.0851 | 0.0013003 |  | 565.4633 | 0.002786 |  | 574.278 | 0.0081424 |  | 565.4633 | 0.07959 |  |  |  |  | 564.9733 | 0.9359 |  | 565.4633 | 0.028451 |  | 565.4633 | 0.32652 |  | 560.0851 | 0.0013695 |  | 565.4633 | 0.00014017 |  | 564.9733 | -0.00026824 |  | 563.5446 | 0 |  | 565.4633 | -0.00062143 |  | 565.4633 | -0.0005395
| 565.6905 | 0.00049378 |  | 565.6905 | 0.00049378 |  | 560.3077 | 0.00088785 |  | 560.31 | 0 |  | 565.6905 | 0.00099026 |  | 560.3077 | 0.0030339 |  | 565.6905 | 0.0039713 |  | 574.5044 | 0.0086886 |  | 565.6905 | 0.07899 |  |  |  |  | 565.2009 | 0.93913 |  | 565.6905 | 0.03045 |  | 565.6905 | 0.3292 |  | 560.3077 | 0.00066189 |  | 565.6905 | 0.00092304 |  | 565.2009 | 0.00034683 |  | 563.7698 | 0 |  | 565.6905 | 0.00047253 |  | 565.6905 | 0.00036322
| 565.9178 | -0.00043745 |  | 565.9178 | -0.00043745 |  | 560.5303 | 0.00074191 |  | 560.53 | 0 |  | 565.9178 | 0.00023581 |  | 560.5303 | 0.0016817 |  | 565.9178 | 0.0022084 |  | 574.7307 | 0.0076753 |  | 565.9178 | 0.07725 |  |  |  |  | 565.4284 | 0.9351 |  | 565.9178 | 0.03031 |  | 565.9178 | 0.33073 |  | 560.5303 | 0.0015943 |  | 565.9178 | 0.00034248 |  | 565.4284 | -0.00064533 |  | 563.9949 | 0 |  | 565.9178 | -0.0011771 |  | 565.9178 | -0.00067395
| 566.145 | 0.0009591 |  | 566.145 | 0.0009591 |  | 560.7529 | 0.00155 |  | 560.75 | 0 |  | 566.145 | 0.0012557 |  | 560.7529 | 0.0019047 |  | 566.145 | 0.0042134 |  | 574.9571 | 0.0083547 |  | 566.145 | 0.07683 |  |  |  |  | 565.6561 | 0.93524 |  | 566.145 | 0.031992 |  | 566.145 | 0.33146 |  | 560.7529 | 0.0018163 |  | 566.145 | 0.00118 |  | 565.6561 | 0.00017543 |  | 564.22 | 0 |  | 566.145 | 0.00054075 |  | 566.145 | 0.00043198
| 566.3723 | 0.00032249 |  | 566.3723 | 0.00032249 |  | 560.9755 | 0.00088505 |  | 560.98 | 0 |  | 566.3723 | 0.00022274 |  | 560.9755 | 0.0020209 |  | 566.3723 | 0.003247 |  | 575.1835 | 0.0074561 |  | 566.3723 | 0.07481 |  |  |  |  | 565.8837 | 0.93145 |  | 566.3723 | 0.031867 |  | 566.3723 | 0.33345 |  | 560.9755 | 0.00046521 |  | 566.3723 | 0.00044166 |  | 565.8837 | -0.00023253 |  | 564.4451 | 0 |  | 566.3723 | -0.00016409 |  | 566.3723 | -0.00031823
| 566.5996 | 0.00086208 |  | 566.5996 | 0.00086208 |  | 561.1982 | 0.00197 |  | 561.2 | 0 |  | 566.5996 | 0.0013116 |  | 561.1982 | 0.0029679 |  | 566.5996 | 0.0033648 |  | 575.4099 | 0.0081074 |  | 566.5996 | 0.07406 |  |  |  |  | 566.1113 | 0.93133 |  | 566.5996 | 0.033554 |  | 566.5996 | 0.33431 |  | 561.1982 | 0.0027999 |  | 566.5996 | 0.00115 |  | 566.1113 | 0.00051574 |  | 564.6703 | 0 |  | 566.5996 | 0.00044756 |  | 566.5996 | 0.00054149
| 566.8269 | -0.00031847 |  | 566.8269 | -0.00031847 |  | 561.4208 | 0.00144 |  | 561.42 | 0 |  | 566.8269 | 0 |  | 561.4208 | 0.0013669 |  | 566.8269 | 0.0022532 |  | 575.6363 | 0.0073306 |  | 566.8269 | 0.07221 |  |  |  |  | 566.3389 | 0.92852 |  | 566.8269 | 0.033629 |  | 566.8269 | 0.34029 |  | 561.4208 | 0.00072329 |  | 566.8269 | 0.00039067 |  | 566.3389 | -0.00037217 |  | 564.8954 | 0 |  | 566.8269 | -0.0012359 |  | 566.8269 | -0.00052069
| 567.0543 | 0.00067358 |  | 567.0543 | 0.00067358 |  | 561.6434 | 0.00119 |  | 561.64 | 0 |  | 567.0542 | 0.0012774 |  | 561.6434 | 0.0025978 |  | 567.0542 | 0.0032096 |  | 575.8627 | 0.007857 |  | 567.0543 | 0.07197 |  |  |  |  | 566.5666 | 0.92769 |  | 567.0542 | 0.035494 |  | 567.0543 | 0.33893 |  | 561.6434 | 0.0014586 |  | 567.0543 | 0.00094385 |  | 566.5666 | 0.00032614 |  | 565.1206 | 0 |  | 567.0542 | -0.00096527 |  | 567.0542 | 0.00052152
| 567.2816 | -0.00040148 |  | 567.2816 | -0.00040148 |  | 561.8661 | 0.00142 |  | 561.87 | 0 |  | 567.2816 | 4.6216e-06 |  | 561.8661 | 0.0020127 |  | 567.2816 | 0.0029253 |  | 576.0891 | 0.0071187 |  | 567.2816 | 0.07044 |  |  |  |  | 566.7942 | 0.92514 |  | 567.2816 | 0.035885 |  | 567.2816 | 0.34306 |  | 561.8661 | 0.0018693 |  | 567.2816 | 0.00037331 |  | 566.7943 | -0.00044169 |  | 565.3458 | 0 |  | 567.2816 | -0.0011221 |  | 567.2816 | -0.00077161
| 567.5089 | 0.00087475 |  | 567.5089 | 0.00087475 |  | 562.0888 | 0.00094304 |  | 562.09 | 0 |  | 567.5089 | 0.00093174 |  | 562.0887 | 0.0034547 |  | 567.5089 | 0.0031895 |  | 576.3156 | 0.0077368 |  | 567.5089 | 0.06993 |  |  |  |  | 567.0219 | 0.92777 |  | 567.5089 | 0.037617 |  | 567.5089 | 0.347 |  | 562.0887 | 0.0026857 |  | 567.5089 | 0.00117 |  | 567.0219 | 0.00044033 |  | 565.5709 | 0 |  | 567.5089 | 2.3806e-05 |  | 567.5089 | 0.00041412
| 567.7363 | -0.00010613 |  | 567.7363 | -0.00010613 |  | 562.3114 | 0.00090177 |  | 562.31 | 0 |  | 567.7363 | 3.8405e-05 |  | 562.3114 | 0.0018059 |  | 567.7363 | 0.002278 |  | 576.542 | 0.0069665 |  | 567.7363 | 0.06825 |  |  |  |  | 567.2496 | 0.92343 |  | 567.7363 | 0.037851 |  | 567.7363 | 0.34719 |  | 562.3114 | 0.0012594 |  | 567.7363 | 0.00046124 |  | 567.2496 | -0.0004357 |  | 565.7961 | 0 |  | 567.7363 | -0.00094377 |  | 567.7363 | -0.00064179
| 567.9636 | 0.00087127 |  | 567.9636 | 0.00087127 |  | 562.5341 | 0.00136 |  | 562.53 | 0 |  | 567.9636 | 0.00096331 |  | 562.5341 | 0.0023405 |  | 567.9636 | 0.0040237 |  | 576.7684 | 0.0074856 |  | 567.9636 | 0.06833 |  |  |  |  | 567.4773 | 0.9238 |  | 567.9636 | 0.040126 |  | 567.9636 | 0.34987 |  | 562.5341 | 0.0025872 |  | 567.9636 | 0.00122 |  | 567.4773 | 0.00025827 |  | 566.0214 | 0 |  | 567.9636 | 0.00057256 |  | 567.9636 | 0.0008515
| 568.191 | -0.0001728 |  | 568.191 | -0.0001728 |  | 562.7568 | 0.00054886 |  | 562.76 | 0 |  | 568.191 | 0 |  | 562.7568 | 0.0021293 |  | 568.191 | 0.0024702 |  | 576.9949 | 0.0066059 |  | 568.191 | 0.06636 |  |  |  |  | 567.705 | 0.92044 |  | 568.191 | 0.039902 |  | 568.191 | 0.35076 |  | 562.7568 | 0.00070346 |  | 568.191 | 0.00061155 |  | 567.705 | -0.00024145 |  | 566.2466 | 0 |  | 568.191 | -0.00064707 |  | 568.191 | -0.00065952
| 568.4184 | 0.00055902 |  | 568.4184 | 0.00055902 |  | 562.9795 | 0.00166 |  | 562.98 | 0 |  | 568.4184 | 0.0012671 |  | 562.9795 | 0.0019653 |  | 568.4184 | 0.0036569 |  | 577.2214 | 0.0073291 |  | 568.4184 | 0.06568 |  |  |  |  | 567.9327 | 0.9158 |  | 568.4184 | 0.04225 |  | 568.4184 | 0.35437 |  | 562.9795 | 0.0043871 |  | 568.4184 | 0.00122 |  | 567.9328 | 0.00030754 |  | 566.4718 | 0 |  | 568.4184 | 0.00068328 |  | 568.4184 | 0.00062785
| 568.6458 | 0.00015528 |  | 568.6458 | 0.00015528 |  | 563.2022 | 0.00126 |  | 563.2 | 0 |  | 568.6458 | 1.171e-05 |  | 563.2022 | 0.00074411 |  | 568.6458 | 0.0025458 |  | 577.4479 | 0.0065149 |  | 568.6458 | 0.06416 |  |  |  |  | 568.1605 | 0.90959 |  | 568.6458 | 0.042284 |  | 568.6458 | 0.35723 |  | 563.2022 | 0.0020249 |  | 568.6458 | 0.00072821 |  | 568.1605 | -0.00047495 |  | 566.697 | 0 |  | 568.6458 | -0.00078912 |  | 568.6458 | -0.00025708
| 568.8732 | 0.00089374 |  | 568.8732 | 0.00089374 |  | 563.425 | 0.00123 |  | 563.42 | 0 |  | 568.8732 | 0.00082855 |  | 563.425 | 0.0029529 |  | 568.8732 | 0.0034362 |  | 577.6744 | 0.007049 |  | 568.8732 | 0.06343 |  |  |  |  | 568.3882 | 0.90503 |  | 568.8732 | 0.044284 |  | 568.8732 | 0.35795 |  | 563.425 | 0.0029339 |  | 568.8732 | 0.00145 |  | 568.3882 | 0.00046144 |  | 566.9222 | 0 |  | 568.8732 | -5.3917e-05 |  | 568.8732 | 0.00065249
| 569.1006 | -0.00030986 |  | 569.1006 | -0.00030986 |  | 563.6477 | 0.00099645 |  | 563.65 | 0 |  | 569.1006 | 0 |  | 563.6477 | 0.0017151 |  | 569.1006 | 0.0020368 |  | 577.9009 | 0.0062535 |  | 569.1006 | 0.06141 |  |  |  |  | 568.616 | 0.90228 |  | 569.1006 | 0.04391 |  | 569.1006 | 0.35965 |  | 563.6477 | 8.4252e-05 |  | 569.1006 | 0.00055076 |  | 568.616 | -0.00027138 |  | 567.1475 | 0 |  | 569.1006 | -0.00089347 |  | 569.1006 | -0.00051659
| 569.3281 | 0.00065484 |  | 569.3281 | 0.00065484 |  | 563.8704 | 0.00127 |  | 563.87 | 0 |  | 569.3281 | 0.0010384 |  | 563.8704 | 0.0021233 |  | 569.3281 | 0.0030068 |  | 578.1274 | 0.0068788 |  | 569.3281 | 0.06099 |  |  |  |  | 568.8438 | 0.89636 |  | 569.3281 | 0.046166 |  | 569.3281 | 0.36441 |  | 563.8704 | 0.0035742 |  | 569.3281 | 0.00135 |  | 568.8438 | 0.00039478 |  | 567.3728 | 0 |  | 569.3281 | -0.00013023 |  | 569.3281 | 0.00054137
| 569.5555 | -0.00026478 |  | 569.5555 | -0.00026478 |  | 564.0932 | 0.00084458 |  | 564.09 | 0 |  | 569.5555 | 0 |  | 564.0932 | 0.00085131 |  | 569.5555 | 0.0021982 |  | 578.3539 | 0.0067122 |  | 569.5555 | 0.05973 |  |  |  |  | 569.0715 | 0.89385 |  | 569.5555 | 0.04708 |  | 569.5555 | 0.36526 |  | 564.0932 | 0.00083284 |  | 569.5555 | 0.00068381 |  | 569.0716 | -0.000549 |  | 567.5981 | 0 |  | 569.5555 | -0.0011133 |  | 569.5555 | -0.00033383
| 569.783 | 0.00079427 |  | 569.783 | 0.00079427 |  | 564.316 | 0.00131 |  | 564.32 | 0 |  | 569.783 | 0.00078346 |  | 564.316 | 0.0024367 |  | 569.783 | 0.0033402 |  | 578.5804 | 0.0057566 |  | 569.783 | 0.05932 |  |  |  |  | 569.2993 | 0.8927 |  | 569.783 | 0.048795 |  | 569.783 | 0.36718 |  | 564.316 | 0.0036746 |  | 569.783 | 0.00133 |  | 569.2993 | 0.00066805 |  | 567.8234 | 0 |  | 569.783 | 0.00043186 |  | 569.783 | 0.00058846
| 570.0104 | 0.00015774 |  | 570.0104 | 0.00015774 |  | 564.5388 | 0.00036272 |  | 564.54 | 0 |  | 570.0104 | 0.00010909 |  | 564.5388 | 0.0018211 |  | 570.0104 | 0.0025277 |  | 578.807 | 0.0064524 |  | 570.0104 | 0.05813 |  |  |  |  | 569.5271 | 0.89138 |  | 570.0104 | 0.049637 |  | 570.0104 | 0.37193 |  | 564.5388 | 0.00098325 |  | 570.0104 | 0.00056985 |  | 569.5272 | 0.00012821 |  | 568.0486 | 0 |  | 570.0104 | -0.00036198 |  | 570.0104 | -0.00034485
| 570.2379 | 0.00062164 |  | 570.2379 | 0.00062164 |  | 564.7615 | 0.00151 |  | 564.76 | 0 |  | 570.2379 | 0.0010765 |  | 564.7615 | 0.0028893 |  | 570.2379 | 0.0030627 |  | 579.0336 | 0.0056179 |  | 570.2379 | 0.05738 |  |  |  |  | 569.755 | 0.89186 |  | 570.2379 | 0.051734 |  | 570.2379 | 0.37449 |  | 564.7615 | 0.0018331 |  | 570.2379 | 0.00153 |  | 569.755 | 0.00045121 |  | 568.2739 | 0 |  | 570.2379 | -8.1665e-05 |  | 570.2379 | 0.00083508
| 570.4654 | -0.00018223 |  | 570.4654 | -0.00018223 |  | 564.9843 | 0.00036291 |  | 564.98 | 0 |  | 570.4654 | 1.4909e-05 |  | 564.9843 | 0.0011672 |  | 570.4654 | 0.0021659 |  | 579.2601 | 0.0063503 |  | 570.4654 | 0.05562 |  |  |  |  | 569.9828 | 0.87979 |  | 570.4654 | 0.051961 |  | 570.4654 | 0.37593 |  | 564.9843 | 0.0025555 |  | 570.4654 | 0.00066169 |  | 569.9828 | -0.00022641 |  | 568.4993 | 0 |  | 570.4654 | -0.0010074 |  | 570.4654 | -0.00048938
| 570.6929 | 0.00074496 |  | 570.6929 | 0.00074496 |  | 565.2071 | 0.0012 |  | 565.21 | 0 |  | 570.6929 | 0.0010983 |  | 565.2072 | 0.0019702 |  | 570.6929 | 0.0033015 |  | 579.4867 | 0.0053496 |  | 570.6929 | 0.05512 |  |  |  |  | 570.2106 | 0.87471 |  | 570.6929 | 0.054026 |  | 570.6929 | 0.37638 |  | 565.2072 | 0.0021778 |  | 570.6929 | 0.00154 |  | 570.2106 | 0.00081239 |  | 568.7245 | 0 |  | 570.6929 | 0.00030706 |  | 570.6929 | 0.00079962
| 570.9204 | -3.882e-05 |  | 570.9204 | -3.882e-05 |  | 565.4299 | 0.00083079 |  | 565.43 | 0 |  | 570.9204 | 0.00021758 |  | 565.4299 | 0.0017384 |  | 570.9204 | 0.0021314 |  | 579.7133 | 0.0061756 |  | 570.9205 | 0.05352 |  |  |  |  | 570.4385 | 0.87067 |  | 570.9204 | 0.053997 |  | 570.9205 | 0.37933 |  | 565.4299 | 0.0017559 |  | 570.9205 | 0.00084658 |  | 570.4385 | -0.00029987 |  | 568.9499 | 0 |  | 570.9204 | -0.00046609 |  | 570.9204 | -0.00044272
| 571.148 | 0.00072005 |  | 571.148 | 0.00072005 |  | 565.6528 | 0.00129 |  | 565.65 | 0 |  | 571.148 | 0.00093108 |  | 565.6528 | 0.0019726 |  | 571.148 | 0.0029861 |  | 579.9399 | 0.0053326 |  | 571.148 | 0.05297 |  |  |  |  | 570.6664 | 0.86926 |  | 571.148 | 0.056337 |  | 571.1479 | 0.38086 |  | 565.6528 | 0.0030399 |  | 571.148 | 0.00157 |  | 570.6664 | 0.00070306 |  | 569.1752 | 0 |  | 571.148 | 0.00039354 |  | 571.148 | 0.0006386
| 571.3755 | -0.00040503 |  | 571.3755 | -0.00040503 |  | 565.8756 | 0.00119 |  | 565.88 | 0 |  | 571.3755 | 0 |  | 565.8756 | 0.0012375 |  | 571.3755 | 0.0019958 |  | 580.1665 | 0.0060469 |  | 571.3755 | 0.05185 |  |  |  |  | 570.8942 | 0.87046 |  | 571.3755 | 0.056956 |  | 571.3755 | 0.38381 |  | 565.8756 | 0.00061553 |  | 571.3755 | 0.00079672 |  | 570.8942 | -0.00024491 |  | 569.4006 | 0 |  | 571.3755 | -0.00080444 |  | 571.3755 | -0.00025192
| 571.6031 | 0.00073801 |  | 571.6031 | 0.00073801 |  | 566.0984 | 0.00136 |  | 566.1 | 0 |  | 571.6031 | 0.0012404 |  | 566.0984 | 0.0021385 |  | 571.6031 | 0.0030532 |  | 580.3931 | 0.0052136 |  | 571.6031 | 0.05131 |  |  |  |  | 571.1221 | 0.86657 |  | 571.6031 | 0.059371 |  | 571.6031 | 0.38791 |  | 566.0984 | 0.00358 |  | 571.6031 | 0.00153 |  | 571.1221 | 0.00060743 |  | 569.626 | 0 |  | 571.6031 | 0.00049542 |  | 571.6031 | 0.00087551
| 571.8306 | 2.4142e-05 |  | 571.8306 | 2.4142e-05 |  | 566.3214 | 0.00034599 |  | 566.32 | 0 |  | 571.8306 | 0.00012658 |  | 566.3214 | 0.0012596 |  | 571.8306 | 0.0021099 |  | 580.6198 | 0.0057177 |  | 571.8306 | 0.05023 |  |  |  |  | 571.35 | 0.8666 |  | 571.8306 | 0.060586 |  | 571.8306 | 0.39179 |  | 566.3214 | 0.0015145 |  | 571.8306 | 0.00094991 |  | 571.35 | -0.00040895 |  | 569.8513 | 0 |  | 571.8306 | -0.00060901 |  | 571.8306 | -0.00029796
| 572.0582 | 0.00146 |  | 572.0582 | 0.00146 |  | 566.5442 | 0.0018 |  | 566.54 | 0 |  | 572.0582 | 0.0010508 |  | 566.5442 | 0.0026175 |  | 572.0582 | 0.0037402 |  | 580.8464 | 0.0050236 |  | 572.0582 | 0.05051 |  |  |  |  | 571.578 | 0.8653 |  | 572.0582 | 0.063334 |  | 572.0582 | 0.39207 |  | 566.5442 | 0.0036601 |  | 572.0582 | 0.00197 |  | 571.5779 | 0.00121 |  | 570.0767 | 0 |  | 572.0582 | 0.0012736 |  | 572.0582 | 0.00072778
| 572.2858 | -0.00032757 |  | 572.2858 | -0.00032757 |  | 566.7671 | 0.00092685 |  | 566.77 | 0 |  | 572.2858 | 0 |  | 566.7671 | 0.00087661 |  | 572.2858 | 0.0015486 |  | 581.073 | 0.0055867 |  | 572.2858 | 0.04844 |  |  |  |  | 571.8059 | 0.86338 |  | 572.2858 | 0.063533 |  | 572.2858 | 0.39403 |  | 566.7671 | 0.0029774 |  | 572.2858 | 0.00096266 |  | 571.8059 | 0.00017707 |  | 570.3021 | 0 |  | 572.2858 | -0.0012487 |  | 572.2858 | -0.00043481
| 572.5134 | 0.00065865 |  | 572.5134 | 0.00065865 |  | 566.99 | 0.00115 |  | 566.99 | 0 |  | 572.5134 | 0.0012919 |  | 566.99 | 0.0022044 |  | 572.5134 | 0.0028407 |  | 581.2997 | 0.0048299 |  | 572.5134 | 0.04833 |  |  |  |  | 572.0338 | 0.85781 |  | 572.5134 | 0.066077 |  | 572.5134 | 0.39799 |  | 566.99 | 0.0035812 |  | 572.5134 | 0.00164 |  | 572.0338 | 0.00094755 |  | 570.5275 | 0 |  | 572.5134 | 0.00016144 |  | 572.5134 | 0.00037016
| 572.741 | -0.00045101 |  | 572.741 | -0.00045101 |  | 567.2129 | 0.00117 |  | 567.21 | 0 |  | 572.741 | 0 |  | 567.2129 | 0.0015227 |  | 572.741 | 0.0013135 |  | 581.5264 | 0.0055206 |  | 572.741 | 0.04674 |  |  |  |  | 572.2618 | 0.85815 |  | 572.741 | 0.067374 |  | 572.741 | 0.40132 |  | 567.2129 | 0.0025697 |  | 572.741 | 0.0009357 |  | 572.2618 | -0.00032723 |  | 570.7529 | 0 |  | 572.741 | -0.0011207 |  | 572.741 | -0.0003963
| 572.9686 | 0.00055471 |  | 572.9686 | 0.00055471 |  | 567.4358 | 0.0013 |  | 567.44 | 0 |  | 572.9686 | 0.0010596 |  | 567.4358 | 0.0021579 |  | 572.9686 | 0.0019167 |  | 581.7531 | 0.0046992 |  | 572.9686 | 0.04666 |  |  |  |  | 572.4897 | 0.85837 |  | 572.9686 | 0.069514 |  | 572.9686 | 0.40196 |  | 567.4358 | 0.003697 |  | 572.9686 | 0.00186 |  | 572.4897 | 0.00055917 |  | 570.9783 | 0 |  | 572.9686 | -0.00058057 |  | 572.9686 | 0.00024595
| 573.1963 | 0.00026015 |  | 573.1963 | 0.00026015 |  | 567.6587 | 0.00068964 |  | 567.66 | 0 |  | 573.1963 | 0.00033535 |  | 567.6587 | 0.0012951 |  | 573.1963 | 0.0022698 |  | 581.9797 | 0.0052813 |  | 573.1963 | 0.0457 |  |  |  |  | 572.7177 | 0.85497 |  | 573.1963 | 0.071157 |  | 573.1963 | 0.4048 |  | 567.6587 | 0.0019586 |  | 573.1963 | 0.00115 |  | 572.7177 | 5.2162e-05 |  | 571.2038 | 0 |  | 573.1963 | -0.0002309 |  | 573.1963 | -0.00014972
| 573.4239 | 0.0007907 |  | 573.4239 | 0.0007907 |  | 567.8817 | 0.00085486 |  | 567.88 | 0 |  | 573.4239 | 0.0012653 |  | 567.8817 | 0.0024426 |  | 573.4239 | 0.0027319 |  | 582.2064 | 0.004523 |  | 573.4239 | 0.04528 |  |  |  |  | 572.9457 | 0.85402 |  | 573.4239 | 0.073581 |  | 573.4239 | 0.4098 |  | 567.8817 | 0.0025408 |  | 573.4239 | 0.0018 |  | 572.9457 | 0.00048384 |  | 571.4292 | 0 |  | 573.4239 | -5.3951e-05 |  | 573.4239 | 0.00057372
| 573.6516 | -0.00011203 |  | 573.6516 | -0.00011203 |  | 568.1046 | 0.00030991 |  | 568.1 | 0 |  | 573.6516 | 0.00038676 |  | 568.1046 | 0.0010735 |  | 573.6516 | 0.0020115 |  | 582.4332 | 0.0050311 |  | 573.6516 | 0.04423 |  |  |  |  | 573.1737 | 0.85339 |  | 573.6516 | 0.074804 |  | 573.6516 | 0.41035 |  | 568.1046 | 0.0014723 |  | 573.6516 | 0.00114 |  | 573.1737 | -0.00029058 |  | 571.6547 | 0 |  | 573.6516 | -0.00072927 |  | 573.6516 | -0.00040615
| 573.8792 | 0.00074438 |  | 573.8792 | 0.00074438 |  | 568.3275 | 0.00148 |  | 568.33 | 0 |  | 573.8792 | 0.00082792 |  | 568.3275 | 0.0018825 |  | 573.8792 | 0.0024778 |  | 582.6599 | 0.004259 |  | 573.8793 | 0.04402 |  |  |  |  | 573.4017 | 0.85482 |  | 573.8792 | 0.077617 |  | 573.8793 | 0.41224 |  | 568.3275 | 0.0052656 |  | 573.8793 | 0.002 |  | 573.4017 | 0.00030354 |  | 571.8801 | 0 |  | 573.8792 | 0.00013884 |  | 573.8792 | 0.00078039
| 574.1069 | 0.00032789 |  | 574.1069 | 0.00032789 |  | 568.5505 | 0.00060499 |  | 568.55 | 0 |  | 574.1069 | 6.9559e-05 |  | 568.5505 | 0.00096525 |  | 574.1069 | 0.0018317 |  | 582.8866 | 0.004948 |  | 574.1069 | 0.04291 |  |  |  |  | 573.6297 | 0.8535 |  | 574.1069 | 0.079114 |  | 574.1069 | 0.41706 |  | 568.5505 | 0.0031867 |  | 574.1069 | 0.00135 |  | 573.6297 | -0.00018678 |  | 572.1056 | 0 |  | 574.1069 | -0.00081437 |  | 574.1069 | -0.00018201
| 574.3346 | 0.00048581 |  | 574.3346 | 0.00048581 |  | 568.7734 | 0.00030654 |  | 568.77 | 0 |  | 574.3346 | 0.0011619 |  | 568.7734 | 0.0017362 |  | 574.3346 | 0.0024832 |  | 583.1133 | 0.0041604 |  | 574.3346 | 0.04284 |  |  |  |  | 573.8578 | 0.85394 |  | 574.3346 | 0.081784 |  | 574.3346 | 0.41904 |  | 568.7734 | 0.0033848 |  | 574.3346 | 0.00205 |  | 573.8578 | 0.00080831 |  | 572.3311 | 0 |  | 574.3346 | 0.00010391 |  | 574.3346 | 0.00056895
| 574.5623 | -7.5222e-05 |  | 574.5623 | -7.5222e-05 |  | 568.9964 | 0.00093438 |  | 569 | 0 |  | 574.5623 | 0 |  | 568.9964 | 0.0012815 |  | 574.5623 | 0.0014264 |  | 583.3401 | 0.0048003 |  | 574.5623 | 0.0413 |  |  |  |  | 574.0858 | 0.85147 |  | 574.5623 | 0.083198 |  | 574.5623 | 0.42478 |  | 568.9964 | 0.0026159 |  | 574.5623 | 0.00135 |  | 574.0858 | -0.00012208 |  | 572.5566 | 0 |  | 574.5623 | -0.0012338 |  | 574.5623 | -0.00047577
| 574.79 | 0.00085724 |  | 574.79 | 0.00085724 |  | 569.2194 | 0.00143 |  | 569.22 | 0 |  | 574.79 | 0.0013687 |  | 569.2194 | 0.0015058 |  | 574.79 | 0.0030684 |  | 583.5669 | 0.0041047 |  | 574.79 | 0.0411 |  |  |  |  | 574.3139 | 0.84943 |  | 574.79 | 0.08669 |  | 574.79 | 0.42653 |  | 569.2194 | 0.00465 |  | 574.79 | 0.00232 |  | 574.3139 | 0.00082029 |  | 572.7821 | 0 |  | 574.79 | 0.00036062 |  | 574.79 | 0.00077563
| 575.0178 | -7.4074e-05 |  | 575.0178 | -7.4074e-05 |  | 569.4424 | 0.00115 |  | 569.44 | 0 |  | 575.0178 | 0 |  | 569.4424 | -2.8878e-05 |  | 575.0178 | 0.0015354 |  | 583.7936 | 0.0047946 |  | 575.0178 | 0.04019 |  |  |  |  | 574.5419 | 0.84714 |  | 575.0178 | 0.08747 |  | 575.0178 | 0.42747 |  | 569.4424 | 0.0028317 |  | 575.0178 | 0.00152 |  | 574.5419 | -0.00019148 |  | 573.0076 | 0 |  | 575.0178 | -0.0011404 |  | 575.0178 | -0.00047584
| 575.2455 | 0.00074048 |  | 575.2455 | 0.00074048 |  | 569.6654 | 0.00104 |  | 569.67 | 0 |  | 575.2455 | 0.0011582 |  | 569.6654 | 0.0023565 |  | 575.2455 | 0.0022664 |  | 584.0204 | 0.0039928 |  | 575.2455 | 0.03993 |  |  |  |  | 574.77 | 0.84561 |  | 575.2455 | 0.091483 |  | 575.2455 | 0.43217 |  | 569.6654 | 0.0021692 |  | 575.2455 | 0.00216 |  | 574.77 | 0.00041156 |  | 573.2331 | 0 |  | 575.2455 | 0.00021445 |  | 575.2455 | 0.0006136
| 575.4733 | -0.00035871 |  | 575.4733 | -0.00035871 |  | 569.8884 | 0.00093842 |  | 569.89 | 0 |  | 575.4733 | 6.9646e-05 |  | 569.8884 | 0.0020637 |  | 575.4733 | 0.0013028 |  | 584.2473 | 0.0046304 |  | 575.4733 | 0.03883 |  |  |  |  | 574.9981 | 0.84407 |  | 575.4733 | 0.092644 |  | 575.4733 | 0.43368 |  | 569.8884 | 0.0038005 |  | 575.4733 | 0.00156 |  | 574.9981 | 9.4863e-05 |  | 573.4586 | 0 |  | 575.4733 | -0.0012804 |  | 575.4733 | -0.00072968
| 575.701 | 0.0007436 |  | 575.701 | 0.0007436 |  | 570.1115 | 0.00132 |  | 570.11 | 0 |  | 575.701 | 0.00092355 |  | 570.1115 | 0.0020586 |  | 575.701 | 0.002559 |  | 584.4741 | 0.0039649 |  | 575.7011 | 0.03895 |  |  |  |  | 575.2262 | 0.84681 |  | 575.701 | 0.096355 |  | 575.701 | 0.43824 |  | 570.1115 | 0.0041126 |  | 575.7011 | 0.00239 |  | 575.2262 | 0.00073377 |  | 573.6842 | 0 |  | 575.701 | -0.00035211 |  | 575.701 | 0.00060161
| 575.9288 | 6.1938e-05 |  | 575.9288 | 6.1938e-05 |  | 570.3345 | 0.00107 |  | 570.33 | 0 |  | 575.9288 | 0 |  | 570.3345 | 0.0019035 |  | 575.9288 | 0.0018457 |  | 584.7009 | 0.0045603 |  | 575.9288 | 0.03795 |  |  |  |  | 575.4543 | 0.84128 |  | 575.9288 | 0.097828 |  | 575.9288 | 0.44113 |  | 570.3345 | 0.0036465 |  | 575.9288 | 0.0017 |  | 575.4543 | -0.00018393 |  | 573.9097 | 0 |  | 575.9288 | -2.8056e-06 |  | 575.9288 | -0.0004494
| 576.1566 | 0.00084503 |  | 576.1566 | 0.00084503 |  | 570.5576 | 0.00154 |  | 570.56 | 0 |  | 576.1566 | 0.0011275 |  | 570.5576 | 0.0020637 |  | 576.1566 | 0.0019417 |  | 584.9277 | 0.0037193 |  | 576.1566 | 0.03763 |  |  |  |  | 575.6825 | 0.84386 |  | 576.1566 | 0.10114 |  | 576.1566 | 0.44331 |  | 570.5576 | 0.0055157 |  | 576.1566 | 0.00262 |  | 575.6825 | 0.00044728 |  | 574.1353 | 0 |  | 576.1566 | 0.0002731 |  | 576.1566 | 0.00071153
| 576.3844 | 0.0001796 |  | 576.3844 | 0.0001796 |  | 570.7806 | 0.00075119 |  | 570.78 | 0 |  | 576.3844 | 0.0002368 |  | 570.7806 | 0.0019889 |  | 576.3844 | 0.0013712 |  | 585.1545 | 0.0044428 |  | 576.3844 | 0.03671 |  |  |  |  | 575.9106 | 0.83616 |  | 576.3844 | 0.10295 |  | 576.3844 | 0.44715 |  | 570.7806 | 0.0042434 |  | 576.3844 | 0.00172 |  | 575.9106 | 6.5337e-05 |  | 574.3608 | 0 |  | 576.3844 | -0.00045564 |  | 576.3844 | -0.00047664
| 576.6122 | 0.00078691 |  | 576.6122 | 0.00078691 |  | 571.0037 | 0.00163 |  | 571 | 0 |  | 576.6122 | 0.0008775 |  | 571.0037 | 0.0016283 |  | 576.6122 | 0.0029147 |  | 585.3813 | 0.0037197 |  | 576.6122 | 0.03671 |  |  |  |  | 576.1388 | 0.84027 |  | 576.6122 | 0.10677 |  | 576.6122 | 0.45073 |  | 571.0037 | 0.0055518 |  | 576.6122 | 0.00259 |  | 576.1387 | 0.00083776 |  | 574.5864 | 0 |  | 576.6122 | -0.00021845 |  | 576.6122 | 0.00051541
| 576.84 | -0.00030462 |  | 576.84 | -0.00030462 |  | 571.2268 | 0.00034261 |  | 571.23 | 0 |  | 576.84 | 0 |  | 571.2268 | 0.00020054 |  | 576.84 | 0.00088077 |  | 585.6082 | 0.004261 |  | 576.84 | 0.03526 |  |  |  |  | 576.3669 | 0.83537 |  | 576.84 | 0.10853 |  | 576.84 | 0.45471 |  | 571.2268 | 0.0034312 |  | 576.84 | 0.00195 |  | 576.3669 | -0.00026954 |  | 574.812 | 0 |  | 576.84 | -0.0017166 |  | 576.84 | -0.00083078
| 577.0679 | 0.00093536 |  | 577.0679 | 0.00093536 |  | 571.4499 | 0.00079543 |  | 571.45 | 0 |  | 577.0679 | 0.0010815 |  | 571.4499 | 0.0012368 |  | 577.0679 | 0.0026816 |  | 585.8351 | 0.0036166 |  | 577.0679 | 0.03548 |  |  |  |  | 576.5951 | 0.84151 |  | 577.0679 | 0.11271 |  | 577.0679 | 0.45629 |  | 571.4499 | 0.0046514 |  | 577.0679 | 0.00282 |  | 576.5951 | 0.00078867 |  | 575.0376 | 0 |  | 577.0679 | 0.00050108 |  | 577.0679 | 0.00070726
| 577.2957 | -4.4563e-05 |  | 577.2957 | -4.4563e-05 |  | 571.673 | 0.00107 |  | 571.67 | 0 |  | 577.2957 | 0 |  | 571.673 | 0.0011549 |  | 577.2957 | 0.0017463 |  | 586.062 | 0.0042497 |  | 577.2957 | 0.03421 |  |  |  |  | 576.8233 | 0.83615 |  | 577.2957 | 0.11398 |  | 577.2957 | 0.45961 |  | 571.673 | 0.0044882 |  | 577.2957 | 0.00204 |  | 576.8233 | -0.00014925 |  | 575.2632 | 0 |  | 577.2957 | -0.0011691 |  | 577.2957 | -0.00031618
| 577.5236 | 0.00067072 |  | 577.5236 | 0.00067072 |  | 571.8961 | 0.0016 |  | 571.9 | 0 |  | 577.5236 | 0.00082237 |  | 571.8961 | 0.0027534 |  | 577.5236 | 0.0026011 |  | 586.2889 | 0.003425 |  | 577.5236 | 0.03443 |  |  |  |  | 577.0515 | 0.8351 |  | 577.5236 | 0.11886 |  | 577.5236 | 0.46269 |  | 571.8961 | 0.0054676 |  | 577.5236 | 0.00286 |  | 577.0515 | 0.00117 |  | 575.4888 | 0 |  | 577.5236 | 0.00040323 |  | 577.5236 | 0.00068305
| 577.7514 | -1.2435e-05 |  | 577.7514 | -1.2435e-05 |  | 572.1192 | 0.00134 |  | 572.12 | 0 |  | 577.7514 | 0 |  | 572.1192 | 0.0013445 |  | 577.7514 | 0.001841 |  | 586.5157 | 0.0041172 |  | 577.7515 | 0.03326 |  |  |  |  | 577.2797 | 0.83135 |  | 577.7514 | 0.12046 |  | 577.7515 | 0.46753 |  | 572.1192 | 0.0043756 |  | 577.7515 | 0.00237 |  | 577.2797 | -0.00031692 |  | 575.7145 | 0 |  | 577.7514 | -0.00079193 |  | 577.7514 | -2.2999e-05
| 577.9793 | 0.00070691 |  | 577.9793 | 0.00070691 |  | 572.3424 | 0.00091599 |  | 572.34 | 0 |  | 577.9793 | 0.00090047 |  | 572.3423 | 0.0015717 |  | 577.9793 | 0.0025249 |  | 586.7427 | 0.0034269 |  | 577.9793 | 0.03318 |  |  |  |  | 577.5079 | 0.83092 |  | 577.9793 | 0.12471 |  | 577.9793 | 0.46838 |  | 572.3423 | 0.0049352 |  | 577.9793 | 0.00289 |  | 577.5079 | 0.00109 |  | 575.9401 | 0 |  | 577.9793 | 4.7319e-06 |  | 577.9793 | 0.00078912
| 578.2072 | 0.00028377 |  | 578.2072 | 0.00028377 |  | 572.5655 | 0.00053274 |  | 572.57 | 0 |  | 578.2072 | 0.00015115 |  | 572.5655 | 0.0013524 |  | 578.2072 | 0.0018448 |  | 586.9696 | 0.0040522 |  | 578.2072 | 0.03213 |  |  |  |  | 577.7362 | 0.8261 |  | 578.2072 | 0.1269 |  | 578.2072 | 0.47275 |  | 572.5655 | 0.0055457 |  | 578.2072 | 0.00233 |  | 577.7361 | -0.0002056 |  | 576.1658 | 0 |  | 578.2072 | -0.0012586 |  | 578.2072 | -0.00031697
| 578.4351 | 0.00049009 |  | 578.4351 | 0.00049009 |  | 572.7886 | 0.00095492 |  | 572.79 | 0 |  | 578.4351 | 0.0010499 |  | 572.7886 | 0.0010154 |  | 578.4351 | 0.0016864 |  | 587.1965 | 0.0032392 |  | 578.4351 | 0.032 |  |  |  |  | 577.9644 | 0.82681 |  | 578.4351 | 0.13124 |  | 578.4351 | 0.47725 |  | 572.7886 | 0.005042 |  | 578.4351 | 0.00307 |  | 577.9644 | 0.00105 |  | 576.3914 | 0 |  | 578.4351 | -0.0004298 |  | 578.4351 | 0.00025835
| 578.663 | -0.00030783 |  | 578.663 | -0.00030783 |  | 573.0118 | 0.0005931 |  | 573.01 | 0 |  | 578.663 | 0.00016345 |  | 573.0118 | 0.0014448 |  | 578.663 | 0.0013412 |  | 587.4235 | 0.0038913 |  | 578.663 | 0.03111 |  |  |  |  | 578.1927 | 0.82377 |  | 578.663 | 0.13306 |  | 578.663 | 0.47847 |  | 573.0118 | 0.0051198 |  | 578.663 | 0.00263 |  | 578.1927 | 7.1823e-05 |  | 576.6171 | 0 |  | 578.663 | -0.0015326 |  | 578.663 | -0.00035498
| 578.891 | 0.00070914 |  | 578.891 | 0.00070914 |  | 573.235 | 0.00153 |  | 573.23 | 0 |  | 578.891 | 0.0006404 |  | 573.235 | 0.0015893 |  | 578.891 | 0.0022106 |  | 587.6504 | 0.0032097 |  | 578.8909 | 0.03112 |  |  |  |  | 578.4209 | 0.81764 |  | 578.891 | 0.13734 |  | 578.8909 | 0.48668 |  | 573.235 | 0.006117 |  | 578.8909 | 0.00326 |  | 578.4209 | 0.0008325 |  | 576.8428 | 0 |  | 578.891 | 0.00054188 |  | 578.891 | 0.00019784
| 579.1189 | -4.0311e-06 |  | 579.1189 | -4.0311e-06 |  | 573.4582 | 0.0008809 |  | 573.46 | 0 |  | 579.1189 | 0.00011798 |  | 573.4582 | 0.00085475 |  | 579.1189 | 0.0016269 |  | 587.8774 | 0.0038422 |  | 579.1189 | 0.02994 |  |  |  |  | 578.6492 | 0.81748 |  | 579.1189 | 0.14 |  | 579.1189 | 0.48805 |  | 573.4582 | 0.00571 |  | 579.1189 | 0.00248 |  | 578.6492 | 4.7314e-05 |  | 577.0685 | 0 |  | 579.1189 | -0.00085859 |  | 579.1189 | -0.00057386
| 579.3469 | 0.00062706 |  | 579.3469 | 0.00062706 |  | 573.6813 | 0.00078945 |  | 573.68 | 0 |  | 579.3468 | 0.00081011 |  | 573.6813 | 0.0021657 |  | 579.3468 | 0.0019527 |  | 588.1044 | 0.0031368 |  | 579.3469 | 0.03028 |  |  |  |  | 578.8775 | 0.81512 |  | 579.3468 | 0.14548 |  | 579.3469 | 0.49372 |  | 573.6813 | 0.0057482 |  | 579.3469 | 0.00346 |  | 578.8775 | 0.00051069 |  | 577.2941 | 0 |  | 579.3468 | 0.00018053 |  | 579.3468 | 0.00047823
| 579.5748 | 3.7886e-05 |  | 579.5748 | 3.7886e-05 |  | 573.9045 | 0.00056461 |  | 573.9 | 0 |  | 579.5748 | 0.00023686 |  | 573.9045 | 0.0016045 |  | 579.5748 | 0.0013316 |  | 588.3314 | 0.0037196 |  | 579.5748 | 0.02911 |  |  |  |  | 579.1058 | 0.81585 |  | 579.5748 | 0.14834 |  | 579.5748 | 0.49827 |  | 573.9045 | 0.0036689 |  | 579.5748 | 0.00299 |  | 579.1058 | 0.00027469 |  | 577.5198 | 0 |  | 579.5748 | -0.00076464 |  | 579.5748 | -0.00048243
| 579.8028 | 0.00066623 |  | 579.8028 | 0.00066623 |  | 574.1278 | 0.00107 |  | 574.13 | 0.0025577 |  | 579.8028 | 0.0011266 |  | 574.1278 | 0.0022867 |  | 579.8028 | 0.0021884 |  | 588.5583 | 0.0029883 |  | 579.8028 | 0.02896 |  |  |  |  | 579.3341 | 0.81302 |  | 579.8028 | 0.15223 |  | 579.8028 | 0.49953 |  | 574.1278 | 0.0069261 |  | 579.8028 | 0.00364 |  | 579.3341 | 0.00073584 |  | 577.7455 | 0 |  | 579.8028 | 0.00018796 |  | 579.8028 | 0.00057174
| 580.0308 | -0.00031428 |  | 580.0308 | -0.00031428 |  | 574.351 | 0.00081111 |  | 574.35 | 0 |  | 580.0308 | 0.00035854 |  | 574.351 | 0.00056248 |  | 580.0308 | 0.001188 |  | 588.7853 | 0.0036588 |  | 580.0308 | 0.02782 |  |  |  |  | 579.5625 | 0.80932 |  | 580.0308 | 0.15502 |  | 580.0308 | 0.50499 |  | 574.351 | 0.0048399 |  | 580.0308 | 0.00303 |  | 579.5625 | -0.00011511 |  | 577.9713 | 0 |  | 580.0308 | -0.00095238 |  | 580.0308 | -0.00053216
| 580.2588 | 0.00090635 |  | 580.2588 | 0.00090635 |  | 574.5742 | 0.0016 |  | 574.57 | 0 |  | 580.2588 | 0.00084352 |  | 574.5742 | 0.0024613 |  | 580.2588 | 0.0020954 |  | 589.0123 | 0.0029118 |  | 580.2588 | 0.02838 |  |  |  |  | 579.7908 | 0.80773 |  | 580.2588 | 0.16044 |  | 580.2588 | 0.50832 |  | 574.5742 | 0.008122 |  | 580.2588 | 0.00395 |  | 579.7908 | 0.00103 |  | 578.197 | 0 |  | 580.2588 | 0.00050627 |  | 580.2588 | 0.00079972
| 580.4868 | 0.00107 |  | 580.4868 | 0.00107 |  | 574.7975 | 0.00174 |  | 574.8 | 0 |  | 580.4868 | 0.0010043 |  | 574.7975 | 0.0012735 |  | 580.4868 | 0.0023321 |  | 589.2394 | 0.0035251 |  | 580.4868 | 0.02745 |  |  |  |  | 580.0192 | 0.80082 |  | 580.4868 | 0.16871 |  | 580.4868 | 0.51554 |  | 574.7975 | 0.0072881 |  | 580.4868 | 0.00425 |  | 580.0192 | 0.00086133 |  | 578.4228 | 0 |  | 580.4868 | 0.00080124 |  | 580.4868 | 0.00084921
| 580.7148 | 4.5078e-05 |  | 580.7148 | 4.5078e-05 |  | 575.0208 | 0.00104 |  | 575.02 | 0 |  | 580.7148 | 0 |  | 575.0208 | 0.00083892 |  | 580.7148 | 0.001341 |  | 589.4664 | 0.0029025 |  | 580.7148 | 0.0261 |  |  |  |  | 580.2475 | 0.79627 |  | 580.7148 | 0.17315 |  | 580.7148 | 0.52028 |  | 575.0208 | 0.0067837 |  | 580.7148 | 0.00313 |  | 580.2475 | 0.00029701 |  | 578.6486 | 0 |  | 580.7148 | -0.00056131 |  | 580.7148 | -0.00054591
| 580.9428 | 0.000922 |  | 580.9428 | 0.000922 |  | 575.244 | 0.001 |  | 575.24 | 0 |  | 580.9428 | 0.00092165 |  | 575.244 | 0.0019957 |  | 580.9428 | 0.002257 |  | 589.6934 | 0.003463 |  | 580.9428 | 0.02671 |  |  |  |  | 580.4759 | 0.79759 |  | 580.9428 | 0.17801 |  | 580.9428 | 0.52172 |  | 575.244 | 0.0075093 |  | 580.9428 | 0.00439 |  | 580.4759 | 0.00112 |  | 578.8743 | 0 |  | 580.9428 | 0.00087405 |  | 580.9428 | 0.00043178
| 581.1709 | -0.00013404 |  | 581.1709 | -0.00013404 |  | 575.4673 | 0.00044162 |  | 575.47 | 0 |  | 581.1709 | 0.00024868 |  | 575.4673 | 0.0014392 |  | 581.1709 | 0.0012507 |  | 589.9205 | 0.0027739 |  | 581.1709 | 0.02535 |  |  |  |  | 580.7043 | 0.79032 |  | 581.1709 | 0.18022 |  | 581.1709 | 0.52825 |  | 575.4673 | 0.0066229 |  | 581.1709 | 0.00372 |  | 580.7043 | 0.00023627 |  | 579.1001 | 0 |  | 581.1709 | -0.0005604 |  | 581.1709 | -0.00029
| 581.3989 | 0.00089811 |  | 581.3989 | 0.00089811 |  | 575.6906 | 0.00121 |  | 575.69 | 0 |  | 581.3989 | 0.00035617 |  | 575.6906 | 0.0023928 |  | 581.3989 | 0.0020974 |  | 590.1476 | 0.003385 |  | 581.3989 | 0.02567 |  |  |  |  | 580.9327 | 0.78854 |  | 581.3989 | 0.18684 |  | 581.3989 | 0.53151 |  | 575.6906 | 0.0087817 |  | 581.3989 | 0.0047 |  | 580.9327 | 0.0009052 |  | 579.3259 | 0 |  | 581.3989 | 0.00050824 |  | 581.3989 | 0.00090708
| 581.627 | 0.00021561 |  | 581.627 | 0.00021561 |  | 575.9138 | 0.00117 |  | 575.91 | 0 |  | 581.627 | 0.00018883 |  | 575.9138 | 0.00069431 |  | 581.627 | 0.00147 |  | 590.3746 | 0.002651 |  | 581.627 | 0.02496 |  |  |  |  | 581.1611 | 0.78985 |  | 581.627 | 0.19094 |  | 581.627 | 0.5357 |  | 575.9138 | 0.0067257 |  | 581.627 | 0.00382 |  | 581.1611 | -0.00011554 |  | 579.5516 | 0 |  | 581.627 | -0.00052633 |  | 581.627 | -0.00014814
| 581.8551 | 0.00045925 |  | 581.8551 | 0.00045925 |  | 576.1372 | 0.0016 |  | 576.14 | 0 |  | 581.8551 | 0.0009672 |  | 576.1371 | 0.00060323 |  | 581.8551 | 0.0024475 |  | 590.6017 | 0.0033639 |  | 581.8551 | 0.025 |  |  |  |  | 581.3895 | 0.78828 |  | 581.8551 | 0.19759 |  | 581.8551 | 0.54362 |  | 576.1371 | 0.0094202 |  | 581.8551 | 0.00483 |  | 581.3895 | 0.00127 |  | 579.7775 | 0 |  | 581.8551 | 3.6623e-05 |  | 581.8551 | 0.00047766
| 582.0832 | 0.00014076 |  | 582.0832 | 0.00014076 |  | 576.3605 | 5.3247e-05 |  | 576.36 | 0 |  | 582.0832 | 0 |  | 576.3605 | 0.00077044 |  | 582.0832 | 0.0012657 |  | 590.8288 | 0.0026288 |  | 582.0832 | 0.02419 |  |  |  |  | 581.618 | 0.78697 |  | 582.0832 | 0.20121 |  | 582.0832 | 0.54196 |  | 576.3605 | 0.0086062 |  | 582.0832 | 0.00415 |  | 581.618 | -0.00017085 |  | 580.0033 | 0 |  | 582.0832 | -0.00046751 |  | 582.0832 | -0.00043935
| 582.3113 | 0.00101 |  | 582.3113 | 0.00101 |  | 576.5838 | 0.00093919 |  | 576.58 | 0 |  | 582.3113 | 0.00079042 |  | 576.5838 | 0.0017875 |  | 582.3113 | 0.0024538 |  | 591.0559 | 0.0033726 |  | 582.3113 | 0.02435 |  |  |  |  | 581.8464 | 0.78669 |  | 582.3113 | 0.20847 |  | 582.3113 | 0.55084 |  | 576.5838 | 0.0094516 |  | 582.3113 | 0.00495 |  | 581.8464 | 0.00125 |  | 580.2291 | 0 |  | 582.3113 | 0.00039788 |  | 582.3113 | 0.00064794
| 582.5394 | -0.00053201 |  | 582.5394 | -0.00053201 |  | 576.8071 | 0.00069636 |  | 576.81 | 0 |  | 582.5394 | 4.186e-06 |  | 576.8071 | 0.00073304 |  | 582.5394 | 0.00085227 |  | 591.283 | 0.0025931 |  | 582.5394 | 0.02302 |  |  |  |  | 582.0749 | 0.78747 |  | 582.5394 | 0.21232 |  | 582.5394 | 0.55487 |  | 576.8071 | 0.0067788 |  | 582.5394 | 0.00449 |  | 582.0749 | 4.5326e-06 |  | 580.455 | 0 |  | 582.5394 | -0.00089483 |  | 582.5394 | -0.00030281
| 582.7675 | 0.00102 |  | 582.7675 | 0.00102 |  | 577.0305 | 0.00125 |  | 577.03 | 0 |  | 582.7675 | 0.00057711 |  | 577.0305 | 0.0016802 |  | 582.7675 | 0.002238 |  | 591.5102 | 0.0032886 |  | 582.7675 | 0.02363 |  |  |  |  | 582.3033 | 0.78394 |  | 582.7675 | 0.21852 |  | 582.7675 | 0.55844 |  | 577.0305 | 0.010327 |  | 582.7675 | 0.00535 |  | 582.3033 | 0.00115 |  | 580.6808 | 0 |  | 582.7675 | 0.00035914 |  | 582.7675 | 0.0007977
| 582.9956 | -0.00011614 |  | 582.9956 | -0.00011614 |  | 577.2539 | 0.0013 |  | 577.25 | 0 |  | 582.9956 | 0 |  | 577.2538 | 0.0011634 |  | 582.9956 | 0.0010524 |  | 591.7373 | 0.002476 |  | 582.9957 | 0.0225 |  |  |  |  | 582.5318 | 0.78536 |  | 582.9956 | 0.22419 |  | 582.9957 | 0.56323 |  | 577.2538 | 0.0090084 |  | 582.9957 | 0.00472 |  | 582.5318 | 0.00026777 |  | 580.9066 | 0 |  | 582.9956 | -0.00097137 |  | 582.9956 | -0.00037606
| 583.2238 | 0.00071357 |  | 583.2238 | 0.00071357 |  | 577.4772 | 0.00121 |  | 577.48 | 0 |  | 583.2238 | 0.00071649 |  | 577.4772 | 0.0018375 |  | 583.2238 | 0.0017959 |  | 591.9645 | 0.0032517 |  | 583.2238 | 0.02289 |  |  |  |  | 582.7603 | 0.78468 |  | 583.2238 | 0.23168 |  | 583.2238 | 0.56866 |  | 577.4772 | 0.010649 |  | 583.2238 | 0.00574 |  | 582.7603 | 0.00116 |  | 581.1325 | 0 |  | 583.2238 | 4.5147e-05 |  | 583.2238 | 0.00067737
| 583.452 | -2.3276e-05 |  | 583.452 | -2.3276e-05 |  | 577.7006 | 8.5355e-05 |  | 577.7 | 0 |  | 583.452 | 0.00013403 |  | 577.7006 | 0.00076587 |  | 583.452 | 0.00056354 |  | 592.1917 | 0.0025964 |  | 583.452 | 0.02204 |  |  |  |  | 582.9888 | 0.78325 |  | 583.452 | 0.23829 |  | 583.452 | 0.57429 |  | 577.7006 | 0.0089587 |  | 583.452 | 0.00491 |  | 582.9888 | 0.0007743 |  | 581.3584 | 0 |  | 583.452 | -0.0010342 |  | 583.452 | -0.00026031
| 583.6801 | 0.00078006 |  | 583.6801 | 0.00078006 |  | 577.9239 | 0.00099257 |  | 577.92 | 0 |  | 583.6801 | 0.0011017 |  | 577.924 | 0.0016059 |  | 583.6801 | 0.0019151 |  | 592.4188 | 0.0031858 |  | 583.6801 | 0.02249 |  |  |  |  | 583.2173 | 0.79085 |  | 583.6801 | 0.24645 |  | 583.6801 | 0.57903 |  | 577.924 | 0.012066 |  | 583.6801 | 0.00614 |  | 583.2173 | 0.00128 |  | 581.5843 | 0 |  | 583.6801 | 0.00039514 |  | 583.6801 | 0.00073861
| 583.9083 | -0.0003185 |  | 583.9083 | -0.0003185 |  | 578.1473 | 0.0008308 |  | 578.15 | 0 |  | 583.9083 | 0 |  | 578.1473 | 0.00073892 |  | 583.9083 | 0.00044285 |  | 592.646 | 0.0024314 |  | 583.9083 | 0.02152 |  |  |  |  | 583.4459 | 0.78881 |  | 583.9083 | 0.25202 |  | 583.9083 | 0.5809 |  | 578.1473 | 0.010097 |  | 583.9083 | 0.0054 |  | 583.4459 | 0.00037098 |  | 581.8102 | 0 |  | 583.9083 | -0.0010668 |  | 583.9083 | -0.00077663
| 584.1365 | 0.00076407 |  | 584.1365 | 0.00076407 |  | 578.3707 | 0.00161 |  | 578.37 | 0 |  | 584.1365 | 0.0011953 |  | 578.3707 | 0.0017285 |  | 584.1365 | 0.002176 |  | 592.8732 | 0.0030385 |  | 584.1365 | 0.02199 |  |  |  |  | 583.6744 | 0.78784 |  | 584.1365 | 0.26136 |  | 584.1365 | 0.5885 |  | 578.3707 | 0.011095 |  | 584.1365 | 0.00639 |  | 583.6744 | 0.00093026 |  | 582.0361 | 0 |  | 584.1365 | 0.00099218 |  | 584.1365 | 0.00099462
| 584.3647 | -0.00015264 |  | 584.3647 | -0.00015264 |  | 578.5942 | 0.00041625 |  | 578.59 | 0 |  | 584.3647 | 6.1721e-05 |  | 578.5942 | 0.0016633 |  | 584.3647 | 0.00046475 |  | 593.1003 | 0.0022883 |  | 584.3647 | 0.02052 |  |  |  |  | 583.903 | 0.78563 |  | 584.3647 | 0.26603 |  | 584.3647 | 0.58995 |  | 578.5942 | 0.0085406 |  | 584.3647 | 0.00562 |  | 583.903 | 0.00055751 |  | 582.262 | 0 |  | 584.3647 | -0.0014681 |  | 584.3647 | -0.00046324
| 584.5929 | 0.00088755 |  | 584.5929 | 0.00088755 |  | 578.8176 | 0.00094145 |  | 578.82 | 0 |  | 584.5929 | 0.0010906 |  | 578.8176 | 0.0018403 |  | 584.5929 | 0.0025338 |  | 593.3276 | 0.0030013 |  | 584.593 | 0.02152 |  |  |  |  | 584.1315 | 0.78771 |  | 584.5929 | 0.27668 |  | 584.593 | 0.6005 |  | 578.8176 | 0.010977 |  | 584.593 | 0.00693 |  | 584.1315 | 0.00126 |  | 582.4879 | 0 |  | 584.5929 | 0.0010661 |  | 584.5929 | 0.00085599
| 584.8212 | -0.00017932 |  | 584.8212 | -0.00017932 |  | 579.041 | 0.00033579 |  | 579.04 | 0 |  | 584.8212 | 5.59e-05 |  | 579.041 | 0.00094825 |  | 584.8212 | 0.00073935 |  | 593.5548 | 0.0023224 |  | 584.8212 | 0.02014 |  |  |  |  | 584.3601 | 0.78479 |  | 584.8212 | 0.28339 |  | 584.8212 | 0.60403 |  | 579.041 | 0.008724 |  | 584.8212 | 0.00594 |  | 584.3601 | 0.00028389 |  | 582.7138 | 0 |  | 584.8212 | -0.0015677 |  | 584.8212 | -0.0005802
| 585.0494 | 0.00072907 |  | 585.0494 | 0.00072907 |  | 579.2645 | 0.00174 |  | 579.26 | 0 |  | 585.0494 | 0.00092337 |  | 579.2645 | 0.0018446 |  | 585.0494 | 0.0018408 |  | 593.782 | 0.0029191 |  | 585.0494 | 0.02085 |  |  |  |  | 584.5887 | 0.78462 |  | 585.0494 | 0.29247 |  | 585.0494 | 0.61082 |  | 579.2645 | 0.011661 |  | 585.0494 | 0.0073 |  | 584.5887 | 0.00122 |  | 582.9398 | 0 |  | 585.0494 | 0.00016881 |  | 585.0494 | 0.00093772
| 585.2777 | -0.00020019 |  | 585.2777 | -0.00020019 |  | 579.4879 | 0.00051102 |  | 579.49 | 0 |  | 585.2777 | 0 |  | 579.4879 | 0.0014881 |  | 585.2777 | 0.0011041 |  | 594.0093 | 0.0021569 |  | 585.2776 | 0.01963 |  |  |  |  | 584.8173 | 0.7798 |  | 585.2777 | 0.29838 |  | 585.2776 | 0.61428 |  | 579.4879 | 0.01009 |  | 585.2776 | 0.0065 |  | 584.8173 | 0.00052852 |  | 583.1657 | 0 |  | 585.2777 | -0.00080784 |  | 585.2777 | -0.00050415
| 585.5059 | 0.0009104 |  | 585.5059 | 0.0009104 |  | 579.7114 | 0.00138 |  | 579.71 | 0 |  | 585.5059 | 0.00091399 |  | 579.7114 | 0.0019462 |  | 585.5059 | 0.0018438 |  | 594.2365 | 0.0027584 |  | 585.5059 | 0.0203 |  |  |  |  | 585.0459 | 0.77823 |  | 585.5059 | 0.30742 |  | 585.5059 | 0.61558 |  | 579.7114 | 0.012867 |  | 585.5059 | 0.00762 |  | 585.0459 | 0.00117 |  | 583.3917 | 0 |  | 585.5059 | 0.000547 |  | 585.5059 | 0.00067753
| 585.7342 | -9.0144e-05 |  | 585.7342 | -9.0144e-05 |  | 579.9349 | 5.6776e-05 |  | 579.93 | 0 |  | 585.7342 | 3.5038e-05 |  | 579.9349 | 0.0001215 |  | 585.7342 | 0.00049201 |  | 594.4637 | 0.0022415 |  | 585.7342 | 0.01887 |  |  |  |  | 585.2745 | 0.7717 |  | 585.7342 | 0.31274 |  | 585.7342 | 0.62336 |  | 579.9349 | 0.011071 |  | 585.7342 | 0.00686 |  | 585.2745 | 0.00042089 |  | 583.6177 | 0 |  | 585.7342 | -0.001006 |  | 585.7342 | -0.00038499
| 585.9625 | 0.00072051 |  | 585.9625 | 0.00072051 |  | 580.1583 | 0.00128 |  | 580.16 | 0 |  | 585.9625 | 0.00080923 |  | 580.1583 | 0.0023398 |  | 585.9625 | 0.0016789 |  | 594.691 | 0.0027826 |  | 585.9625 | 0.01944 |  |  |  |  | 585.5032 | 0.76842 |  | 585.9625 | 0.32158 |  | 585.9625 | 0.62668 |  | 580.1583 | 0.012539 |  | 585.9625 | 0.00781 |  | 585.5032 | 0.00142 |  | 583.8436 | 0 |  | 585.9625 | 0.0002965 |  | 585.9625 | 0.0004514
| 586.1908 | -0.0003285 |  | 586.1908 | -0.0003285 |  | 580.3818 | 0.00070137 |  | 580.38 | 0 |  | 586.1908 | 0 |  | 580.3818 | -3.8696e-05 |  | 586.1908 | 0.00051204 |  | 594.9183 | 0.0021322 |  | 586.1908 | 0.01813 |  |  |  |  | 585.7318 | 0.76405 |  | 586.1908 | 0.3278 |  | 586.1908 | 0.62713 |  | 580.3818 | 0.010635 |  | 586.1908 | 0.00727 |  | 585.7318 | 0.00027304 |  | 584.0696 | 0 |  | 586.1908 | -0.0015553 |  | 586.1908 | -0.00051559
| 586.4191 | 0.0008217 |  | 586.4191 | 0.0008217 |  | 580.6054 | 0.0017 |  | 580.61 | 0 |  | 586.4191 | 0.00096478 |  | 580.6053 | 0.0028534 |  | 586.4191 | 0.0020016 |  | 595.1456 | 0.0027914 |  | 586.4191 | 0.01884 |  |  |  |  | 585.9605 | 0.76091 |  | 586.4191 | 0.33664 |  | 586.4191 | 0.63631 |  | 580.6053 | 0.013554 |  | 586.4191 | 0.00848 |  | 585.9605 | 0.0015 |  | 584.2957 | 0 |  | 586.4191 | 1.5234e-05 |  | 586.4191 | 0.00031563
| 586.6474 | -0.0002194 |  | 586.6474 | -0.0002194 |  | 580.8289 | 0.00137 |  | 580.83 | 0 |  | 586.6474 | 0 |  | 580.8289 | 0.00086296 |  | 586.6474 | 0.00088255 |  | 595.3729 | 0.0021154 |  | 586.6474 | 0.01757 |  |  |  |  | 586.1891 | 0.75785 |  | 586.6474 | 0.34415 |  | 586.6474 | 0.64194 |  | 580.8289 | 0.011968 |  | 586.6474 | 0.00787 |  | 586.1891 | 0.00082918 |  | 584.5217 | 0 |  | 586.6474 | -0.0010343 |  | 586.6474 | -0.00035178
| 586.8758 | 0.0007096 |  | 586.8758 | 0.0007096 |  | 581.0524 | 0.00161 |  | 581.05 | 0 |  | 586.8758 | 0.00076943 |  | 581.0524 | 0.0021873 |  | 586.8758 | 0.001846 |  | 595.6002 | 0.002677 |  | 586.8757 | 0.01814 |  |  |  |  | 586.4178 | 0.75979 |  | 586.8758 | 0.35592 |  | 586.8757 | 0.64798 |  | 581.0524 | 0.014437 |  | 586.8757 | 0.00887 |  | 586.4178 | 0.00142 |  | 584.7477 | 0 |  | 586.8758 | 0.00019032 |  | 586.8758 | 0.00088413
| 587.1041 | -0.00026449 |  | 587.1041 | -0.00026449 |  | 581.2759 | 0.00035837 |  | 581.28 | 0 |  | 587.1041 | 0 |  | 581.2759 | 0.0012335 |  | 587.1041 | 0.00068815 |  | 595.8276 | 0.0020691 |  | 587.1041 | 0.01709 |  |  |  |  | 586.6465 | 0.75793 |  | 587.1041 | 0.36439 |  | 587.1041 | 0.65491 |  | 581.2759 | 0.012844 |  | 587.1041 | 0.00829 |  | 586.6465 | 0.0005399 |  | 584.9737 | 0 |  | 587.1041 | -0.00088839 |  | 587.1041 | -0.00037002
| 587.3325 | 0.00101 |  | 587.3325 | 0.00101 |  | 581.4995 | 0.0016 |  | 581.5 | 0 |  | 587.3325 | 0.00077677 |  | 581.4995 | 0.0014768 |  | 587.3325 | 0.0024083 |  | 596.0549 | 0.002714 |  | 587.3325 | 0.01782 |  |  |  |  | 586.8752 | 0.75862 |  | 587.3325 | 0.37604 |  | 587.3325 | 0.66077 |  | 581.4995 | 0.014919 |  | 587.3325 | 0.00947 |  | 586.8752 | 0.00145 |  | 585.1998 | 0 |  | 587.3325 | 0.00016203 |  | 587.3325 | 0.0010008
| 587.5608 | -0.00017663 |  | 587.5608 | -0.00017663 |  | 581.723 | 0.0012 |  | 581.72 | 0 |  | 587.5608 | 0 |  | 581.723 | -0.00018639 |  | 587.5608 | 0.00112 |  | 596.2822 | 0.002131 |  | 587.5608 | 0.01684 |  |  |  |  | 587.1039 | 0.75461 |  | 587.5608 | 0.38504 |  | 587.5609 | 0.66736 |  | 581.723 | 0.014285 |  | 587.5608 | 0.00897 |  | 587.1039 | 0.00092628 |  | 585.4258 | 0 |  | 587.5608 | -0.00072619 |  | 587.5608 | -0.00046027
| 587.7892 | 0.00054575 |  | 587.7892 | 0.00054575 |  | 581.9466 | 0.00112 |  | 581.95 | 0 |  | 587.7892 | 0.0010126 |  | 581.9466 | 0.0033908 |  | 587.7892 | 0.0015149 |  | 596.5096 | 0.0026852 |  | 587.7892 | 0.01712 |  |  |  |  | 587.3327 | 0.75404 |  | 587.7892 | 0.39668 |  | 587.7892 | 0.6683 |  | 581.9466 | 0.01661 |  | 587.7892 | 0.01021 |  | 587.3327 | 0.00142 |  | 585.6519 | 0 |  | 587.7892 | 2.5897e-05 |  | 587.7892 | 0.0001956
| 588.0176 | -5.2959e-05 |  | 588.0176 | -5.2959e-05 |  | 582.1702 | 0.000694 |  | 582.17 | 0 |  | 588.0176 | 0 |  | 582.1702 | 0.00082056 |  | 588.0176 | 0.0010825 |  | 596.7369 | 0.001927 |  | 588.0176 | 0.01635 |  |  |  |  | 587.5614 | 0.75157 |  | 588.0176 | 0.40512 |  | 588.0176 | 0.67651 |  | 582.1702 | 0.015415 |  | 588.0176 | 0.00951 |  | 587.5614 | 0.00090662 |  | 585.8779 | 0 |  | 588.0176 | -0.00063025 |  | 588.0176 | -1.8789e-05
| 588.246 | 0.00062582 |  | 588.246 | 0.00062582 |  | 582.3937 | 0.00094399 |  | 582.39 | 0 |  | 588.246 | 0.00095576 |  | 582.3937 | 0.0010038 |  | 588.246 | 0.0017876 |  | 596.9644 | 0.0027025 |  | 588.246 | 0.01651 |  |  |  |  | 587.7902 | 0.74412 |  | 588.246 | 0.41586 |  | 588.246 | 0.67906 |  | 582.3937 | 0.016417 |  | 588.246 | 0.01039 |  | 587.7902 | 0.00161 |  | 586.104 | 0 |  | 588.246 | -6.2779e-05 |  | 588.246 | 0.00051033
| 588.4744 | -5.2377e-05 |  | 588.4744 | -5.2377e-05 |  | 582.6173 | 0.00093853 |  | 582.62 | 0 |  | 588.4744 | 0 |  | 582.6173 | 0.00092141 |  | 588.4744 | 0.0003417 |  | 597.1917 | 0.0018881 |  | 588.4744 | 0.01556 |  |  |  |  | 588.0189 | 0.74287 |  | 588.4744 | 0.42373 |  | 588.4744 | 0.68538 |  | 582.6173 | 0.016371 |  | 588.4744 | 0.01005 |  | 588.0189 | 0.00055094 |  | 586.3301 | 0 |  | 588.4744 | -0.0012356 |  | 588.4744 | -0.00065748
| 588.7028 | 0.00049427 |  | 588.7028 | 0.00049427 |  | 582.8409 | 0.00136 |  | 582.84 | 0 |  | 588.7028 | 0.00086386 |  | 582.8409 | 0.0018383 |  | 588.7028 | 0.001653 |  | 597.4191 | 0.0026212 |  | 588.7028 | 0.01591 |  |  |  |  | 588.2477 | 0.74183 |  | 588.7028 | 0.4346 |  | 588.7028 | 0.68966 |  | 582.8409 | 0.017526 |  | 588.7028 | 0.01123 |  | 588.2477 | 0.00154 |  | 586.5562 | 0 |  | 588.7028 | 0.00012679 |  | 588.7028 | 0.00054015
| 588.9313 | 4.6509e-06 |  | 588.9313 | 4.6509e-06 |  | 583.0646 | 0.00055216 |  | 583.06 | 0 |  | 588.9313 | 0.00014978 |  | 583.0646 | 0.00030696 |  | 588.9313 | 0.0013885 |  | 597.6465 | 0.0019519 |  | 588.9313 | 0.0154 |  |  |  |  | 588.4765 | 0.73462 |  | 588.9313 | 0.44528 |  | 588.9313 | 0.69277 |  | 583.0646 | 0.016391 |  | 588.9313 | 0.01079 |  | 588.4765 | 0.00103 |  | 586.7823 | 0 |  | 588.9313 | -0.00061002 |  | 588.9313 | -0.00029914
| 589.1597 | 0.00071793 |  | 589.1597 | 0.00071793 |  | 583.2882 | 0.00099319 |  | 583.29 | 0 |  | 589.1597 | 0.00089683 |  | 583.2882 | 0.00095952 |  | 589.1597 | 0.0022553 |  | 597.8739 | 0.0024806 |  | 589.1597 | 0.01593 |  |  |  |  | 588.7053 | 0.73838 |  | 589.1597 | 0.45744 |  | 589.1597 | 0.69938 |  | 583.2882 | 0.017543 |  | 589.1597 | 0.01194 |  | 588.7053 | 0.00185 |  | 587.0084 | 0 |  | 589.1597 | 0.0010779 |  | 589.1597 | 0.00073901
| 589.3882 | -0.00014981 |  | 589.3882 | -0.00014981 |  | 583.5118 | 0.00117 |  | 583.51 | 0 |  | 589.3882 | 0 |  | 583.5118 | 0.0015585 |  | 589.3882 | 0.00054948 |  | 598.1014 | 0.0018732 |  | 589.3882 | 0.01444 |  |  |  |  | 588.9341 | 0.73213 |  | 589.3882 | 0.47023 |  | 589.3882 | 0.7066 |  | 583.5118 | 0.018678 |  | 589.3882 | 0.01143 |  | 588.9341 | 0.00049905 |  | 587.2346 | 0 |  | 589.3882 | -0.0014249 |  | 589.3882 | -0.0010337
| 589.6167 | 0.00093891 |  | 589.6167 | 0.00093891 |  | 583.7355 | 0.00182 |  | 583.74 | 0 |  | 589.6167 | 0.00079748 |  | 583.7355 | 0.00081889 |  | 589.6167 | 0.0017729 |  | 598.3288 | 0.0024896 |  | 589.6166 | 0.01514 |  |  |  |  | 589.1629 | 0.73654 |  | 589.6167 | 0.48474 |  | 589.6166 | 0.71091 |  | 583.7355 | 0.019445 |  | 589.6166 | 0.0127 |  | 589.1629 | 0.00169 |  | 587.4607 | 0 |  | 589.6167 | 0.00018731 |  | 589.6167 | 0.00056215
| 589.8451 | -1.6369e-05 |  | 589.8451 | -1.6369e-05 |  | 583.9591 | 0.0013 |  | 583.96 | 0 |  | 589.8451 | 0 |  | 583.9591 | 0.00091861 |  | 589.8451 | 0.00043765 |  | 598.5562 | 0.0018492 |  | 589.8451 | 0.0142 |  |  |  |  | 589.3917 | 0.73085 |  | 589.8451 | 0.49542 |  | 589.8452 | 0.71556 |  | 583.9591 | 0.018418 |  | 589.8451 | 0.01222 |  | 589.3918 | 0.00106 |  | 587.6868 | 0 |  | 589.8451 | -0.0010451 |  | 589.8451 | -0.00023282
| 590.0736 | 0.000822 |  | 590.0736 | 0.000822 |  | 584.1828 | 0.00119 |  | 584.18 | 0 |  | 590.0736 | 0.00081745 |  | 584.1828 | 0.0021325 |  | 590.0736 | 0.0017684 |  | 598.7837 | 0.0024832 |  | 590.0737 | 0.01484 |  |  |  |  | 589.6206 | 0.73298 |  | 590.0736 | 0.51078 |  | 590.0737 | 0.72251 |  | 584.1828 | 0.019454 |  | 590.0737 | 0.01339 |  | 589.6206 | 0.00163 |  | 587.913 | 0 |  | 590.0736 | 0.00035192 |  | 590.0736 | 0.00085711
| 590.3021 | 0.00014651 |  | 590.3021 | 0.00014651 |  | 584.4064 | 0.00127 |  | 584.41 | 0 |  | 590.3021 | 0 |  | 584.4064 | 0.0011588 |  | 590.3021 | 0.00060282 |  | 599.0112 | 0.0017753 |  | 590.3021 | 0.01397 |  |  |  |  | 589.8494 | 0.72816 |  | 590.3021 | 0.52248 |  | 590.3021 | 0.72803 |  | 584.4064 | 0.020064 |  | 590.3021 | 0.01302 |  | 589.8495 | 0.00123 |  | 588.1392 | 0 |  | 590.3021 | -0.00077489 |  | 590.3021 | -0.00060659
| 590.5307 | 0.00061726 |  | 590.5307 | 0.00061726 |  | 584.6301 | 0.00148 |  | 584.63 | 0 |  | 590.5307 | 0.00088838 |  | 584.6301 | 0.0013581 |  | 590.5307 | 0.0016539 |  | 599.2386 | 0.0024518 |  | 590.5306 | 0.01408 |  |  |  |  | 590.0783 | 0.72741 |  | 590.5307 | 0.53779 |  | 590.5306 | 0.73666 |  | 584.6301 | 0.021547 |  | 590.5306 | 0.01402 |  | 590.0783 | 0.00201 |  | 588.3654 | 0 |  | 590.5307 | 0.00013213 |  | 590.5307 | 0.00079728
| 590.7592 | 6.1442e-05 |  | 590.7592 | 6.1442e-05 |  | 584.8538 | 0.00041523 |  | 584.85 | 0 |  | 590.7592 | 0.0002211 |  | 584.8538 | 0.0014428 |  | 590.7592 | 0.0011744 |  | 599.4661 | 0.0017409 |  | 590.7592 | 0.01355 |  |  |  |  | 590.3072 | 0.72726 |  | 590.7592 | 0.55078 |  | 590.7592 | 0.7408 |  | 584.8538 | 0.020807 |  | 590.7592 | 0.01368 |  | 590.3072 | 0.0009726 |  | 588.5916 | 0 |  | 590.7592 | -0.00060926 |  | 590.7592 | 2.5244e-07
| 590.9877 | 0.00048367 |  | 590.9877 | 0.00048367 |  | 585.0775 | 0.00063892 |  | 585.08 | 0 |  | 590.9877 | 0.0011308 |  | 585.0775 | 0.0014112 |  | 590.9877 | 0.0017421 |  | 599.6936 | 0.0023003 |  | 590.9877 | 0.01395 |  |  |  |  | 590.5361 | 0.72674 |  | 590.9877 | 0.56701 |  | 590.9877 | 0.74388 |  | 585.0775 | 0.024176 |  | 590.9877 | 0.01493 |  | 590.5361 | 0.00193 |  | 588.8177 | 0 |  | 590.9877 | 5.8055e-06 |  | 590.9877 | 0.00062775
| 591.2163 | -0.00035206 |  | 591.2163 | -0.00035206 |  | 585.3013 | 3.7621e-05 |  | 585.3 | 0 |  | 591.2163 | 0 |  | 585.3013 | 0.00079924 |  | 591.2163 | 0.00088413 |  | 599.9211 | 0.0014707 |  | 591.2163 | 0.0132 |  |  |  |  | 590.765 | 0.72198 |  | 591.2163 | 0.58125 |  | 591.2163 | 0.7472 |  | 585.3013 | 0.020978 |  | 591.2163 | 0.01488 |  | 590.765 | 0.00134 |  | 589.0439 | 0 |  | 591.2163 | -0.00087301 |  | 591.2163 | -0.00013407
| 591.4449 | 0.0008149 |  | 591.4449 | 0.0008149 |  | 585.525 | 0.00138 |  | 585.52 | 0 |  | 591.4449 | 0.00098199 |  | 585.525 | 0.00070114 |  | 591.4449 | 0.002282 |  | 600.1486 | 0.0027156 |  | 591.4449 | 0.01385 |  |  |  |  | 590.9939 | 0.72044 |  | 591.4449 | 0.59565 |  | 591.4449 | 0.75459 |  | 585.525 | 0.023727 |  | 591.4449 | 0.01629 |  | 590.9939 | 0.00218 |  | 589.2701 | 0 |  | 591.4449 | 0.00059627 |  | 591.4449 | 0.00065951
| 591.6734 | -8.685e-05 |  | 591.6734 | -8.685e-05 |  | 585.7487 | 0.00098283 |  | 585.75 | 0 |  | 591.6734 | 0 |  | 585.7487 | 0.00075989 |  | 591.6734 | 0.00045573 |  | 600.3762 | 0.0016745 |  | 591.6735 | 0.01258 |  |  |  |  | 591.2228 | 0.71742 |  | 591.6734 | 0.61007 |  | 591.6735 | 0.75848 |  | 585.7487 | 0.023217 |  | 591.6735 | 0.01551 |  | 591.2228 | 0.00129 |  | 589.4964 | 0 |  | 591.6734 | -0.001376 |  | 591.6734 | -0.00024781
| 591.902 | 0.00054348 |  | 591.902 | 0.00054348 |  | 585.9725 | 0.00094075 |  | 585.97 | 0 |  | 591.902 | 0.00059373 |  | 585.9725 | 0.001255 |  | 591.902 | 0.0016191 |  | 600.6037 | 0.0022456 |  | 591.902 | 0.0131 |  |  |  |  | 591.4518 | 0.72289 |  | 591.902 | 0.62847 |  | 591.902 | 0.7663 |  | 585.9725 | 0.026411 |  | 591.902 | 0.01695 |  | 591.4518 | 0.00231 |  | 589.7226 | 0 |  | 591.902 | -4.4417e-05 |  | 591.902 | 0.0003024
| 592.1306 | -0.00041924 |  | 592.1306 | -0.00041924 |  | 586.1962 | 0.00051572 |  | 586.2 | 0 |  | 592.1306 | 0 |  | 586.1962 | 0.00088016 |  | 592.1306 | 0.00068393 |  | 600.8312 | 0.0016288 |  | 592.1306 | 0.01235 |  |  |  |  | 591.6807 | 0.71335 |  | 592.1306 | 0.64164 |  | 592.1306 | 0.76979 |  | 586.1962 | 0.025154 |  | 592.1306 | 0.01655 |  | 591.6807 | 0.0016 |  | 589.9489 | 0 |  | 592.1306 | -0.00059368 |  | 592.1306 | -0.00044523
| 592.3592 | 0.00083783 |  | 592.3592 | 0.00083783 |  | 586.42 | 0.00076781 |  | 586.42 | 0 |  | 592.3592 | 0.00093266 |  | 586.42 | 0.0017667 |  | 592.3592 | 0.0013793 |  | 601.0588 | 0.0022222 |  | 592.3592 | 0.01287 |  |  |  |  | 591.9097 | 0.71243 |  | 592.3592 | 0.65642 |  | 592.3593 | 0.77896 |  | 586.42 | 0.028443 |  | 592.3592 | 0.01816 |  | 591.9097 | 0.00226 |  | 590.1751 | 0.0010787 |  | 592.3592 | 0.00021419 |  | 592.3592 | 0.00013137
| 592.5879 | -0.00017244 |  | 592.5879 | -0.00017244 |  | 586.6437 | 0.0011 |  | 586.64 | 0 |  | 592.5879 | 6.1078e-05 |  | 586.6437 | 0.00055479 |  | 592.5879 | 0.00065586 |  | 601.2864 | 0.0016193 |  | 592.5878 | 0.01188 |  |  |  |  | 592.1386 | 0.70716 |  | 592.5879 | 0.6699 |  | 592.5878 | 0.78549 |  | 586.6437 | 0.028607 |  | 592.5878 | 0.01766 |  | 592.1386 | 0.00146 |  | 590.4014 | 0.00012825 |  | 592.5879 | -0.0010324 |  | 592.5879 | -0.00041204
| 592.8165 | 0.00068668 |  | 592.8165 | 0.00068668 |  | 586.8676 | 0.00153 |  | 586.87 | 0 |  | 592.8165 | 0.00060757 |  | 586.8676 | 0.0017303 |  | 592.8165 | 0.0015358 |  | 601.514 | 0.0021762 |  | 592.8165 | 0.01236 |  |  |  |  | 592.3676 | 0.70253 |  | 592.8165 | 0.68618 |  | 592.8165 | 0.7858 |  | 586.8676 | 0.028391 |  | 592.8165 | 0.01914 |  | 592.3676 | 0.00233 |  | 590.6277 | 0.0011407 |  | 592.8165 | 0.00041593 |  | 592.8165 | 0.00045161
| 593.0451 | -0.00019555 |  | 593.0451 | -0.00019555 |  | 587.0913 | 0.00128 |  | 587.09 | 0 |  | 593.0451 | 0.00010356 |  | 587.0913 | 0.00078936 |  | 593.0451 | 0.00062707 |  | 601.7416 | 0.0015303 |  | 593.0451 | 0.01167 |  |  |  |  | 592.5966 | 0.69566 |  | 593.0451 | 0.69846 |  | 593.0451 | 0.78979 |  | 587.0913 | 0.02758 |  | 593.0451 | 0.01871 |  | 592.5966 | 0.00155 |  | 590.8539 | 4.2752e-05 |  | 593.0451 | -0.00098262 |  | 593.0451 | -0.0002723
| 593.2738 | 0.00061885 |  | 593.2738 | 0.00061885 |  | 587.3151 | 0.00091163 |  | 587.32 | 0 |  | 593.2738 | 0.00053277 |  | 587.3151 | 0.0021134 |  | 593.2738 | 0.0016333 |  | 601.9692 | 0.0021186 |  | 593.2738 | 0.01203 |  |  |  |  | 592.8256 | 0.69743 |  | 593.2738 | 0.71633 |  | 593.2738 | 0.79854 |  | 587.3151 | 0.028505 |  | 593.2738 | 0.02015 |  | 592.8256 | 0.0027 |  | 591.0803 | 0.00098173 |  | 593.2738 | 0.00044751 |  | 593.2738 | 0.00041926
| 593.5024 | -5.2593e-05 |  | 593.5024 | -5.2593e-05 |  | 587.5389 | 0.00083829 |  | 587.54 | 0 |  | 593.5025 | 0 |  | 587.5389 | 0.00066641 |  | 593.5025 | 0.00055014 |  | 602.1968 | 0.0014794 |  | 593.5024 | 0.01111 |  |  |  |  | 593.0547 | 0.69318 |  | 593.5025 | 0.73122 |  | 593.5024 | 0.80113 |  | 587.5389 | 0.02933 |  | 593.5024 | 0.01966 |  | 593.0547 | 0.00136 |  | 591.3066 | 7.5141e-05 |  | 593.5025 | -0.0012325 |  | 593.5025 | -0.00039378
| 593.7311 | 0.00062502 |  | 593.7311 | 0.00062502 |  | 587.7628 | 0.00136 |  | 587.76 | 0 |  | 593.7311 | 0.00051413 |  | 587.7628 | 0.0011369 |  | 593.7311 | 0.0013765 |  | 602.4244 | 0.0020966 |  | 593.7311 | 0.01153 |  |  |  |  | 593.2837 | 0.69568 |  | 593.7311 | 0.7514 |  | 593.7311 | 0.81036 |  | 587.7628 | 0.031947 |  | 593.7311 | 0.02112 |  | 593.2837 | 0.00263 |  | 591.5329 | 0.0010362 |  | 593.7311 | -0.00032938 |  | 593.7311 | 0.00045672
| 593.9598 | 1.7337e-05 |  | 593.9598 | 1.7337e-05 |  | 587.9866 | 0.00084528 |  | 587.99 | 0 |  | 593.9598 | 0 |  | 587.9866 | 0.0001557 |  | 593.9598 | 0.00081598 |  | 602.652 | 0.0014651 |  | 593.9598 | 0.01111 |  |  |  |  | 593.5127 | 0.69281 |  | 593.9598 | 0.76836 |  | 593.9598 | 0.81804 |  | 587.9866 | 0.031718 |  | 593.9598 | 0.02123 |  | 593.5127 | 0.00189 |  | 591.7592 | -5.5806e-05 |  | 593.9598 | -0.0005522 |  | 593.9598 | -0.00035161
| 594.1885 | 0.00074109 |  | 594.1885 | 0.00074109 |  | 588.2105 | 0.00175 |  | 588.21 | 0 |  | 594.1885 | 0.00094667 |  | 588.2104 | 0.0013452 |  | 594.1885 | 0.001966 |  | 602.8797 | 0.0020835 |  | 594.1885 | 0.01151 |  |  |  |  | 593.7418 | 0.69242 |  | 594.1885 | 0.78736 |  | 594.1885 | 0.82973 |  | 588.2104 | 0.031116 |  | 594.1885 | 0.02295 |  | 593.7418 | 0.00285 |  | 591.9855 | 0.0010784 |  | 594.1885 | 5.7135e-05 |  | 594.1885 | 0.00047148
| 594.4172 | -7.8342e-05 |  | 594.4172 | -7.8342e-05 |  | 588.4343 | 0.0008596 |  | 588.43 | 0 |  | 594.4172 | 0 |  | 588.4343 | 0.00084589 |  | 594.4172 | 0.0005668 |  | 603.1073 | 0.0015083 |  | 594.4172 | 0.01059 |  |  |  |  | 593.9708 | 0.68711 |  | 594.4172 | 0.80028 |  | 594.4172 | 0.83325 |  | 588.4343 | 0.031763 |  | 594.4172 | 0.02272 |  | 593.9708 | 0.00188 |  | 592.2119 | 4.0364e-05 |  | 594.4172 | -0.00096065 |  | 594.4172 | -0.00027716
| 594.646 | 0.00094603 |  | 594.646 | 0.00094603 |  | 588.6581 | 0.00203 |  | 588.66 | 0 |  | 594.646 | 0.00089188 |  | 588.6581 | 0.0017341 |  | 594.646 | 0.001495 |  | 603.335 | 0.0020967 |  | 594.6459 | 0.01114 |  |  |  |  | 594.1999 | 0.68545 |  | 594.646 | 0.81679 |  | 594.6459 | 0.83794 |  | 588.6581 | 0.034095 |  | 594.6459 | 0.02415 |  | 594.1999 | 0.00305 |  | 592.4382 | 0.00099432 |  | 594.646 | 0.0005904 |  | 594.646 | 0.00059876
| 594.8747 | -0.0001939 |  | 594.8747 | -0.0001939 |  | 588.882 | 0.00052233 |  | 588.88 | 0 |  | 594.8747 | 0 |  | 588.882 | 0.0016742 |  | 594.8747 | 0.00075386 |  | 603.5627 | 0.0014129 |  | 594.8747 | 0.01035 |  |  |  |  | 594.429 | 0.67925 |  | 594.8747 | 0.82704 |  | 594.8747 | 0.83896 |  | 588.882 | 0.034358 |  | 594.8747 | 0.02396 |  | 594.429 | 0.00266 |  | 592.6646 | -0.00010892 |  | 594.8747 | -0.00064489 |  | 594.8747 | -0.00025154
| 595.1034 | 0.00067095 |  | 595.1034 | 0.00067095 |  | 589.106 | 0.00176 |  | 589.11 | 0 |  | 595.1034 | 0.00086089 |  | 589.106 | 0.0027368 |  | 595.1034 | 0.0011463 |  | 603.7903 | 0.0020464 |  | 595.1034 | 0.01074 |  |  |  |  | 594.6581 | 0.67799 |  | 595.1034 | 0.84078 |  | 595.1035 | 0.83968 |  | 589.106 | 0.035743 |  | 595.1034 | 0.02542 |  | 594.6581 | 0.00292 |  | 592.891 | 0.0011657 |  | 595.1034 | -0.00024441 |  | 595.1034 | 0.00017671
| 595.3322 | 0.00011108 |  | 595.3322 | 0.00011108 |  | 589.3298 | 0.00077325 |  | 589.33 | 0 |  | 595.3322 | 0 |  | 589.3298 | 0.0010843 |  | 595.3322 | 0.00084094 |  | 604.0181 | 0.0013144 |  | 595.3322 | 0.00996 |  |  |  |  | 594.8872 | 0.66987 |  | 595.3322 | 0.85318 |  | 595.3322 | 0.84295 |  | 589.3298 | 0.036876 |  | 595.3322 | 0.0251 |  | 594.8872 | 0.00228 |  | 593.1174 | 5.9425e-05 |  | 595.3322 | -0.0011022 |  | 595.3322 | -0.00039635
| 595.561 | 0.00057449 |  | 595.561 | 0.00057449 |  | 589.5537 | 0.00095662 |  | 589.55 | 0 |  | 595.561 | 0.00066636 |  | 589.5537 | 0.0014911 |  | 595.561 | 0.0012118 |  | 604.2457 | 0.0020399 |  | 595.561 | 0.01034 |  |  |  |  | 595.1163 | 0.66843 |  | 595.561 | 0.86953 |  | 595.561 | 0.85127 |  | 589.5537 | 0.037553 |  | 595.561 | 0.02669 |  | 595.1163 | 0.00313 |  | 593.3438 | 0.001075 |  | 595.561 | 8.1271e-05 |  | 595.561 | 0.0003939
| 595.7898 | 0.00010206 |  | 595.7898 | 0.00010206 |  | 589.7776 | 0.00073966 |  | 589.78 | 0 |  | 595.7898 | 0 |  | 589.7776 | 0.00056746 |  | 595.7898 | 0.00054345 |  | 604.4734 | 0.0013906 |  | 595.7897 | 0.00971 |  |  |  |  | 595.3455 | 0.66746 |  | 595.7898 | 0.88479 |  | 595.7897 | 0.85415 |  | 589.7776 | 0.037625 |  | 595.7897 | 0.02671 |  | 595.3455 | 0.00239 |  | 593.5701 | -2.7569e-05 |  | 595.7898 | -0.0005981 |  | 595.7898 | -0.00019303
| 596.0186 | 0.00060594 |  | 596.0186 | 0.00060594 |  | 590.0016 | 0.0018 |  | 590 | 0 |  | 596.0186 | 0.0010206 |  | 590.0016 | 0.0018211 |  | 596.0186 | 0.0018053 |  | 604.7012 | 0.0020274 |  | 596.0186 | 0.01017 |  |  |  |  | 595.5746 | 0.66846 |  | 596.0186 | 0.89895 |  | 596.0186 | 0.86155 |  | 590.0016 | 0.038232 |  | 596.0186 | 0.02824 |  | 595.5746 | 0.00319 |  | 593.7966 | 0.0009687 |  | 596.0186 | 0.00047637 |  | 596.0186 | 0.00063893
| 596.2474 | -0.00025152 |  | 596.2474 | -0.00025152 |  | 590.2255 | 0.0009906 |  | 590.23 | 0 |  | 596.2474 | 0 |  | 590.2255 | 0.00096333 |  | 596.2474 | 0.00063252 |  | 604.9289 | 0.001422 |  | 596.2474 | 0.00926 |  |  |  |  | 595.8038 | 0.66515 |  | 596.2474 | 0.91434 |  | 596.2474 | 0.86516 |  | 590.2255 | 0.040236 |  | 596.2474 | 0.02833 |  | 595.8038 | 0.0024 |  | 594.023 | 7.0754e-05 |  | 596.2474 | -0.00083179 |  | 596.2474 | -0.00024976
| 596.4762 | 0.00060133 |  | 596.4762 | 0.00060133 |  | 590.4495 | 0.0016 |  | 590.45 | 0 |  | 596.4762 | 0.00087269 |  | 590.4495 | 0.0022555 |  | 596.4762 | 0.0012969 |  | 605.1567 | 0.0019077 |  | 596.4762 | 0.00995 |  |  |  |  | 596.0329 | 0.66588 |  | 596.4762 | 0.92998 |  | 596.4762 | 0.86953 |  | 590.4495 | 0.039759 |  | 596.4762 | 0.03017 |  | 596.0329 | 0.00349 |  | 594.2495 | 0.0010759 |  | 596.4762 | 0.00031695 |  | 596.4762 | 0.00047707
| 596.705 | -3.0097e-05 |  | 596.705 | -3.0097e-05 |  | 590.6734 | 0.00043622 |  | 590.67 | 0 |  | 596.705 | 1.2458e-05 |  | 590.6734 | 0.00026455 |  | 596.705 | 0.00096443 |  | 605.3844 | 0.001312 |  | 596.705 | 0.00914 |  |  |  |  | 596.2621 | 0.66413 |  | 596.705 | 0.94237 |  | 596.705 | 0.87435 |  | 590.6734 | 0.04125 |  | 596.705 | 0.02997 |  | 596.2621 | 0.00259 |  | 594.4759 | 8.9394e-05 |  | 596.705 | -0.00026723 |  | 596.705 | 0.00010166
| 596.9338 | 0.00078432 |  | 596.9338 | 0.00078432 |  | 590.8973 | 0.00072443 |  | 590.9 | 0 |  | 596.9338 | 0.00080171 |  | 590.8973 | 0.0019903 |  | 596.9338 | 0.0015935 |  | 605.6122 | 0.0019977 |  | 596.9338 | 0.00958 |  |  |  |  | 596.4913 | 0.66357 |  | 596.9338 | 0.95347 |  | 596.9338 | 0.87897 |  | 590.8973 | 0.043927 |  | 596.9338 | 0.03176 |  | 596.4913 | 0.00346 |  | 594.7023 | 0.0010679 |  | 596.9338 | 0.00021828 |  | 596.9338 | 0.00039492
| 597.1627 | -0.00019919 |  | 597.1627 | -0.00019919 |  | 591.1213 | 0.00043601 |  | 591.12 | 0 |  | 597.1627 | 9.455e-05 |  | 591.1213 | 0.0016153 |  | 597.1627 | 0.00034176 |  | 605.84 | 0.0012368 |  | 597.1627 | 0.00876 |  |  |  |  | 596.7205 | 0.65919 |  | 597.1627 | 0.96094 |  | 597.1627 | 0.88671 |  | 591.1213 | 0.043879 |  | 597.1627 | 0.03164 |  | 596.7205 | 0.00294 |  | 594.9288 | -3.3899e-05 |  | 597.1627 | -0.00071263 |  | 597.1627 | -0.00052331
| 597.3916 | 0.0006918 |  | 597.3916 | 0.0006918 |  | 591.3453 | 0.00139 |  | 591.35 | 0 |  | 597.3916 | 0.00077779 |  | 591.3453 | 0.0013136 |  | 597.3916 | 0.0013579 |  | 606.0677 | 0.0019345 |  | 597.3915 | 0.00934 |  |  |  |  | 596.9497 | 0.65629 |  | 597.3916 | 0.96847 |  | 597.3915 | 0.89108 |  | 591.3453 | 0.045387 |  | 597.3915 | 0.03341 |  | 596.9497 | 0.00374 |  | 595.1553 | 0.0010873 |  | 597.3916 | 0.00028281 |  | 597.3916 | 0.00041068
| 597.6204 | -0.00014083 |  | 597.6204 | -0.00014083 |  | 591.5693 | 0.00010063 |  | 591.57 | 0 |  | 597.6204 | 0.00010308 |  | 591.5693 | 0.0013713 |  | 597.6204 | 0.00052822 |  | 606.2955 | 0.0013314 |  | 597.6204 | 0.0085 |  |  |  |  | 597.179 | 0.65328 |  | 597.6204 | 0.9748 |  | 597.6204 | 0.89274 |  | 591.5693 | 0.045285 |  | 597.6204 | 0.03364 |  | 597.179 | 0.00283 |  | 595.3817 | -1.1817e-05 |  | 597.6204 | -0.00063831 |  | 597.6204 | -0.00023913
| 597.8493 | 0.00093073 |  | 597.8493 | 0.00093073 |  | 591.7933 | 0.00148 |  | 591.79 | 0 |  | 597.8493 | 0.00062925 |  | 591.7933 | 0.0027368 |  | 597.8493 | 0.0012752 |  | 606.5233 | 0.0019043 |  | 597.8493 | 0.00917 |  |  |  |  | 597.4082 | 0.65037 |  | 597.8493 | 0.98057 |  | 597.8493 | 0.8988 |  | 591.7933 | 0.049596 |  | 597.8493 | 0.03554 |  | 597.4082 | 0.00404 |  | 595.6082 | 0.00097672 |  | 597.8493 | -0.00022319 |  | 597.8493 | 0.00050421
| 598.0782 | -0.00031501 |  | 598.0782 | -0.00031501 |  | 592.0173 | 0.00050732 |  | 592.02 | 0 |  | 598.0782 | 0 |  | 592.0173 | 0.00089836 |  | 598.0782 | 0.00050749 |  | 606.7512 | 0.0012771 |  | 598.0782 | 0.00827 |  |  |  |  | 597.6374 | 0.65134 |  | 598.0782 | 0.98544 |  | 598.0782 | 0.90371 |  | 592.0173 | 0.048693 |  | 598.0782 | 0.03542 |  | 597.6374 | 0.00331 |  | 595.8347 | 0.00012738 |  | 598.0782 | -0.00081103 |  | 598.0782 | -0.00044672
| 598.3071 | 0.00070187 |  | 598.3071 | 0.00070187 |  | 592.2413 | 0.00143 |  | 592.24 | 0 |  | 598.3071 | 0.00074088 |  | 592.2413 | 0.0012449 |  | 598.3071 | 0.0015532 |  | 606.979 | 0.0017732 |  | 598.3071 | 0.00896 |  |  |  |  | 597.8667 | 0.65134 |  | 598.3071 | 0.98888 |  | 598.3071 | 0.90631 |  | 592.2413 | 0.051255 |  | 598.3071 | 0.03742 |  | 597.8667 | 0.00385 |  | 596.0612 | 0.0011642 |  | 598.3071 | 0.00043489 |  | 598.3071 | 0.00089104
| 598.536 | -8.6917e-05 |  | 598.536 | -8.6917e-05 |  | 592.4654 | 0.00069974 |  | 592.47 | 0 |  | 598.536 | 0.00014786 |  | 592.4654 | 0.00083931 |  | 598.536 | 0.00072161 |  | 607.2068 | 0.0011201 |  | 598.536 | 0.00816 |  |  |  |  | 598.096 | 0.64821 |  | 598.536 | 0.99002 |  | 598.536 | 0.91014 |  | 592.4654 | 0.051257 |  | 598.536 | 0.0376 |  | 598.096 | 0.00338 |  | 596.2878 | 0.00015906 |  | 598.536 | -0.00079304 |  | 598.536 | -0.00035784
| 598.765 | 0.00075836 |  | 598.765 | 0.00075836 |  | 592.6894 | 0.00092125 |  | 592.69 | 0 |  | 598.765 | 0.00076333 |  | 592.6894 | 0.001299 |  | 598.765 | 0.0015253 |  | 607.4347 | 0.0018284 |  | 598.7649 | 0.00854 |  |  |  |  | 598.3253 | 0.64842 |  | 598.765 | 0.99277 |  | 598.765 | 0.91617 |  | 592.6894 | 0.052371 |  | 598.7649 | 0.03949 |  | 598.3253 | 0.00407 |  | 596.5143 | 0.0010726 |  | 598.765 | 0.00029942 |  | 598.765 | 0.00044411
| 598.9939 | 1.6239e-05 |  | 598.9939 | 1.6239e-05 |  | 592.9135 | 0.0007082 |  | 592.91 | 0 |  | 598.9939 | 0 |  | 592.9135 | 0.00024449 |  | 598.9939 | 0.00096541 |  | 607.6625 | 0.0011822 |  | 598.9939 | 0.00802 |  |  |  |  | 598.5546 | 0.64329 |  | 598.9939 | 0.98994 |  | 598.9939 | 0.92104 |  | 592.9135 | 0.054429 |  | 598.9939 | 0.03972 |  | 598.5545 | 0.00363 |  | 596.7408 | 9.6755e-05 |  | 598.9939 | -0.00042993 |  | 598.9939 | -0.00012377
| 599.2229 | 0.00051774 |  | 599.2229 | 0.00051774 |  | 593.1375 | 0.00129 |  | 593.14 | 0 |  | 599.2229 | 0.00093342 |  | 593.1375 | 0.00091458 |  | 599.2229 | 0.0014895 |  | 607.8904 | 0.0018964 |  | 599.2228 | 0.00831 |  |  |  |  | 598.7839 | 0.64614 |  | 599.2229 | 0.98975 |  | 599.2228 | 0.92565 |  | 593.1375 | 0.05472 |  | 599.2228 | 0.04187 |  | 598.7839 | 0.00464 |  | 596.9674 | 0.0010725 |  | 599.2229 | 4.4166e-05 |  | 599.2229 | 0.0002921
| 599.4518 | 0.00017848 |  | 599.4518 | 0.00017848 |  | 593.3616 | 0.00030084 |  | 593.36 | 0 |  | 599.4518 | 4.7376e-05 |  | 593.3616 | -0.00024739 |  | 599.4518 | 0.00080429 |  | 608.1183 | 0.0011043 |  | 599.4518 | 0.0079 |  |  |  |  | 599.0132 | 0.64078 |  | 599.4518 | 0.98255 |  | 599.4518 | 0.92513 |  | 593.3616 | 0.056598 |  | 599.4518 | 0.04226 |  | 599.0132 | 0.00409 |  | 597.194 | 0.00012234 |  | 599.4518 | -0.001194 |  | 599.4518 | -0.00020626
| 599.6808 | 0.00046498 |  | 599.6808 | 0.00046498 |  | 593.5857 | 0.00156 |  | 593.59 | 0 |  | 599.6808 | 0.00095409 |  | 593.5857 | 0.0020319 |  | 599.6808 | 0.0011455 |  | 608.3461 | 0.0017726 |  | 599.6808 | 0.00811 |  |  |  |  | 599.2425 | 0.63912 |  | 599.6808 | 0.97537 |  | 599.6808 | 0.92942 |  | 593.5857 | 0.059451 |  | 599.6808 | 0.04426 |  | 599.2425 | 0.00472 |  | 597.4205 | 0.0010796 |  | 599.6808 | -0.00025761 |  | 599.6808 | 0.00051767
| 599.9098 | -0.00040301 |  | 599.9098 | -0.00040301 |  | 593.8098 | 0.00087462 |  | 593.81 | 0 |  | 599.9098 | 0 |  | 593.8098 | 0.0015601 |  | 599.9098 | 0.00026973 |  | 608.574 | 0.001119 |  | 599.9098 | 0.00728 |  |  |  |  | 599.4718 | 0.6335 |  | 599.9098 | 0.9624 |  | 599.9098 | 0.93969 |  | 593.8098 | 0.058144 |  | 599.9098 | 0.04426 |  | 599.4719 | 0.00386 |  | 597.6471 | 0.00026098 |  | 599.9098 | -0.0012763 |  | 599.9098 | -0.00061325
| 600.1388 | 0.00062141 |  | 600.1388 | 0.00062141 |  | 594.0339 | 0.00123 |  | 594.03 | 0 |  | 600.1388 | 0.00083987 |  | 594.0339 | 0.0023251 |  | 600.1388 | 0.0012581 |  | 608.8019 | 0.0017506 |  | 600.1388 | 0.00764 |  |  |  |  | 599.7012 | 0.63454 |  | 600.1388 | 0.95118 |  | 600.1388 | 0.93971 |  | 594.0339 | 0.06051 |  | 600.1388 | 0.04622 |  | 599.7012 | 0.00514 |  | 597.8737 | 0.0011274 |  | 600.1388 | -0.00015445 |  | 600.1388 | 0.00019418
| 600.3678 | -0.00017921 |  | 600.3678 | -0.00017921 |  | 594.258 | 0.00091462 |  | 594.26 | 0 |  | 600.3678 | 0.00014092 |  | 594.258 | 0.00069455 |  | 600.3678 | 0.0004613 |  | 609.0299 | 0.0011229 |  | 600.3678 | 0.00726 |  |  |  |  | 599.9306 | 0.63022 |  | 600.3678 | 0.93701 |  | 600.3678 | 0.94167 |  | 594.258 | 0.060252 |  | 600.3678 | 0.0466 |  | 599.9306 | 0.00429 |  | 598.1003 | 0.00045092 |  | 600.3678 | -0.00079981 |  | 600.3678 | -0.00030445
| 600.5968 | 0.00029788 |  | 600.5968 | 0.00029788 |  | 594.4821 | 0.00094689 |  | 594.48 | 0 |  | 600.5968 | 0.00063382 |  | 594.4821 | 0.0015655 |  | 600.5968 | 0.0012954 |  | 609.2578 | 0.0017869 |  | 600.5968 | 0.0076 |  |  |  |  | 600.1599 | 0.62744 |  | 600.5968 | 0.92352 |  | 600.5968 | 0.94681 |  | 594.4821 | 0.063167 |  | 600.5968 | 0.04877 |  | 600.1599 | 0.00511 |  | 598.3269 | 0.0012659 |  | 600.5968 | -0.00028855 |  | 600.5968 | 0.00049226
| 600.8258 | -0.00032487 |  | 600.8258 | -0.00032487 |  | 594.7062 | 0.00044037 |  | 594.71 | 0 |  | 600.8259 | 0 |  | 594.7062 | 0.0014758 |  | 600.8259 | 0.0009263 |  | 609.4857 | 0.001066 |  | 600.8259 | 0.00695 |  |  |  |  | 600.3893 | 0.62767 |  | 600.8259 | 0.91048 |  | 600.8259 | 0.94862 |  | 594.7062 | 0.06108 |  | 600.8259 | 0.04945 |  | 600.3893 | 0.00432 |  | 598.5535 | 0.00040021 |  | 600.8259 | -0.0010922 |  | 600.8259 | -0.00047575
| 601.0549 | 0.00078413 |  | 601.0549 | 0.00078413 |  | 594.9304 | 0.00089984 |  | 594.93 | 0 |  | 601.0549 | 0.00055232 |  | 594.9304 | 0.001711 |  | 601.0549 | 0.0017029 |  | 609.7137 | 0.001731 |  | 601.0549 | 0.00765 |  |  |  |  | 600.6187 | 0.62665 |  | 601.0549 | 0.89468 |  | 601.0549 | 0.9505 |  | 594.9304 | 0.067814 |  | 601.0549 | 0.05165 |  | 600.6187 | 0.00532 |  | 598.7802 | 0.0012342 |  | 601.0549 | 0.00025173 |  | 601.0549 | 0.00052288
| 601.284 | 0.00031915 |  | 601.284 | 0.00031915 |  | 595.1545 | 0.00051519 |  | 595.15 | 0 |  | 601.284 | 0 |  | 595.1545 | 0.00096559 |  | 601.284 | 0.00055707 |  | 609.9417 | 0.0010285 |  | 601.2839 | 0.00699 |  |  |  |  | 600.8481 | 0.62417 |  | 601.284 | 0.87815 |  | 601.2839 | 0.95448 |  | 595.1545 | 0.067393 |  | 601.2839 | 0.05228 |  | 600.8481 | 0.00494 |  | 599.0068 | 0.00040593 |  | 601.284 | -0.00092245 |  | 601.284 | -0.00039318
| 601.513 | 0.0006608 |  | 601.513 | 0.0006608 |  | 595.3787 | 0.00138 |  | 595.38 | 0 |  | 601.513 | 0.00078599 |  | 595.3787 | 0.0016036 |  | 601.513 | 0.0015616 |  | 610.1696 | 0.0016644 |  | 601.513 | 0.00739 |  |  |  |  | 601.0775 | 0.62249 |  | 601.513 | 0.86138 |  | 601.513 | 0.95981 |  | 595.3787 | 0.069528 |  | 601.513 | 0.05449 |  | 601.0775 | 0.0055 |  | 599.2335 | 0.0012209 |  | 601.513 | 0.00017875 |  | 601.513 | 0.00040379
| 601.7421 | -2.8154e-05 |  | 601.7421 | -2.8154e-05 |  | 595.6028 | 0.00074784 |  | 595.6 | 0 |  | 601.7421 | 0.0001213 |  | 595.6028 | 0.00097736 |  | 601.7421 | 0.00062356 |  | 610.3976 | 0.0011388 |  | 601.7421 | 0.00683 |  |  |  |  | 601.307 | 0.62084 |  | 601.7421 | 0.84116 |  | 601.7421 | 0.96389 |  | 595.6028 | 0.070307 |  | 601.7421 | 0.05492 |  | 601.307 | 0.00515 |  | 599.4601 | 0.00035886 |  | 601.7421 | -0.00083929 |  | 601.7421 | -0.00014981
| 601.9712 | 0.00076784 |  | 601.9712 | 0.00076784 |  | 595.827 | 0.00168 |  | 595.83 | 0 |  | 601.9712 | 0.0006173 |  | 595.827 | 0.0015331 |  | 601.9712 | 0.001182 |  | 610.6256 | 0.0017096 |  | 601.9712 | 0.00702 |  |  |  |  | 601.5364 | 0.61878 |  | 601.9712 | 0.82348 |  | 601.9712 | 0.96473 |  | 595.827 | 0.074684 |  | 601.9712 | 0.05722 |  | 601.5364 | 0.00592 |  | 599.6868 | 0.0013059 |  | 601.9712 | 0.00016631 |  | 601.9712 | 0.00054934
| 602.2003 | -0.00016894 |  | 602.2003 | -0.00016894 |  | 596.0512 | 0.00082964 |  | 596.05 | 0 |  | 602.2003 | 0 |  | 596.0512 | -0.00025158 |  | 602.2003 | 0.00048741 |  | 610.8536 | 0.00098944 |  | 602.2003 | 0.00647 |  |  |  |  | 601.7659 | 0.61533 |  | 602.2003 | 0.80253 |  | 602.2003 | 0.9663 |  | 596.0512 | 0.071699 |  | 602.2003 | 0.05799 |  | 601.7659 | 0.00526 |  | 599.9135 | 0.00033912 |  | 602.2003 | -0.00074682 |  | 602.2003 | -0.00038667
| 602.4294 | 0.00055006 |  | 602.4294 | 0.00055006 |  | 596.2754 | 0.00088097 |  | 596.28 | 0 |  | 602.4294 | 0.0008209 |  | 596.2755 | 0.0018767 |  | 602.4294 | 0.0010907 |  | 611.0816 | 0.0016964 |  | 602.4294 | 0.00684 |  |  |  |  | 601.9953 | 0.6136 |  | 602.4294 | 0.77952 |  | 602.4294 | 0.97044 |  | 596.2755 | 0.076502 |  | 602.4294 | 0.06039 |  | 601.9953 | 0.0061 |  | 600.1401 | 0.0014651 |  | 602.4294 | -0.00025316 |  | 602.4294 | 0.00035458
| 602.6585 | 5.3668e-07 |  | 602.6585 | 5.3668e-07 |  | 596.4996 | 0.00054024 |  | 596.5 | 0 |  | 602.6585 | 0 |  | 596.4996 | -0.00024605 |  | 602.6585 | 9.1089e-05 |  | 611.3096 | 0.0010421 |  | 602.6585 | 0.00613 |  |  |  |  | 602.2248 | 0.60763 |  | 602.6585 | 0.7571 |  | 602.6585 | 0.97569 |  | 596.4996 | 0.075971 |  | 602.6585 | 0.0605 |  | 602.2248 | 0.00552 |  | 600.3668 | 0.00038895 |  | 602.6585 | -0.00099836 |  | 602.6585 | -0.0004001
| 602.8877 | 0.00046218 |  | 602.8877 | 0.00046218 |  | 596.7239 | 0.00090464 |  | 596.72 | 0 |  | 602.8877 | 0.00087116 |  | 596.7239 | 0.00071548 |  | 602.8877 | 0.0007041 |  | 611.5377 | 0.0016886 |  | 602.8876 | 0.0066 |  |  |  |  | 602.4543 | 0.60934 |  | 602.8877 | 0.73934 |  | 602.8876 | 0.9803 |  | 596.7239 | 0.081966 |  | 602.8876 | 0.06328 |  | 602.4543 | 0.00608 |  | 600.5935 | 0.0014093 |  | 602.8877 | -0.00031285 |  | 602.8877 | 0.00035911
| 603.1168 | -8.2757e-05 |  | 603.1168 | -8.2757e-05 |  | 596.9481 | 0.00019243 |  | 596.95 | 0 |  | 603.1168 | 5.067e-05 |  | 596.9481 | 0.00051191 |  | 603.1168 | 0.00039427 |  | 611.7657 | 0.0010418 |  | 603.1168 | 0.00612 |  |  |  |  | 602.6838 | 0.60548 |  | 603.1168 | 0.71657 |  | 603.1168 | 0.97849 |  | 596.9481 | 0.08114 |  | 603.1168 | 0.06425 |  | 602.6838 | 0.00581 |  | 600.8203 | 0.00045384 |  | 603.1168 | -0.00050384 |  | 603.1168 | -0.00028587
| 603.346 | 0.00056098 |  | 603.346 | 0.00056098 |  | 597.1723 | 0.00111 |  | 597.17 | 0 |  | 603.346 | 0.00065222 |  | 597.1723 | 0.00090948 |  | 603.346 | 0.0010468 |  | 611.9938 | 0.0016257 |  | 603.346 | 0.00659 |  |  |  |  | 602.9133 | 0.60022 |  | 603.346 | 0.69292 |  | 603.3459 | 0.97743 |  | 597.1723 | 0.086102 |  | 603.346 | 0.06632 |  | 602.9133 | 0.00645 |  | 601.047 | 0.0015406 |  | 603.346 | -0.0002961 |  | 603.346 | 0.00034105
| 603.5751 | -6.058e-05 |  | 603.5751 | -6.058e-05 |  | 597.3966 | 0.00117 |  | 597.4 | 0 |  | 603.5751 | 7.7944e-05 |  | 597.3965 | 0.001812 |  | 603.5751 | 0.00084779 |  | 612.2218 | 0.00096454 |  | 603.5751 | 0.00595 |  |  |  |  | 603.1428 | 0.59711 |  | 603.5751 | 0.67335 |  | 603.5751 | 0.98052 |  | 597.3965 | 0.083583 |  | 603.5751 | 0.0672 |  | 603.1428 | 0.00615 |  | 601.2737 | 0.00054598 |  | 603.5751 | -0.00096455 |  | 603.5751 | -0.00020224
| 603.8043 | 0.00057538 |  | 603.8043 | 0.00057538 |  | 597.6209 | 0.00085709 |  | 597.62 | 0 |  | 603.8043 | 0.00081509 |  | 597.6208 | 0.0010679 |  | 603.8043 | 0.00098315 |  | 612.4499 | 0.0016426 |  | 603.8043 | 0.00631 |  |  |  |  | 603.3724 | 0.59754 |  | 603.8043 | 0.65155 |  | 603.8043 | 0.9831 |  | 597.6208 | 0.087155 |  | 603.8043 | 0.06944 |  | 603.3724 | 0.00697 |  | 601.5005 | 0.0014666 |  | 603.8043 | 0.00020628 |  | 603.8043 | 0.00055645
| 604.0335 | 0.00010403 |  | 604.0335 | 0.00010403 |  | 597.8451 | 0.00026041 |  | 597.85 | 0 |  | 604.0335 | 1.0836e-05 |  | 597.8451 | -0.00010497 |  | 604.0335 | 0.00083522 |  | 612.678 | 0.0010443 |  | 604.0335 | 0.00589 |  |  |  |  | 603.6019 | 0.59589 |  | 604.0335 | 0.62861 |  | 604.0335 | 0.9846 |  | 597.8451 | 0.087946 |  | 604.0335 | 0.07061 |  | 603.6019 | 0.00662 |  | 601.7272 | 0.00052679 |  | 604.0335 | -0.00016997 |  | 604.0335 | -0.00016775
| 604.2627 | 0.00071676 |  | 604.2627 | 0.00071676 |  | 598.0694 | 0.00116 |  | 598.07 | 0 |  | 604.2627 | 0.00056974 |  | 598.0694 | 0.0021553 |  | 604.2627 | 0.001575 |  | 612.9061 | 0.0016495 |  | 604.2627 | 0.00634 |  |  |  |  | 603.8315 | 0.59392 |  | 604.2627 | 0.60971 |  | 604.2627 | 0.98871 |  | 598.0694 | 0.092489 |  | 604.2627 | 0.0735 |  | 603.8315 | 0.00723 |  | 601.954 | 0.0015462 |  | 604.2627 | 0.00028257 |  | 604.2627 | 0.00060555
| 604.4919 | 0.00018334 |  | 604.4919 | 0.00018334 |  | 598.2936 | 0.00028163 |  | 598.29 | 0 |  | 604.4919 | 3.6276e-05 |  | 598.2936 | 0.00089903 |  | 604.4919 | 0.00089658 |  | 613.1342 | 0.0010216 |  | 604.4919 | 0.00571 |  |  |  |  | 604.061 | 0.59046 |  | 604.4919 | 0.58746 |  | 604.4919 | 0.98762 |  | 598.2936 | 0.091491 |  | 604.4919 | 0.07431 |  | 604.0611 | 0.00663 |  | 602.1808 | 0.00069753 |  | 604.4919 | -0.00037349 |  | 604.4919 | -1.766e-05
| 604.7211 | 0.00074075 |  | 604.7211 | 0.00074075 |  | 598.5179 | 0.00104 |  | 598.52 | 0 |  | 604.7211 | 0.00066886 |  | 598.5179 | 0.0015468 |  | 604.7211 | 0.00085657 |  | 613.3622 | 0.001544 |  | 604.7211 | 0.00601 |  |  |  |  | 604.2906 | 0.58544 |  | 604.7211 | 0.56701 |  | 604.7211 | 0.9855 |  | 598.5179 | 0.095455 |  | 604.7211 | 0.07644 |  | 604.2906 | 0.00735 |  | 602.4075 | 0.0015688 |  | 604.7211 | 0.00023669 |  | 604.7211 | 0.00062447
| 604.9504 | -0.00013008 |  | 604.9504 | -0.00013008 |  | 598.7423 | 0.00125 |  | 598.74 | 0 |  | 604.9504 | 5.0842e-05 |  | 598.7422 | 0.00039643 |  | 604.9504 | 0.00031496 |  | 613.5904 | 0.00091939 |  | 604.9504 | 0.00545 |  |  |  |  | 604.5202 | 0.58542 |  | 604.9504 | 0.5462 |  | 604.9504 | 0.98881 |  | 598.7422 | 0.09643 |  | 604.9504 | 0.07777 |  | 604.5202 | 0.00698 |  | 602.6343 | 0.00070675 |  | 604.9504 | -0.0010145 |  | 604.9504 | -0.00015875
| 605.1796 | 0.00054382 |  | 605.1796 | 0.00054382 |  | 598.9666 | 0.00061701 |  | 598.97 | 0 |  | 605.1796 | 0.00074642 |  | 598.9666 | 0.0012638 |  | 605.1796 | 0.0011145 |  | 613.8185 | 0.0015216 |  | 605.1796 | 0.00589 |  |  |  |  | 604.7498 | 0.58317 |  | 605.1796 | 0.52729 |  | 605.1796 | 0.992 |  | 598.9666 | 0.098164 |  | 605.1796 | 0.08063 |  | 604.7498 | 0.00805 |  | 602.8611 | 0.0017306 |  | 605.1796 | -0.00024113 |  | 605.1796 | 0.00040509
| 605.4089 | -0.00020552 |  | 605.4089 | -0.00020552 |  | 599.1909 | 0.00049643 |  | 599.19 | 0 |  | 605.4089 | 2.3698e-05 |  | 599.1909 | 6.5152e-06 |  | 605.4089 | 0.00055786 |  | 614.0467 | 0.00081334 |  | 605.4089 | 0.00536 |  |  |  |  | 604.9794 | 0.57783 |  | 605.4089 | 0.50694 |  | 605.4089 | 0.99626 |  | 599.1909 | 0.10152 |  | 605.4089 | 0.08096 |  | 604.9794 | 0.00726 |  | 603.088 | 0.00074606 |  | 605.4089 | -0.00079982 |  | 605.4089 | 6.8873e-05
| 605.6382 | 0.00102 |  | 605.6382 | 0.00102 |  | 599.4153 | 0.0013 |  | 599.42 | 0 |  | 605.6382 | 0.00068467 |  | 599.4153 | 0.0016172 |  | 605.6382 | 0.0017972 |  | 614.2748 | 0.0015378 |  | 605.6382 | 0.00591 |  |  |  |  | 605.2091 | 0.57927 |  | 605.6382 | 0.4899 |  | 605.6382 | 0.99278 |  | 599.4153 | 0.10463 |  | 605.6382 | 0.08441 |  | 605.2091 | 0.00862 |  | 603.3148 | 0.001643 |  | 605.6382 | 0.00047488 |  | 605.6382 | 0.00096433
| 605.8674 | -0.00013746 |  | 605.8674 | -0.00013746 |  | 599.6396 | 0.00090219 |  | 599.64 | 0 |  | 605.8674 | 0 |  | 599.6396 | 0.00035515 |  | 605.8674 | 0.00033774 |  | 614.503 | 0.00098934 |  | 605.8674 | 0.00516 |  |  |  |  | 605.4387 | 0.57648 |  | 605.8674 | 0.47087 |  | 605.8674 | 0.99368 |  | 599.6396 | 0.10732 |  | 605.8674 | 0.08535 |  | 605.4387 | 0.00797 |  | 603.5416 | 0.00087844 |  | 605.8674 | -0.0008663 |  | 605.8674 | -2.3542e-05
| 606.0967 | 0.00059103 |  | 606.0967 | 0.00059103 |  | 599.864 | 0.00149 |  | 599.86 | 0 |  | 606.0967 | 0.00087211 |  | 599.864 | 0.00071594 |  | 606.0967 | 0.0014889 |  | 614.7311 | 0.0014649 |  | 606.0967 | 0.00554 |  |  |  |  | 605.6683 | 0.57384 |  | 606.0967 | 0.45447 |  | 606.0967 | 0.99312 |  | 599.864 | 0.1087 |  | 606.0967 | 0.08769 |  | 605.6684 | 0.00867 |  | 603.7685 | 0.0018192 |  | 606.0967 | 5.2706e-05 |  | 606.0967 | 0.00078423
| 606.326 | -7.3815e-06 |  | 606.326 | -7.3815e-06 |  | 600.0883 | 0.00115 |  | 600.09 | 0 |  | 606.326 | 9.6474e-05 |  | 600.0883 | 0.001322 |  | 606.326 | 0.00023861 |  | 614.9594 | 0.00082519 |  | 606.3261 | 0.00507 |  |  |  |  | 605.898 | 0.57264 |  | 606.326 | 0.43739 |  | 606.326 | 0.99751 |  | 600.0883 | 0.10983 |  | 606.3261 | 0.08863 |  | 605.898 | 0.00801 |  | 603.9953 | 0.0009946 |  | 606.326 | -0.00060438 |  | 606.326 | -0.00026503
| 606.5554 | 0.00061415 |  | 606.5554 | 0.00061415 |  | 600.3127 | 0.00114 |  | 600.31 | 0 |  | 606.5554 | 0.00071777 |  | 600.3127 | 0.0012608 |  | 606.5554 | 0.0011396 |  | 615.1876 | 0.0015774 |  | 606.5554 | 0.00547 |  |  |  |  | 606.1277 | 0.56973 |  | 606.5554 | 0.42096 |  | 606.5554 | 0.99579 |  | 600.3127 | 0.11577 |  | 606.5554 | 0.09165 |  | 606.1277 | 0.00947 |  | 604.2222 | 0.0019164 |  | 606.5554 | 0.00021105 |  | 606.5554 | 0.000616
| 606.7847 | -0.00018913 |  | 606.7847 | -0.00018913 |  | 600.5371 | 0.00099945 |  | 600.54 | 0 |  | 606.7847 | 0 |  | 600.5371 | 0.00084758 |  | 606.7847 | 0.00051531 |  | 615.4157 | 0.00080014 |  | 606.7847 | 0.00495 |  |  |  |  | 606.3574 | 0.56651 |  | 606.7847 | 0.40436 |  | 606.7847 | 1 |  | 600.5371 | 0.11462 |  | 606.7847 | 0.09333 |  | 606.3574 | 0.00895 |  | 604.449 | 0.00089781 |  | 606.7847 | -0.0006584 |  | 606.7847 | -0.00016207
| 607.014 | 0.00041228 |  | 607.014 | 0.00041228 |  | 600.7615 | 0.00107 |  | 600.76 | 0 |  | 607.014 | 0.00063561 |  | 600.7615 | 0.0015762 |  | 607.014 | 0.0012523 |  | 615.6439 | 0.0014859 |  | 607.014 | 0.00525 |  |  |  |  | 606.5871 | 0.56699 |  | 607.014 | 0.3898 |  | 607.014 | 0.9941 |  | 600.7615 | 0.12045 |  | 607.014 | 0.09588 |  | 606.587 | 0.00927 |  | 604.676 | 0.0019684 |  | 607.014 | 3.338e-05 |  | 607.014 | 0.00053485
| 607.2434 | -0.00015641 |  | 607.2434 | -0.00015641 |  | 600.9859 | 0.00018623 |  | 600.99 | 0 |  | 607.2434 | 4.1616e-05 |  | 600.9859 | 0.00089885 |  | 607.2434 | 0.00050932 |  | 615.8722 | 0.0008577 |  | 607.2433 | 0.0048 |  |  |  |  | 606.8168 | 0.56431 |  | 607.2434 | 0.37437 |  | 607.2433 | 0.99816 |  | 600.9859 | 0.12198 |  | 607.2433 | 0.09712 |  | 606.8167 | 0.00906 |  | 604.9028 | 0.0010327 |  | 607.2434 | -0.00083768 |  | 607.2434 | 0.00016206
| 607.4727 | 0.0002942 |  | 607.4727 | 0.0002942 |  | 601.2103 | 0.00089244 |  | 601.21 | 0 |  | 607.4727 | 0.00040559 |  | 601.2103 | 0.0012747 |  | 607.4727 | 0.0010042 |  | 616.1004 | 0.0014348 |  | 607.4727 | 0.0051 |  |  |  |  | 607.0465 | 0.56141 |  | 607.4727 | 0.35974 |  | 607.4727 | 0.99621 |  | 601.2103 | 0.12579 |  | 607.4727 | 0.0999 |  | 607.0465 | 0.01001 |  | 605.1298 | 0.00208 |  | 607.4727 | 0.00012368 |  | 607.4727 | 0.00041496
| 607.7021 | -0.00011181 |  | 607.7021 | -0.00011181 |  | 601.4348 | 0.00034464 |  | 601.43 | 0 |  | 607.7021 | 0 |  | 601.4348 | 0.00041544 |  | 607.7021 | 8.3493e-05 |  | 616.3287 | 0.00087497 |  | 607.7021 | 0.00446 |  |  |  |  | 607.2762 | 0.5607 |  | 607.7021 | 0.34537 |  | 607.7021 | 0.99379 |  | 601.4348 | 0.12553 |  | 607.7021 | 0.10179 |  | 607.2762 | 0.0095 |  | 605.3566 | 0.0010338 |  | 607.7021 | -0.00066829 |  | 607.7021 | 3.9064e-05
| 607.9315 | 0.000536 |  | 607.9315 | 0.000536 |  | 601.6592 | 0.00147 |  | 601.66 | 0 |  | 607.9315 | 0.00064138 |  | 601.6592 | 0.0019274 |  | 607.9315 | 0.001246 |  | 616.5569 | 0.0013834 |  | 607.9315 | 0.00507 |  |  |  |  | 607.5059 | 0.55814 |  | 607.9315 | 0.33324 |  | 607.9315 | 0.99586 |  | 601.6592 | 0.13236 |  | 607.9315 | 0.10428 |  | 607.5059 | 0.01066 |  | 605.5836 | 0.002219 |  | 607.9315 | 0.00027773 |  | 607.9315 | 0.00060067
| 608.1609 | -0.00017159 |  | 608.1609 | -0.00017159 |  | 601.8836 | -8.2192e-05 |  | 601.88 | 0 |  | 608.1609 | 0 |  | 601.8836 | 0.00071175 |  | 608.1609 | 0.00041271 |  | 616.7852 | 0.00085977 |  | 608.1609 | 0.00443 |  |  |  |  | 607.7357 | 0.55824 |  | 608.1609 | 0.31978 |  | 608.1609 | 0.99513 |  | 601.8836 | 0.13389 |  | 608.1609 | 0.10598 |  | 607.7357 | 0.01026 |  | 605.8105 | 0.0010816 |  | 608.1609 | -0.00082538 |  | 608.1609 | -5.3246e-05
| 608.3903 | 0.00082973 |  | 608.3903 | 0.00082973 |  | 602.1081 | 0.00211 |  | 602.11 | 0 |  | 608.3903 | 0.00068632 |  | 602.1081 | 0.0021959 |  | 608.3903 | 0.0017967 |  | 617.0134 | 0.0014755 |  | 608.3903 | 0.00522 |  |  |  |  | 607.9654 | 0.55218 |  | 608.3903 | 0.30699 |  | 608.3903 | 0.99644 |  | 602.1081 | 0.13492 |  | 608.3903 | 0.10889 |  | 607.9655 | 0.01092 |  | 606.0375 | 0.0022836 |  | 608.3903 | 0.00065294 |  | 608.3903 | 0.00095845
| 608.6197 | 0.00024184 |  | 608.6197 | 0.00024184 |  | 602.3325 | 0.00059524 |  | 602.33 | 0 |  | 608.6197 | 0.00018184 |  | 602.3325 | 0.00066311 |  | 608.6197 | 0.00095004 |  | 617.2418 | 0.00077535 |  | 608.6197 | 0.00454 |  |  |  |  | 608.1952 | 0.55041 |  | 608.6197 | 0.29352 |  | 608.6197 | 0.99182 |  | 602.3325 | 0.13819 |  | 608.6197 | 0.11009 |  | 608.1952 | 0.01069 |  | 606.2644 | 0.0012561 |  | 608.6197 | -0.00051846 |  | 608.6197 | 0.00018417
| 608.8491 | 0.0005697 |  | 608.8491 | 0.0005697 |  | 602.557 | 0.00085938 |  | 602.56 | 0 |  | 608.8491 | 0.00055765 |  | 602.557 | 0.0015409 |  | 608.8491 | 0.0014223 |  | 617.47 | 0.0014394 |  | 608.8491 | 0.00484 |  |  |  |  | 608.425 | 0.54821 |  | 608.8491 | 0.28344 |  | 608.8491 | 0.98847 |  | 602.557 | 0.14206 |  | 608.8491 | 0.11307 |  | 608.425 | 0.01138 |  | 606.4914 | 0.0023364 |  | 608.8491 | 0.00027029 |  | 608.8491 | 0.00080427
| 609.0786 | 5.6287e-05 |  | 609.0786 | 5.6287e-05 |  | 602.7815 | 0.00049835 |  | 602.78 | 0 |  | 609.0786 | 0 |  | 602.7815 | 0.00068388 |  | 609.0786 | 0.0010458 |  | 617.6984 | 0.00076318 |  | 609.0785 | 0.00452 |  |  |  |  | 608.6548 | 0.54445 |  | 609.0786 | 0.27056 |  | 609.0786 | 0.98548 |  | 602.7815 | 0.14424 |  | 609.0785 | 0.11415 |  | 608.6548 | 0.01116 |  | 606.7183 | 0.001264 |  | 609.0786 | -0.00018689 |  | 609.0786 | 8.1396e-05
| 609.308 | 0.00062643 |  | 609.308 | 0.00062643 |  | 603.006 | 0.00065025 |  | 603.01 | 0 |  | 609.308 | 0.00067643 |  | 603.006 | 0.0012548 |  | 609.308 | 0.0013341 |  | 617.9266 | 0.0014319 |  | 609.308 | 0.0047 |  |  |  |  | 608.8846 | 0.54274 |  | 609.308 | 0.25968 |  | 609.308 | 0.98344 |  | 603.006 | 0.14869 |  | 609.308 | 0.11704 |  | 608.8846 | 0.01224 |  | 606.9453 | 0.0025289 |  | 609.308 | 0.000181 |  | 609.308 | 0.00056308
| 609.5375 | -9.1744e-05 |  | 609.5375 | -9.1744e-05 |  | 603.2305 | 0.00022877 |  | 603.23 | 0 |  | 609.5375 | 0 |  | 603.2305 | 0.00029138 |  | 609.5375 | 0.00047643 |  | 618.155 | 0.00077007 |  | 609.5375 | 0.00431 |  |  |  |  | 609.1144 | 0.53946 |  | 609.5375 | 0.24931 |  | 609.5375 | 0.98507 |  | 603.2305 | 0.15212 |  | 609.5375 | 0.11948 |  | 609.1144 | 0.01159 |  | 607.1723 | 0.0014516 |  | 609.5375 | -0.0006123 |  | 609.5375 | 5.8081e-05
| 609.767 | 0.00061371 |  | 609.767 | 0.00061371 |  | 603.455 | 0.0011 |  | 603.46 | 0 |  | 609.767 | 0.00061947 |  | 603.455 | 0.00099666 |  | 609.767 | 0.0012184 |  | 618.3833 | 0.0013389 |  | 609.767 | 0.00472 |  |  |  |  | 609.3442 | 0.53959 |  | 609.767 | 0.24 |  | 609.767 | 0.98226 |  | 603.455 | 0.15586 |  | 609.767 | 0.12298 |  | 609.3442 | 0.01277 |  | 607.3993 | 0.0024098 |  | 609.767 | 5.3052e-05 |  | 609.767 | 0.00067741
| 609.9964 | -0.00016275 |  | 609.9964 | -0.00016275 |  | 603.6795 | 0.00070543 |  | 603.68 | 0 |  | 609.9964 | 6.1445e-05 |  | 603.6795 | -0.00011801 |  | 609.9964 | 0.00030864 |  | 618.6116 | 0.00077678 |  | 609.9965 | 0.00404 |  |  |  |  | 609.5741 | 0.53812 |  | 609.9964 | 0.22963 |  | 609.9965 | 0.98572 |  | 603.6795 | 0.15779 |  | 609.9965 | 0.1246 |  | 609.5741 | 0.01205 |  | 607.6263 | 0.001597 |  | 609.9964 | -0.00094967 |  | 609.9964 | -0.00010487
| 610.226 | 0.00053932 |  | 610.226 | 0.00053932 |  | 603.904 | 0.0009619 |  | 603.9 | 0 |  | 610.2259 | 0.00080125 |  | 603.9041 | 0.001531 |  | 610.2259 | 0.0010875 |  | 618.84 | 0.0013858 |  | 610.226 | 0.0045 |  |  |  |  | 609.8039 | 0.5331 |  | 610.2259 | 0.22072 |  | 610.226 | 0.97734 |  | 603.9041 | 0.16463 |  | 610.226 | 0.12798 |  | 609.8039 | 0.01306 |  | 607.8533 | 0.0026016 |  | 610.2259 | 9.7097e-05 |  | 610.2259 | 0.00064969
| 610.4555 | -0.00022368 |  | 610.4555 | -0.00022368 |  | 604.1286 | 0.00119 |  | 604.13 | 0 |  | 610.4555 | 7.6184e-05 |  | 604.1286 | 0.00067622 |  | 610.4555 | 0.00023845 |  | 619.0684 | 0.00073394 |  | 610.4554 | 0.00391 |  |  |  |  | 610.0338 | 0.52965 |  | 610.4555 | 0.20999 |  | 610.4554 | 0.9774 |  | 604.1286 | 0.17012 |  | 610.4554 | 0.12949 |  | 610.0338 | 0.01304 |  | 608.0804 | 0.0014759 |  | 610.4555 | -0.00075664 |  | 610.4555 | 0.00024396
| 610.685 | 0.0005177 |  | 610.685 | 0.0005177 |  | 604.3532 | 0.00117 |  | 604.35 | 0 |  | 610.685 | 0.00049013 |  | 604.3531 | 0.00054497 |  | 610.685 | 0.0012322 |  | 619.2968 | 0.0013651 |  | 610.685 | 0.00435 |  |  |  |  | 610.2637 | 0.52917 |  | 610.685 | 0.20191 |  | 610.685 | 0.97369 |  | 604.3531 | 0.17095 |  | 610.685 | 0.13271 |  | 610.2637 | 0.01395 |  | 608.3074 | 0.0026123 |  | 610.685 | -1.3123e-05 |  | 610.685 | 0.00051907
| 610.9145 | -0.00022366 |  | 610.9145 | -0.00022366 |  | 604.5777 | 0.00058505 |  | 604.58 | 0 |  | 610.9145 | 0 |  | 604.5777 | 0.0012952 |  | 610.9145 | 0.0002353 |  | 619.5251 | 0.00074144 |  | 610.9145 | 0.00379 |  |  |  |  | 610.4936 | 0.52302 |  | 610.9145 | 0.19289 |  | 610.9145 | 0.96845 |  | 604.5777 | 0.17436 |  | 610.9145 | 0.13408 |  | 610.4936 | 0.01322 |  | 608.5345 | 0.0017251 |  | 610.9145 | -0.0011263 |  | 610.9145 | 7.9157e-05
| 611.144 | 0.0004287 |  | 611.144 | 0.0004287 |  | 604.8023 | 0.00109 |  | 604.8 | 0 |  | 611.144 | 0.00039538 |  | 604.8023 | 0.0015872 |  | 611.144 | 0.0012335 |  | 619.7535 | 0.0013947 |  | 611.144 | 0.00427 |  |  |  |  | 610.7235 | 0.52301 |  | 611.144 | 0.18586 |  | 611.144 | 0.96762 |  | 604.8023 | 0.17994 |  | 611.144 | 0.13798 |  | 610.7235 | 0.01466 |  | 608.7615 | 0.0027228 |  | 611.144 | 0.00049029 |  | 611.144 | 0.00082976
| 611.3736 | -5.9649e-05 |  | 611.3736 | -5.9649e-05 |  | 605.0269 | 0.00121 |  | 605.03 | 0 |  | 611.3736 | 0.00016353 |  | 605.0269 | 0.00082446 |  | 611.3736 | 0.00015513 |  | 619.9819 | 0.00075554 |  | 611.3736 | 0.00374 |  |  |  |  | 610.9534 | 0.52236 |  | 611.3736 | 0.17698 |  | 611.3736 | 0.96934 |  | 605.0269 | 0.18383 |  | 611.3736 | 0.14067 |  | 610.9534 | 0.01394 |  | 608.9886 | 0.0018345 |  | 611.3736 | -0.00071796 |  | 611.3736 | -4.3105e-05
| 611.6032 | 0.00059856 |  | 611.6032 | 0.00059856 |  | 605.2515 | 0.00167 |  | 605.25 | 0 |  | 611.6032 | 0.00076656 |  | 605.2515 | 0.00040023 |  | 611.6032 | 0.0012061 |  | 620.2104 | 0.0013028 |  | 611.6032 | 0.00421 |  |  |  |  | 611.1833 | 0.52093 |  | 611.6032 | 0.17193 |  | 611.6031 | 0.96905 |  | 605.2515 | 0.18837 |  | 611.6032 | 0.14435 |  | 611.1833 | 0.01542 |  | 609.2157 | 0.0029853 |  | 611.6032 | 0.0005112 |  | 611.6032 | 0.00089879
| 611.8327 | -0.00020281 |  | 611.8327 | -0.00020281 |  | 605.4761 | 0.00038642 |  | 605.48 | 0 |  | 611.8327 | 0 |  | 605.4761 | 0.00029214 |  | 611.8327 | 0.00020389 |  | 620.4388 | 0.00065419 |  | 611.8327 | 0.00357 |  |  |  |  | 611.4132 | 0.51809 |  | 611.8327 | 0.16373 |  | 611.8327 | 0.96577 |  | 605.4761 | 0.19202 |  | 611.8327 | 0.14662 |  | 611.4132 | 0.01445 |  | 609.4427 | 0.0021624 |  | 611.8327 | -0.00066551 |  | 611.8327 | 0.00011155
| 612.0623 | 0.00040439 |  | 612.0623 | 0.00040439 |  | 605.7007 | 0.00157 |  | 605.7 | 0 |  | 612.0623 | 0.00042769 |  | 605.7007 | 0.001892 |  | 612.0623 | 0.0012407 |  | 620.6672 | 0.0012633 |  | 612.0623 | 0.00391 |  |  |  |  | 611.6432 | 0.51483 |  | 612.0623 | 0.15727 |  | 612.0623 | 0.96221 |  | 605.7007 | 0.19942 |  | 612.0623 | 0.15017 |  | 611.6431 | 0.01574 |  | 609.6699 | 0.0029556 |  | 612.0623 | -0.00028309 |  | 612.0623 | 0.00088806
| 612.2919 | 8.2215e-06 |  | 612.2919 | 8.2215e-06 |  | 605.9253 | -0.0002201 |  | 605.93 | 0 |  | 612.2919 | 0.00011775 |  | 605.9253 | 0.0010469 |  | 612.2919 | 0.0002834 |  | 620.8957 | 0.0007153 |  | 612.2919 | 0.0037 |  |  |  |  | 611.8731 | 0.51095 |  | 612.2919 | 0.15032 |  | 612.2919 | 0.96413 |  | 605.9253 | 0.20399 |  | 612.2919 | 0.15269 |  | 611.8731 | 0.01556 |  | 609.897 | 0.0020256 |  | 612.2919 | -0.0004279 |  | 612.2919 | 9.5422e-05
| 612.5215 | 0.000446 |  | 612.5215 | 0.000446 |  | 606.1499 | 0.00149 |  | 606.15 | 0 |  | 612.5215 | 0.00064937 |  | 606.1499 | 0.0017348 |  | 612.5215 | 0.00077952 |  | 621.1241 | 0.0013517 |  | 612.5216 | 0.00382 |  |  |  |  | 612.1031 | 0.51051 |  | 612.5215 | 0.14453 |  | 612.5215 | 0.95758 |  | 606.1499 | 0.20856 |  | 612.5216 | 0.15586 |  | 612.1031 | 0.01658 |  | 610.1241 | 0.0030613 |  | 612.5215 | -0.00012723 |  | 612.5215 | 0.00066013
| 612.7511 | 1.693e-05 |  | 612.7511 | 1.693e-05 |  | 606.3746 | 0.00081099 |  | 606.37 | 0 |  | 612.7511 | 4.806e-05 |  | 606.3746 | 0.0016595 |  | 612.7511 | 0.00044024 |  | 621.3526 | 0.00078368 |  | 612.7512 | 0.00351 |  |  |  |  | 612.333 | 0.50815 |  | 612.7511 | 0.13786 |  | 612.7512 | 0.95987 |  | 606.3746 | 0.21087 |  | 612.7512 | 0.15883 |  | 612.333 | 0.01647 |  | 610.3512 | 0.0021342 |  | 612.7511 | -0.00077317 |  | 612.7511 | -2.8947e-05
| 612.9808 | 0.00057085 |  | 612.9808 | 0.00057085 |  | 606.5992 | 0.0007368 |  | 606.6 | 0 |  | 612.9808 | 0.00056622 |  | 606.5992 | 0.00058038 |  | 612.9808 | 0.0012893 |  | 621.5811 | 0.0013804 |  | 612.9808 | 0.00388 |  |  |  |  | 612.563 | 0.50242 |  | 612.9808 | 0.13188 |  | 612.9808 | 0.95263 |  | 606.5992 | 0.21674 |  | 612.9808 | 0.16215 |  | 612.563 | 0.01752 |  | 610.5784 | 0.0033531 |  | 612.9808 | 0.00051401 |  | 612.9808 | 0.00081578
| 613.2104 | -0.00014539 |  | 613.2104 | -0.00014539 |  | 606.8238 | 0.00035023 |  | 606.82 | 0 |  | 613.2104 | 0 |  | 606.8239 | 0.0011232 |  | 613.2104 | 0.00045823 |  | 621.8096 | 0.00075993 |  | 613.2104 | 0.00333 |  |  |  |  | 612.793 | 0.50133 |  | 613.2104 | 0.12593 |  | 613.2104 | 0.94968 |  | 606.8239 | 0.2228 |  | 613.2104 | 0.1654 |  | 612.793 | 0.0172 |  | 610.8055 | 0.0023771 |  | 613.2104 | -0.00068398 |  | 613.2104 | -0.0002614
| 613.4401 | 0.00056044 |  | 613.4401 | 0.00056044 |  | 607.0485 | 0.00084576 |  | 607.05 | 0 |  | 613.4401 | 0.00080351 |  | 607.0485 | 0.0014687 |  | 613.4401 | 0.0014535 |  | 622.0381 | 0.0013094 |  | 613.4401 | 0.00385 |  |  |  |  | 613.023 | 0.50187 |  | 613.4401 | 0.12162 |  | 613.4401 | 0.95072 |  | 607.0485 | 0.2286 |  | 613.4401 | 0.16944 |  | 613.023 | 0.01848 |  | 611.0327 | 0.0034557 |  | 613.4401 | 0.00050274 |  | 613.4401 | 0.00076092
| 613.6697 | -0.00031039 |  | 613.6697 | -0.00031039 |  | 607.2732 | 0.00059159 |  | 607.27 | 0 |  | 613.6697 | 2.0946e-05 |  | 607.2733 | 0.00090915 |  | 613.6697 | 0.00050806 |  | 622.2666 | 0.0007125 |  | 613.6697 | 0.00324 |  |  |  |  | 613.2531 | 0.49757 |  | 613.6697 | 0.11633 |  | 613.6697 | 0.9486 |  | 607.2733 | 0.23247 |  | 613.6697 | 0.17182 |  | 613.2531 | 0.01768 |  | 611.2598 | 0.0023516 |  | 613.6697 | -0.0011026 |  | 613.6697 | -2.6452e-05
| 613.8994 | 0.00057755 |  | 613.8994 | 0.00057755 |  | 607.4979 | 0.00087158 |  | 607.5 | 0 |  | 613.8994 | 0.00046153 |  | 607.4979 | 0.0018546 |  | 613.8994 | 0.0014373 |  | 622.4951 | 0.0012786 |  | 613.8994 | 0.00372 |  |  |  |  | 613.4831 | 0.49806 |  | 613.8994 | 0.112 |  | 613.8994 | 0.94691 |  | 607.4979 | 0.24064 |  | 613.8994 | 0.17613 |  | 613.4831 | 0.01921 |  | 611.487 | 0.0034888 |  | 613.8994 | 0.00018493 |  | 613.8994 | 0.00070968
| 614.1291 | 8.8447e-06 |  | 614.1291 | 8.8447e-06 |  | 607.7226 | 0.00037155 |  | 607.72 | 0 |  | 614.1291 | 1.0342e-05 |  | 607.7226 | 0.0014812 |  | 614.1291 | 3.7548e-05 |  | 622.7236 | 0.00070312 |  | 614.1291 | 0.00317 |  |  |  |  | 613.7131 | 0.49404 |  | 614.1291 | 0.1073 |  | 614.1291 | 0.94826 |  | 607.7226 | 0.24504 |  | 614.1291 | 0.17987 |  | 613.7131 | 0.0186 |  | 611.7142 | 0.0026619 |  | 614.1291 | -0.00065358 |  | 614.1291 | -3.9343e-05
| 614.3588 | 0.00049185 |  | 614.3588 | 0.00049185 |  | 607.9473 | 0.00089348 |  | 607.95 | 0 |  | 614.3588 | 0.00074257 |  | 607.9473 | 0.0016003 |  | 614.3588 | 0.0011375 |  | 622.9522 | 0.0012636 |  | 614.3588 | 0.00376 |  |  |  |  | 613.9432 | 0.49141 |  | 614.3588 | 0.10362 |  | 614.3588 | 0.94362 |  | 607.9473 | 0.253 |  | 614.3588 | 0.184 |  | 613.9432 | 0.02059 |  | 611.9414 | 0.0037066 |  | 614.3588 | 0.00018956 |  | 614.3588 | 0.00077477
| 614.5885 | -0.00023607 |  | 614.5885 | -0.00023607 |  | 608.1721 | 0.00136 |  | 608.17 | 0 |  | 614.5885 | 0 |  | 608.1721 | 0.00098521 |  | 614.5885 | 0.00063382 |  | 623.1807 | 0.00068871 |  | 614.5885 | 0.00314 |  |  |  |  | 614.1732 | 0.48921 |  | 614.5885 | 0.098638 |  | 614.5885 | 0.93882 |  | 608.1721 | 0.25798 |  | 614.5885 | 0.18666 |  | 614.1733 | 0.01965 |  | 612.1686 | 0.0028245 |  | 614.5885 | -0.00051879 |  | 614.5885 | 0.00035578
| 614.8182 | 0.00058004 |  | 614.8182 | 0.00058004 |  | 608.3968 | 0.00068651 |  | 608.4 | 0 |  | 614.8182 | 0.00078986 |  | 608.3968 | 0.0024287 |  | 614.8182 | 0.0011013 |  | 623.4093 | 0.0012337 |  | 614.8182 | 0.00345 |  |  |  |  | 614.4033 | 0.48608 |  | 614.8182 | 0.095027 |  | 614.8182 | 0.93374 |  | 608.3968 | 0.26464 |  | 614.8182 | 0.19116 |  | 614.4033 | 0.02089 |  | 612.3958 | 0.0038296 |  | 614.8182 | -0.00021718 |  | 614.8182 | 0.00079741
| 615.048 | -3.7031e-05 |  | 615.048 | -3.7031e-05 |  | 608.6215 | 0.00071276 |  | 608.62 | 0 |  | 615.048 | 0.00018445 |  | 608.6215 | 0.0002234 |  | 615.048 | 0.00070841 |  | 623.6379 | 0.00065583 |  | 615.048 | 0.00303 |  |  |  |  | 614.6334 | 0.48639 |  | 615.048 | 0.090709 |  | 615.048 | 0.93296 |  | 608.6215 | 0.26913 |  | 615.048 | 0.1944 |  | 614.6334 | 0.02068 |  | 612.623 | 0.0028225 |  | 615.048 | -0.00063229 |  | 615.048 | 0.00029173
| 615.2777 | 0.00052616 |  | 615.2777 | 0.00052616 |  | 608.8463 | 0.00085902 |  | 608.85 | 0 |  | 615.2777 | 0.0006698 |  | 608.8463 | 0.00089231 |  | 615.2777 | 0.0012865 |  | 623.8665 | 0.0012836 |  | 615.2777 | 0.00342 |  |  |  |  | 614.8635 | 0.48258 |  | 615.2777 | 0.08745 |  | 615.2777 | 0.92735 |  | 608.8463 | 0.27685 |  | 615.2777 | 0.19903 |  | 614.8635 | 0.02209 |  | 612.8503 | 0.0038945 |  | 615.2777 | 0.00011356 |  | 615.2777 | 0.0010337
| 615.5074 | 0.00010444 |  | 615.5074 | 0.00010444 |  | 609.071 | 0.00043805 |  | 609.07 | 0 |  | 615.5074 | 0 |  | 609.071 | 0.0016499 |  | 615.5074 | 0.00020033 |  | 624.095 | 0.0006486 |  | 615.5074 | 0.00297 |  |  |  |  | 615.0936 | 0.48076 |  | 615.5074 | 0.082968 |  | 615.5074 | 0.92955 |  | 609.071 | 0.28367 |  | 615.5074 | 0.20251 |  | 615.0936 | 0.02154 |  | 613.0775 | 0.0028549 |  | 615.5074 | -0.00074733 |  | 615.5074 | -6.5516e-05
| 615.7372 | 0.00030572 |  | 615.7372 | 0.00030572 |  | 609.2958 | 0.00124 |  | 609.3 | 0 |  | 615.7372 | 0.00055579 |  | 609.2958 | 0.00070135 |  | 615.7372 | 0.00087425 |  | 624.3236 | 0.0012019 |  | 615.7372 | 0.0032 |  |  |  |  | 615.3237 | 0.47895 |  | 615.7372 | 0.080398 |  | 615.7372 | 0.92117 |  | 609.2958 | 0.29067 |  | 615.7372 | 0.20705 |  | 615.3237 | 0.02292 |  | 613.3047 | 0.0040575 |  | 615.7372 | -8.6009e-05 |  | 615.7372 | 0.00079862
| 615.967 | 2.5913e-05 |  | 615.967 | 2.5913e-05 |  | 609.5206 | 0.00097264 |  | 609.52 | 0 |  | 615.967 | 0 |  | 609.5206 | 0.0012438 |  | 615.967 | -6.8012e-09 |  | 624.5522 | 0.00065145 |  | 615.967 | 0.00278 |  |  |  |  | 615.5539 | 0.47483 |  | 615.967 | 0.076321 |  | 615.967 | 0.91874 |  | 609.5206 | 0.29906 |  | 615.967 | 0.20983 |  | 615.5539 | 0.02261 |  | 613.532 | 0.0031533 |  | 615.967 | -0.00022926 |  | 615.967 | -0.0001002
| 616.1968 | 0.00060384 |  | 616.1968 | 0.00060384 |  | 609.7454 | 0.00059823 |  | 609.75 | 0 |  | 616.1968 | 0.00059087 |  | 609.7454 | 0.0018925 |  | 616.1968 | 0.00091489 |  | 624.7809 | 0.001182 |  | 616.1968 | 0.00324 |  |  |  |  | 615.784 | 0.47343 |  | 616.1968 | 0.074781 |  | 616.1968 | 0.91661 |  | 609.7454 | 0.30504 |  | 616.1968 | 0.21586 |  | 615.784 | 0.02412 |  | 613.7593 | 0.0041433 |  | 616.1968 | 0.00010926 |  | 616.1968 | 0.0011493
| 616.4266 | -0.00047319 |  | 616.4266 | -0.00047319 |  | 609.9701 | 0.0012 |  | 609.97 | 0 |  | 616.4266 | 0 |  | 609.9702 | -0.00036938 |  | 616.4266 | 0.00028927 |  | 625.0095 | 0.00061895 |  | 616.4266 | 0.00272 |  |  |  |  | 616.0142 | 0.47511 |  | 616.4266 | 0.070773 |  | 616.4266 | 0.91781 |  | 609.9702 | 0.31257 |  | 616.4266 | 0.2201 |  | 616.0142 | 0.02405 |  | 613.9866 | 0.0033095 |  | 616.4266 | -0.00057345 |  | 616.4266 | 0.0002073
| 616.6564 | 0.00057154 |  | 616.6564 | 0.00057154 |  | 610.1949 | 0.00138 |  | 610.19 | 0 |  | 616.6564 | 0.0006303 |  | 610.1949 | 0.0015809 |  | 616.6564 | 0.00090747 |  | 625.2382 | 0.0012578 |  | 616.6564 | 0.00335 |  |  |  |  | 616.2443 | 0.46571 |  | 616.6564 | 0.068271 |  | 616.6564 | 0.90209 |  | 610.1949 | 0.31785 |  | 616.6564 | 0.22268 |  | 616.2443 | 0.02512 |  | 614.2139 | 0.0044641 |  | 616.6564 | 0.00047605 |  | 616.6564 | 0.0012261
| 616.8862 | -4.4661e-05 |  | 616.8862 | -4.4661e-05 |  | 610.4197 | 0.00057446 |  | 610.42 | 0 |  | 616.8862 | 0 |  | 610.4197 | 0.0017405 |  | 616.8862 | 0.00054121 |  | 625.4668 | 0.0005691 |  | 616.8862 | 0.00279 |  |  |  |  | 616.4745 | 0.47071 |  | 616.8862 | 0.065561 |  | 616.8862 | 0.90982 |  | 610.4197 | 0.32107 |  | 616.8862 | 0.22945 |  | 616.4745 | 0.02478 |  | 614.4412 | 0.003605 |  | 616.8862 | -0.00036206 |  | 616.8862 | 0.00036866
| 617.116 | 0.00059319 |  | 617.116 | 0.00059319 |  | 610.6446 | 0.00161 |  | 610.64 | 0 |  | 617.116 | 0.0010544 |  | 610.6446 | 0.0015301 |  | 617.116 | 0.0012415 |  | 625.6954 | 0.0012278 |  | 617.116 | 0.00318 |  |  |  |  | 616.7047 | 0.47102 |  | 617.116 | 0.063694 |  | 617.116 | 0.9041 |  | 610.6446 | 0.33419 |  | 617.116 | 0.23507 |  | 616.7047 | 0.02688 |  | 614.6685 | 0.0046773 |  | 617.116 | 0.00031416 |  | 617.116 | 0.0010512
| 617.3459 | 4.5844e-05 |  | 617.3459 | 4.5844e-05 |  | 610.8694 | 0.0009295 |  | 610.87 | 0 |  | 617.3459 | 7.2758e-05 |  | 610.8694 | 0.0013539 |  | 617.3459 | 0.00050243 |  | 625.9241 | 0.00052081 |  | 617.3459 | 0.00275 |  |  |  |  | 616.9349 | 0.46325 |  | 617.3459 | 0.060022 |  | 617.3459 | 0.89121 |  | 610.8694 | 0.34158 |  | 617.3459 | 0.23659 |  | 616.9349 | 0.02564 |  | 614.8958 | 0.0036239 |  | 617.3459 | -0.00048007 |  | 617.3459 | 0.00028808
| 617.5757 | 0.0003127 |  | 617.5757 | 0.0003127 |  | 611.0942 | 0.00104 |  | 611.09 | 0 |  | 617.5757 | 0.00057848 |  | 611.0942 | 0.0011504 |  | 617.5757 | 0.00084358 |  | 626.1528 | 0.0011331 |  | 617.5757 | 0.00318 |  |  |  |  | 617.1651 | 0.46703 |  | 617.5757 | 0.058796 |  | 617.5757 | 0.89744 |  | 611.0942 | 0.34729 |  | 617.5757 | 0.24459 |  | 617.1651 | 0.02811 |  | 615.1232 | 0.0048046 |  | 617.5757 | 0.00047951 |  | 617.5757 | 0.001115
| 617.8056 | -0.00013207 |  | 617.8056 | -0.00013207 |  | 611.3191 | 0.00037136 |  | 611.32 | 0 |  | 617.8056 | 0 |  | 611.3191 | 0.00018095 |  | 617.8056 | 0.00043467 |  | 626.3815 | 0.0005519 |  | 617.8056 | 0.00269 |  |  |  |  | 617.3953 | 0.46144 |  | 617.8056 | 0.055641 |  | 617.8056 | 0.88934 |  | 611.3191 | 0.35597 |  | 617.8056 | 0.24779 |  | 617.3953 | 0.02788 |  | 615.3505 | 0.0038073 |  | 617.8056 | -0.00065742 |  | 617.8056 | 0.00020506
| 618.0355 | 0.00042307 |  | 618.0355 | 0.00042307 |  | 611.5439 | 0.00058137 |  | 611.54 | 0 |  | 618.0355 | 0.00064991 |  | 611.5439 | 0.00097917 |  | 618.0355 | 0.00094376 |  | 626.6102 | 0.0012044 |  | 618.0355 | 0.00305 |  |  |  |  | 617.6256 | 0.45604 |  | 618.0355 | 0.054038 |  | 618.0355 | 0.87852 |  | 611.5439 | 0.36577 |  | 618.0355 | 0.25157 |  | 617.6255 | 0.02907 |  | 615.5778 | 0.0049456 |  | 618.0355 | 0.00028056 |  | 618.0355 | 0.0013145
| 618.2654 | -0.00041146 |  | 618.2654 | -0.00041146 |  | 611.7689 | 0.00097634 |  | 611.77 | 0 |  | 618.2654 | 0 |  | 611.7689 | 0.00019957 |  | 618.2654 | 0.00034021 |  | 626.8389 | 0.00056615 |  | 618.2654 | 0.00244 |  |  |  |  | 617.8558 | 0.45264 |  | 618.2654 | 0.050808 |  | 618.2654 | 0.87894 |  | 611.7689 | 0.3745 |  | 618.2654 | 0.2555 |  | 617.8558 | 0.02876 |  | 615.8052 | 0.004114 |  | 618.2654 | -0.00055734 |  | 618.2654 | -0.00011567
| 618.4953 | 0.00029032 |  | 618.4953 | 0.00029032 |  | 611.9937 | 0.00122 |  | 611.99 | 0 |  | 618.4953 | 0.00070366 |  | 611.9937 | 0.0020176 |  | 618.4953 | 0.0010292 |  | 627.0676 | 0.0011613 |  | 618.4952 | 0.00302 |  |  |  |  | 618.086 | 0.45954 |  | 618.4953 | 0.050682 |  | 618.4952 | 0.88599 |  | 611.9937 | 0.38601 |  | 618.4952 | 0.26544 |  | 618.0861 | 0.03061 |  | 616.0326 | 0.0052535 |  | 618.4953 | 9.4275e-05 |  | 618.4953 | 0.0010099
| 618.7252 | -1.4111e-05 |  | 618.7252 | -1.4111e-05 |  | 612.2186 | 0.00032466 |  | 612.22 | 0 |  | 618.7252 | 0 |  | 612.2186 | 0.0012885 |  | 618.7252 | 0.00053505 |  | 627.2964 | 0.0006335 |  | 618.7252 | 0.00237 |  |  |  |  | 618.3163 | 0.449 |  | 618.7252 | 0.04725 |  | 618.7252 | 0.868 |  | 612.2186 | 0.39219 |  | 618.7252 | 0.26568 |  | 618.3163 | 0.0299 |  | 616.2599 | 0.0041128 |  | 618.7252 | -0.00082857 |  | 618.7252 | 0.00022885
| 618.9551 | 0.00054573 |  | 618.9551 | 0.00054573 |  | 612.4435 | 0.00075609 |  | 612.44 | 0 |  | 618.9551 | 0.00077651 |  | 612.4435 | 0.0012008 |  | 618.9551 | 0.00090239 |  | 627.5251 | 0.0011726 |  | 618.9551 | 0.00296 |  |  |  |  | 618.5466 | 0.44963 |  | 618.9551 | 0.046201 |  | 618.9551 | 0.8661 |  | 612.4435 | 0.40501 |  | 618.9551 | 0.2733 |  | 618.5466 | 0.03202 |  | 616.4874 | 0.0052317 |  | 618.9551 | 0.00035087 |  | 618.9551 | 0.0010625
| 619.185 | -0.00062301 |  | 619.185 | -0.00062301 |  | 612.6685 | 0.00053694 |  | 612.67 | 0 |  | 619.185 | 0 |  | 612.6685 | 0.00086138 |  | 619.185 | 8.2796e-05 |  | 627.7538 | 0.00050845 |  | 619.185 | 0.00224 |  |  |  |  | 618.7769 | 0.44935 |  | 619.185 | 0.043969 |  | 619.185 | 0.87003 |  | 612.6685 | 0.41142 |  | 619.185 | 0.27897 |  | 618.7769 | 0.03185 |  | 616.7148 | 0.004714 |  | 619.185 | -0.0012522 |  | 619.185 | -1.8394e-05
| 619.415 | 0.0008019 |  | 619.415 | 0.0008019 |  | 612.8934 | 0.00149 |  | 612.89 | 0 |  | 619.415 | 0.0005354 |  | 612.8934 | 0.00127 |  | 619.415 | 0.0013953 |  | 627.9826 | 0.0012183 |  | 619.415 | 0.00296 |  |  |  |  | 619.0072 | 0.45014 |  | 619.415 | 0.043493 |  | 619.415 | 0.87073 |  | 612.8934 | 0.41914 |  | 619.415 | 0.28689 |  | 619.0072 | 0.0334 |  | 616.9421 | 0.0056248 |  | 619.415 | 0.00089153 |  | 619.415 | 0.0013502
| 619.6449 | -0.0002408 |  | 619.6449 | -0.0002408 |  | 613.1183 | 0.00089888 |  | 613.12 | 0 |  | 619.6449 | 0 |  | 613.1183 | 0.00089241 |  | 619.6449 | 0.00014335 |  | 628.2114 | 0.00058309 |  | 619.6449 | 0.00213 |  |  |  |  | 619.2375 | 0.44165 |  | 619.6449 | 0.040251 |  | 619.6449 | 0.85263 |  | 613.1183 | 0.43194 |  | 619.6449 | 0.28849 |  | 619.2375 | 0.03297 |  | 617.1696 | 0.0045557 |  | 619.6449 | -0.0010973 |  | 619.6449 | 0.00027069
| 619.8749 | 0.00049397 |  | 619.8749 | 0.00049397 |  | 613.3432 | 0.00125 |  | 613.34 | 0 |  | 619.8749 | 0.00096517 |  | 613.3432 | 0.0020701 |  | 619.8749 | 0.0011589 |  | 628.4402 | 0.0012092 |  | 619.8749 | 0.00295 |  |  |  |  | 619.4678 | 0.44518 |  | 619.8749 | 0.040158 |  | 619.8749 | 0.85835 |  | 613.3432 | 0.44072 |  | 619.8749 | 0.2972 |  | 619.4678 | 0.03518 |  | 617.397 | 0.0057425 |  | 619.8749 | 0.00064751 |  | 619.8749 | 0.001164
| 620.1049 | -0.00011624 |  | 620.1049 | -0.00011624 |  | 613.5682 | 0.00091454 |  | 613.57 | 0 |  | 620.1049 | 0 |  | 613.5682 | 0.00051897 |  | 620.1049 | 0.00046304 |  | 628.6689 | 0.00059998 |  | 620.1049 | 0.00235 |  |  |  |  | 619.6981 | 0.44178 |  | 620.1049 | 0.037521 |  | 620.1049 | 0.8484 |  | 613.5682 | 0.44681 |  | 620.1049 | 0.30137 |  | 619.6981 | 0.03488 |  | 617.6245 | 0.0049822 |  | 620.1049 | -0.00035465 |  | 620.1049 | 0.00032369
| 620.3348 | 0.00064443 |  | 620.3348 | 0.00064443 |  | 613.7931 | 0.00125 |  | 613.79 | 0 |  | 620.3348 | 0.0006653 |  | 613.7932 | 0.00028071 |  | 620.3348 | 0.0010282 |  | 628.8978 | 0.0012016 |  | 620.3348 | 0.00288 |  |  |  |  | 619.9285 | 0.43377 |  | 620.3348 | 0.036667 |  | 620.3348 | 0.83562 |  | 613.7932 | 0.46244 |  | 620.3348 | 0.30491 |  | 619.9285 | 0.0361 |  | 617.8519 | 0.0060035 |  | 620.3348 | 0.0002357 |  | 620.3348 | 0.0010748
| 620.5648 | -0.00017483 |  | 620.5648 | -0.00017483 |  | 614.0181 | 0.00020541 |  | 614.02 | 0 |  | 620.5648 | 0 |  | 614.0181 | 0.00072878 |  | 620.5648 | 0.00027701 |  | 629.1266 | 0.00054044 |  | 620.5648 | 0.00228 |  |  |  |  | 620.1588 | 0.43526 |  | 620.5648 | 0.034929 |  | 620.5648 | 0.83841 |  | 614.0181 | 0.47129 |  | 620.5648 | 0.31266 |  | 620.1588 | 0.03683 |  | 618.0793 | 0.0053043 |  | 620.5648 | -0.0005472 |  | 620.5648 | 0.00055886
| 620.7948 | 0.00039444 |  | 620.7948 | 0.00039444 |  | 614.2431 | 0.00076918 |  | 614.24 | 0 |  | 620.7949 | 0.00075085 |  | 614.2431 | 0.00082852 |  | 620.7949 | 0.0010218 |  | 629.3554 | 0.001103 |  | 620.7949 | 0.00271 |  |  |  |  | 620.3892 | 0.43496 |  | 620.7949 | 0.034645 |  | 620.7949 | 0.83892 |  | 614.2431 | 0.4826 |  | 620.7949 | 0.32221 |  | 620.3892 | 0.03836 |  | 618.3068 | 0.0062819 |  | 620.7949 | -0.00023944 |  | 620.7949 | 0.0010896
| 621.0249 | -0.00024023 |  | 621.0249 | -0.00024023 |  | 614.4681 | -0.00039392 |  | 614.47 | 0 |  | 621.0249 | 0 |  | 614.4681 | 0.0015479 |  | 621.0249 | 0.00018952 |  | 629.5842 | 0.00053029 |  | 621.0249 | 0.00216 |  |  |  |  | 620.6196 | 0.43371 |  | 621.0249 | 0.032538 |  | 621.0249 | 0.8338 |  | 614.4681 | 0.49514 |  | 621.0249 | 0.32748 |  | 620.6196 | 0.03811 |  | 618.5343 | 0.0053679 |  | 621.0249 | -0.00095858 |  | 621.0249 | 0.00037357
| 621.2549 | 0.00049752 |  | 621.2549 | 0.00049752 |  | 614.693 | 0.0011 |  | 614.69 | 0 |  | 621.2549 | 0.00070221 |  | 614.6931 | 0.0014056 |  | 621.2549 | 0.00094868 |  | 629.813 | 0.0011932 |  | 621.2549 | 0.00271 |  |  |  |  | 620.85 | 0.42973 |  | 621.2549 | 0.03203 |  | 621.2549 | 0.82851 |  | 614.6931 | 0.5047 |  | 621.2549 | 0.33327 |  | 620.85 | 0.03972 |  | 618.7618 | 0.0064224 |  | 621.2549 | 0.00054556 |  | 621.2549 | 0.00097868
| 621.485 | -6.4385e-05 |  | 621.485 | -6.4385e-05 |  | 614.9181 | 0.00055566 |  | 614.92 | 0 |  | 621.4849 | 0 |  | 614.9181 | 0.001233 |  | 621.4849 | 6.3795e-05 |  | 630.0419 | 0.00052431 |  | 621.4849 | 0.00196 |  |  |  |  | 621.0804 | 0.42609 |  | 621.4849 | 0.030151 |  | 621.4849 | 0.82075 |  | 614.9181 | 0.51949 |  | 621.4849 | 0.33865 |  | 621.0804 | 0.03986 |  | 618.9893 | 0.0057676 |  | 621.4849 | -0.00095996 |  | 621.4849 | 0.00040092
| 621.715 | 0.00056816 |  | 621.715 | 0.00056816 |  | 615.1431 | 0.00035403 |  | 615.14 | 0 |  | 621.715 | 0.00084194 |  | 615.1431 | 0.0018833 |  | 621.715 | 0.001419 |  | 630.2708 | 0.0012884 |  | 621.715 | 0.00261 |  |  |  |  | 621.3108 | 0.4267 |  | 621.715 | 0.029987 |  | 621.715 | 0.82 |  | 615.1431 | 0.52915 |  | 621.715 | 0.34656 |  | 621.3108 | 0.04144 |  | 619.2168 | 0.0067301 |  | 621.715 | 0.00051972 |  | 621.715 | 0.0016415
| 621.9451 | -4.4127e-05 |  | 621.9451 | -4.4127e-05 |  | 615.3681 | 0.00047493 |  | 615.37 | 0 |  | 621.9451 | 0 |  | 615.3681 | 0.0016277 |  | 621.9451 | -0.0003531 |  | 630.4997 | 0.0005589 |  | 621.9451 | 0.00196 |  |  |  |  | 621.5412 | 0.42304 |  | 621.9451 | 0.027566 |  | 621.9451 | 0.81715 |  | 615.3681 | 0.53861 |  | 621.9451 | 0.35379 |  | 621.5412 | 0.0418 |  | 619.4443 | 0.0060483 |  | 621.9451 | -0.00044899 |  | 621.9451 | 0.00035739
| 622.1751 | 0.00041002 |  | 622.1751 | 0.00041002 |  | 615.5931 | 0.00162 |  | 615.59 | 0 |  | 622.1751 | 0.00080513 |  | 615.5931 | 0.0006812 |  | 622.1751 | 0.0012281 |  | 630.7286 | 0.0012524 |  | 622.1752 | 0.00262 |  |  |  |  | 621.7716 | 0.42514 |  | 622.1751 | 0.027885 |  | 622.1752 | 0.81858 |  | 615.5931 | 0.55695 |  | 622.1752 | 0.3641 |  | 621.7716 | 0.04402 |  | 619.6719 | 0.007285 |  | 622.1751 | 0.0006935 |  | 622.1751 | 0.0016917
| 622.4052 | -0.0001959 |  | 622.4052 | -0.0001959 |  | 615.8182 | 0.00156 |  | 615.82 | 0 |  | 622.4052 | 0 |  | 615.8182 | -0.000562 |  | 622.4052 | 4.2982e-05 |  | 630.9575 | 0.00057549 |  | 622.4052 | 0.00197 |  |  |  |  | 622.0021 | 0.41761 |  | 622.4052 | 0.025368 |  | 622.4052 | 0.80604 |  | 615.8182 | 0.57121 |  | 622.4052 | 0.36761 |  | 622.0021 | 0.04363 |  | 619.8994 | 0.0061632 |  | 622.4052 | -0.00035136 |  | 622.4052 | 0.00032146
| 622.6353 | 0.00045659 |  | 622.6353 | 0.00045659 |  | 616.0433 | 0.00131 |  | 616.04 | 0 |  | 622.6353 | 0.00039767 |  | 616.0433 | 0.0010407 |  | 622.6353 | 0.0014668 |  | 631.1863 | 0.0011565 |  | 622.6353 | 0.00276 |  |  |  |  | 622.2325 | 0.41852 |  | 622.6353 | 0.025594 |  | 622.6353 | 0.80397 |  | 616.0433 | 0.58189 |  | 622.6353 | 0.37522 |  | 622.2325 | 0.04558 |  | 620.127 | 0.0075522 |  | 622.6353 | 0.00017917 |  | 622.6353 | 0.0018916
| 622.8654 | -0.00045041 |  | 622.8654 | -0.00045041 |  | 616.2683 | 8.0617e-05 |  | 616.27 | 0 |  | 622.8654 | 0 |  | 616.2683 | 0.00032724 |  | 622.8654 | 0.00026092 |  | 631.4153 | 0.00049587 |  | 622.8654 | 0.00207 |  |  |  |  | 622.463 | 0.41437 |  | 622.8654 | 0.024057 |  | 622.8654 | 0.79769 |  | 616.2683 | 0.59278 |  | 622.8654 | 0.38302 |  | 622.463 | 0.0458 |  | 620.3545 | 0.0066087 |  | 622.8654 | -0.0003831 |  | 622.8654 | 0.00041183
| 623.0956 | 0.00054248 |  | 623.0956 | 0.00054248 |  | 616.4934 | 0.00063781 |  | 616.49 | 0 |  | 623.0956 | 0.0005505 |  | 616.4934 | 0.00092502 |  | 623.0956 | 0.0011152 |  | 631.6442 | 0.001056 |  | 623.0956 | 0.00242 |  |  |  |  | 622.6935 | 0.41692 |  | 623.0956 | 0.023909 |  | 623.0956 | 0.80004 |  | 616.4934 | 0.60845 |  | 623.0956 | 0.39244 |  | 622.6934 | 0.0482 |  | 620.5821 | 0.0078258 |  | 623.0956 | 0.00041271 |  | 623.0956 | 0.0013358
| 623.3257 | 2.1447e-05 |  | 623.3257 | 2.1447e-05 |  | 616.7185 | 0.0007019 |  | 616.72 | 0 |  | 623.3257 | 0 |  | 616.7185 | 0.00045724 |  | 623.3257 | 0.00042132 |  | 631.8731 | 0.00046984 |  | 623.3257 | 0.00213 |  |  |  |  | 622.9239 | 0.41162 |  | 623.3257 | 0.022136 |  | 623.3257 | 0.79435 |  | 616.7185 | 0.62458 |  | 623.3257 | 0.39943 |  | 622.9239 | 0.04796 |  | 620.8096 | 0.0070799 |  | 623.3257 | 0.00016259 |  | 623.3257 | 0.00086486
| 623.5558 | 0.00062214 |  | 623.5558 | 0.00062214 |  | 616.9436 | 0.00142 |  | 616.94 | 0 |  | 623.5558 | 0.00062001 |  | 616.9436 | 0.0012363 |  | 623.5558 | 0.0010907 |  | 632.1021 | 0.001078 |  | 623.5558 | 0.00229 |  |  |  |  | 623.1544 | 0.40839 |  | 623.5558 | 0.022189 |  | 623.5558 | 0.78203 |  | 616.9436 | 0.63826 |  | 623.5558 | 0.40754 |  | 623.1544 | 0.04995 |  | 621.0372 | 0.0079968 |  | 623.5558 | 0.00024255 |  | 623.5558 | 0.0011866
| 623.786 | -0.00019432 |  | 623.786 | -0.00019432 |  | 617.1687 | 0.00119 |  | 617.17 | 0 |  | 623.786 | 0 |  | 617.1687 | 0.0016191 |  | 623.786 | 0.00041359 |  | 632.3311 | 0.00052 |  | 623.786 | 0.0017 |  |  |  |  | 623.3849 | 0.40706 |  | 623.786 | 0.020616 |  | 623.786 | 0.78459 |  | 617.1687 | 0.65372 |  | 623.786 | 0.41541 |  | 623.385 | 0.05014 |  | 621.2648 | 0.0072265 |  | 623.786 | -0.00022105 |  | 623.786 | 0.00089103
| 624.0162 | 0.00065286 |  | 624.0162 | 0.00065286 |  | 617.3938 | 0.00131 |  | 617.39 | 0 |  | 624.0162 | 0.00075662 |  | 617.3938 | 0.0014552 |  | 624.0162 | 0.0013377 |  | 632.56 | 0.0012475 |  | 624.0162 | 0.00243 |  |  |  |  | 623.6155 | 0.40642 |  | 624.0162 | 0.021117 |  | 624.0162 | 0.77726 |  | 617.3938 | 0.66402 |  | 624.0162 | 0.42323 |  | 623.6155 | 0.05252 |  | 621.4924 | 0.008509 |  | 624.0162 | -1.7886e-05 |  | 624.0162 | 0.0016015
| 624.2463 | -0.00040692 |  | 624.2463 | -0.00040692 |  | 617.619 | 0.00065304 |  | 617.62 | 0 |  | 624.2463 | 0 |  | 617.619 | 0.0007897 |  | 624.2463 | 0.00010182 |  | 632.7889 | 0.00051551 |  | 624.2463 | 0.00175 |  |  |  |  | 623.846 | 0.40381 |  | 624.2463 | 0.018921 |  | 624.2463 | 0.77575 |  | 617.619 | 0.66963 |  | 624.2463 | 0.43172 |  | 623.846 | 0.05256 |  | 621.72 | 0.0077671 |  | 624.2463 | -0.00098833 |  | 624.2463 | 0.00060109
| 624.4765 | 0.00077003 |  | 624.4765 | 0.00077003 |  | 617.8441 | 0.00144 |  | 617.84 | 0 |  | 624.4765 | 0.00062676 |  | 617.8441 | 0.0015732 |  | 624.4765 | 0.0011208 |  | 633.0179 | 0.0010896 |  | 624.4765 | 0.00237 |  |  |  |  | 624.0765 | 0.402 |  | 624.4765 | 0.019516 |  | 624.4765 | 0.77096 |  | 617.8441 | 0.69266 |  | 624.4765 | 0.44163 |  | 624.0765 | 0.05512 |  | 621.9477 | 0.0087461 |  | 624.4765 | 0.00048494 |  | 624.4765 | 0.0014579
| 624.7067 | -0.0005249 |  | 624.7067 | -0.0005249 |  | 618.0692 | 0.00065722 |  | 618.07 | 0 |  | 624.7067 | 0 |  | 618.0692 | 3.834e-05 |  | 624.7067 | 0.00026249 |  | 633.2469 | 0.00054033 |  | 624.7067 | 0.0018 |  |  |  |  | 624.3071 | 0.40436 |  | 624.7067 | 0.018137 |  | 624.7067 | 0.77459 |  | 618.0692 | 0.70365 |  | 624.7067 | 0.45582 |  | 624.3071 | 0.05592 |  | 622.1753 | 0.008004 |  | 624.7067 | -0.00021822 |  | 624.7067 | 0.0007715
| 624.9369 | 0.00051126 |  | 624.9369 | 0.00051126 |  | 618.2944 | 0.00131 |  | 618.29 | 0 |  | 624.9369 | 0.00057409 |  | 618.2944 | 0.0015181 |  | 624.9369 | 0.001093 |  | 633.476 | 0.0011011 |  | 624.9369 | 0.00227 |  |  |  |  | 624.5377 | 0.39843 |  | 624.9369 | 0.017998 |  | 624.9369 | 0.76375 |  | 618.2944 | 0.72033 |  | 624.9369 | 0.46276 |  | 624.5377 | 0.05827 |  | 622.403 | 0.009245 |  | 624.9369 | 1.3576e-05 |  | 624.9369 | 0.0016771
| 625.1671 | -0.00034296 |  | 625.1671 | -0.00034296 |  | 618.5195 | 0.00055335 |  | 618.52 | 0 |  | 625.1671 | 0 |  | 618.5195 | 0.0018786 |  | 625.1671 | -5.2076e-05 |  | 633.705 | 0.00041796 |  | 625.1671 | 0.00178 |  |  |  |  | 624.7682 | 0.39609 |  | 625.1671 | 0.016538 |  | 625.1671 | 0.75672 |  | 618.5195 | 0.73151 |  | 625.1671 | 0.46862 |  | 624.7682 | 0.05771 |  | 622.6306 | 0.0084498 |  | 625.1671 | -0.00049882 |  | 625.1671 | 0.00075895
| 625.3974 | 0.0005537 |  | 625.3974 | 0.0005537 |  | 618.7447 | 0.00124 |  | 618.74 | 0 |  | 625.3974 | 0.00058873 |  | 618.7447 | 0.0013402 |  | 625.3974 | 0.0010517 |  | 633.934 | 0.0010654 |  | 625.3973 | 0.0024 |  |  |  |  | 624.9988 | 0.39621 |  | 625.3974 | 0.016966 |  | 625.3973 | 0.75531 |  | 618.7447 | 0.74866 |  | 625.3973 | 0.48029 |  | 624.9988 | 0.06041 |  | 622.8583 | 0.0094845 |  | 625.3974 | 0.00065714 |  | 625.3974 | 0.0018602
| 625.6276 | -0.00024967 |  | 625.6276 | -0.00024967 |  | 618.9698 | 0.00061514 |  | 618.97 | 0 |  | 625.6276 | 0 |  | 618.9698 | 0.00011689 |  | 625.6276 | -3.5347e-05 |  | 634.163 | 0.00047954 |  | 625.6276 | 0.00168 |  |  |  |  | 625.2294 | 0.39436 |  | 625.6276 | 0.015159 |  | 625.6276 | 0.75275 |  | 618.9698 | 0.76109 |  | 625.6276 | 0.49048 |  | 625.2294 | 0.06027 |  | 623.0859 | 0.0089278 |  | 625.6276 | -0.00088053 |  | 625.6276 | 0.00067475
| 625.8579 | 0.00054789 |  | 625.8579 | 0.00054789 |  | 619.1951 | 0.00060145 |  | 619.2 | 0 |  | 625.8579 | 0.00063372 |  | 619.1951 | 0.00079427 |  | 625.8579 | 0.00093185 |  | 634.3921 | 0.0011704 |  | 625.8578 | 0.0022 |  |  |  |  | 625.46 | 0.39354 |  | 625.8579 | 0.015458 |  | 625.8578 | 0.74869 |  | 619.1951 | 0.77605 |  | 625.8578 | 0.50085 |  | 625.46 | 0.06305 |  | 623.3137 | 0.009907 |  | 625.8579 | 0.00037601 |  | 625.8579 | 0.0015953
| 626.0881 | -0.00053266 |  | 626.0881 | -0.00053266 |  | 619.4203 | -0.00013612 |  | 619.42 | 0 |  | 626.0881 | 0 |  | 619.4203 | -0.0002548 |  | 626.0881 | -0.00030592 |  | 634.6212 | 0.0004612 |  | 626.0881 | 0.00148 |  |  |  |  | 625.6906 | 0.39174 |  | 626.0881 | 0.014084 |  | 626.0881 | 0.74764 |  | 619.4203 | 0.78615 |  | 626.0881 | 0.51195 |  | 625.6906 | 0.06373 |  | 623.5413 | 0.0092775 |  | 626.0881 | -0.0011009 |  | 626.0881 | 0.00061987
| 626.3184 | 0.00054562 |  | 626.3184 | 0.00054562 |  | 619.6454 | 0.00063694 |  | 619.65 | 0 |  | 626.3184 | 0.0010227 |  | 619.6454 | 0.0011667 |  | 626.3184 | 0.00090202 |  | 634.8502 | 0.001136 |  | 626.3184 | 0.00232 |  |  |  |  | 625.9213 | 0.38769 |  | 626.3184 | 0.014912 |  | 626.3184 | 0.74122 |  | 619.6454 | 0.80019 |  | 626.3184 | 0.52063 |  | 625.9213 | 0.06584 |  | 623.769 | 0.010351 |  | 626.3184 | 0.00052643 |  | 626.3184 | 0.0019084
| 626.5487 | -0.00014566 |  | 626.5487 | -0.00014566 |  | 619.8707 | 0.00037027 |  | 619.87 | 0 |  | 626.5487 | 1.6417e-05 |  | 619.8707 | 0.00058538 |  | 626.5487 | 0.00011616 |  | 635.0793 | 0.00053957 |  | 626.5487 | 0.00144 |  |  |  |  | 626.1519 | 0.38685 |  | 626.5487 | 0.013242 |  | 626.5487 | 0.7332 |  | 619.8707 | 0.81471 |  | 626.5487 | 0.52927 |  | 626.1519 | 0.06601 |  | 623.9968 | 0.0095487 |  | 626.5487 | -0.00090445 |  | 626.5487 | 0.00077313
| 626.779 | 0.0002074 |  | 626.779 | 0.0002074 |  | 620.096 | 0.00181 |  | 620.1 | 0 |  | 626.779 | 0.000806 |  | 620.0959 | 0.0012684 |  | 626.779 | 0.0008477 |  | 635.3083 | 0.0010967 |  | 626.779 | 0.00216 |  |  |  |  | 626.3826 | 0.38847 |  | 626.779 | 0.013789 |  | 626.779 | 0.73027 |  | 620.0959 | 0.83398 |  | 626.779 | 0.54074 |  | 626.3826 | 0.06783 |  | 624.2245 | 0.010874 |  | 626.779 | 0.00047557 |  | 626.779 | 0.0014152
| 627.0093 | -6.1572e-05 |  | 627.0093 | -6.1572e-05 |  | 620.3212 | 8.9553e-05 |  | 620.32 | 0 |  | 627.0093 | 0 |  | 620.3212 | 0.00062471 |  | 627.0093 | 0.00037034 |  | 635.5375 | 0.00037226 |  | 627.0093 | 0.0016 |  |  |  |  | 626.6132 | 0.38227 |  | 627.0093 | 0.011972 |  | 627.0093 | 0.73073 |  | 620.3212 | 0.85379 |  | 627.0093 | 0.55148 |  | 626.6132 | 0.06902 |  | 624.4522 | 0.010202 |  | 627.0093 | -0.00038026 |  | 627.0093 | 0.00099567
| 627.2396 | 0.0005801 |  | 627.2396 | 0.0005801 |  | 620.5464 | 0.00113 |  | 620.55 | 0 |  | 627.2396 | 0.00077602 |  | 620.5464 | 0.0017214 |  | 627.2396 | 0.0013929 |  | 635.7665 | 0.0011154 |  | 627.2396 | 0.00224 |  |  |  |  | 626.8439 | 0.38355 |  | 627.2396 | 0.01257 |  | 627.2396 | 0.72765 |  | 620.5464 | 0.86094 |  | 627.2396 | 0.56546 |  | 626.8439 | 0.07233 |  | 624.6799 | 0.011384 |  | 627.2396 | 0.00071354 |  | 627.2396 | 0.002119
| 627.4699 | -0.00014725 |  | 627.4699 | -0.00014725 |  | 620.7717 | 0.00071241 |  | 620.77 | 0 |  | 627.4699 | 0 |  | 620.7717 | 0.00034293 |  | 627.4699 | -0.00024391 |  | 635.9957 | 0.00044451 |  | 627.47 | 0.00138 |  |  |  |  | 627.0746 | 0.38049 |  | 627.4699 | 0.011563 |  | 627.47 | 0.71909 |  | 620.7717 | 0.87402 |  | 627.47 | 0.57667 |  | 627.0746 | 0.07201 |  | 624.9077 | 0.010727 |  | 627.4699 | -0.0003952 |  | 627.4699 | 0.00045122
| 627.7003 | 0.00040558 |  | 627.7003 | 0.00040558 |  | 620.9969 | 0.00095455 |  | 621 | 0 |  | 627.7003 | 0.00096722 |  | 620.9969 | 0.00159 |  | 627.7003 | 0.00097399 |  | 636.2248 | 0.0010436 |  | 627.7003 | 0.00206 |  |  |  |  | 627.3053 | 0.37516 |  | 627.7003 | 0.011871 |  | 627.7003 | 0.70643 |  | 620.9969 | 0.89336 |  | 627.7003 | 0.58026 |  | 627.3053 | 0.07347 |  | 625.1354 | 0.011887 |  | 627.7003 | 0.00028323 |  | 627.7003 | 0.0014878
| 627.9306 | -0.00024088 |  | 627.9306 | -0.00024088 |  | 621.2222 | 0.00052368 |  | 621.22 | 0 |  | 627.9306 | 0 |  | 621.2222 | 0.00045839 |  | 627.9306 | 6.9258e-05 |  | 636.4539 | 0.00050616 |  | 627.9307 | 0.00129 |  |  |  |  | 627.536 | 0.37441 |  | 627.9306 | 0.010457 |  | 627.9307 | 0.70536 |  | 621.2222 | 0.90063 |  | 627.9307 | 0.59288 |  | 627.536 | 0.0752 |  | 625.3632 | 0.011277 |  | 627.9306 | -0.00080274 |  | 627.9306 | 0.0010154
| 628.161 | 0.00074695 |  | 628.161 | 0.00074695 |  | 621.4475 | 0.00166 |  | 621.45 | 0 |  | 628.161 | 0.00069689 |  | 621.4475 | 0.0014092 |  | 628.161 | 0.0012157 |  | 636.6831 | 0.00046822 |  | 628.161 | 0.0021 |  |  |  |  | 627.7667 | 0.37654 |  | 628.161 | 0.011257 |  | 628.161 | 0.71079 |  | 621.4475 | 0.91136 |  | 628.161 | 0.61062 |  | 627.7667 | 0.07823 |  | 625.591 | 0.012417 |  | 628.161 | 0.00068391 |  | 628.161 | 0.0015412
| 628.3914 | -0.00049899 |  | 628.3914 | -0.00049899 |  | 621.6728 | 0.00025312 |  | 621.67 | 0 |  | 628.3914 | 0 |  | 621.6728 | 0.0010901 |  | 628.3914 | -0.00031611 |  | 636.9122 | 0.0011037 |  | 628.3914 | 0.00124 |  |  |  |  | 627.9974 | 0.37112 |  | 628.3914 | 0.0096368 |  | 628.3914 | 0.70613 |  | 621.6728 | 0.92517 |  | 628.3914 | 0.62181 |  | 627.9974 | 0.07866 |  | 625.8188 | 0.011741 |  | 628.3914 | -0.0011407 |  | 628.3914 | 0.00046571
| 628.6218 | 0.00065026 |  | 628.6218 | 0.00065026 |  | 621.8981 | 9.4547e-05 |  | 621.9 | 0 |  | 628.6218 | 0.00093 |  | 621.8981 | 0.00071284 |  | 628.6218 | 0.0012244 |  | 637.1414 | 0.00044157 |  | 628.6218 | 0.0022 |  |  |  |  | 628.2282 | 0.37167 |  | 628.6218 | 0.010275 |  | 628.6218 | 0.70177 |  | 621.8981 | 0.93473 |  | 628.6218 | 0.63294 |  | 628.2282 | 0.08178 |  | 626.0466 | 0.013117 |  | 628.6218 | 0.00064074 |  | 628.6218 | 0.0016482
| 628.8522 | -0.0002377 |  | 628.8522 | -0.0002377 |  | 622.1234 | 0.00065519 |  | 622.12 | 0 |  | 628.8522 | 0 |  | 622.1234 | 0.0011031 |  | 628.8522 | -0.00049499 |  | 637.3706 | 0.0011278 |  | 628.8522 | 0.00125 |  |  |  |  | 628.4589 | 0.36797 |  | 628.8522 | 0.009079 |  | 628.8522 | 0.69948 |  | 622.1234 | 0.94516 |  | 628.8522 | 0.64708 |  | 628.4589 | 0.08275 |  | 626.2744 | 0.012243 |  | 628.8522 | -0.00070101 |  | 628.8522 | 0.00066671
| 629.0826 | 0.00109 |  | 629.0826 | 0.00109 |  | 622.3487 | 0.0013 |  | 622.35 | 0 |  | 629.0826 | 0.00087019 |  | 622.3488 | 0.0014525 |  | 629.0826 | 0.0010039 |  | 637.5997 | 0.00043909 |  | 629.0826 | 0.00202 |  |  |  |  | 628.6897 | 0.36706 |  | 629.0826 | 0.0097789 |  | 629.0826 | 0.68856 |  | 622.3488 | 0.95386 |  | 629.0826 | 0.65564 |  | 628.6897 | 0.08585 |  | 626.5023 | 0.013588 |  | 629.0826 | 0.00092695 |  | 629.0826 | 0.0019988
| 629.313 | -0.00035957 |  | 629.313 | -0.00035957 |  | 622.5741 | 5.2632e-05 |  | 622.57 | 0 |  | 629.313 | 0 |  | 622.5741 | 0.00040128 |  | 629.313 | -0.00047722 |  | 637.829 | 0.0011809 |  | 629.313 | 0.00123 |  |  |  |  | 628.9205 | 0.36885 |  | 629.313 | 0.0085375 |  | 629.313 | 0.69336 |  | 622.5741 | 0.96642 |  | 629.313 | 0.67502 |  | 628.9204 | 0.08598 |  | 626.73 | 0.013111 |  | 629.313 | -0.00037794 |  | 629.313 | 0.00081217
| 629.5434 | 0.00073711 |  | 629.5434 | 0.00073711 |  | 622.7994 | 0.00145 |  | 622.8 | 0 |  | 629.5434 | 0.00084767 |  | 622.7994 | 0.0016442 |  | 629.5434 | 0.00084288 |  | 638.0582 | 0.00048684 |  | 629.5434 | 0.0022 |  |  |  |  | 629.1512 | 0.36414 |  | 629.5434 | 0.0090121 |  | 629.5434 | 0.67877 |  | 622.7994 | 0.96872 |  | 629.5434 | 0.6766 |  | 629.1512 | 0.08895 |  | 626.9579 | 0.014233 |  | 629.5434 | 0.0010773 |  | 629.5434 | 0.0018067
| 629.7738 | -0.00042327 |  | 629.7738 | -0.00042327 |  | 623.0248 | -0.00023212 |  | 623.02 | 0 |  | 629.7738 | 0 |  | 623.0248 | 0.0010419 |  | 629.7738 | -0.00017123 |  | 638.2874 | 0.0010461 |  | 629.7739 | 0.00125 |  |  |  |  | 629.382 | 0.3652 |  | 629.7738 | 0.0079539 |  | 629.7739 | 0.68229 |  | 623.0248 | 0.97842 |  | 629.7739 | 0.69731 |  | 629.382 | 0.09032 |  | 627.1857 | 0.013486 |  | 629.7738 | -0.00038036 |  | 629.7738 | 0.00069282
| 630.0043 | 0.00044124 |  | 630.0043 | 0.00044124 |  | 623.2501 | 0.00066904 |  | 623.25 | 0 |  | 630.0043 | 0.00062715 |  | 623.2501 | 0.0013544 |  | 630.0043 | 0.0013833 |  | 638.5166 | 0.0003824 |  | 630.0043 | 0.0021 |  |  |  |  | 629.6128 | 0.35812 |  | 630.0043 | 0.0083926 |  | 630.0043 | 0.67564 |  | 623.2501 | 0.99056 |  | 630.0043 | 0.70586 |  | 629.6128 | 0.09313 |  | 627.4136 | 0.014717 |  | 630.0043 | 0.00068047 |  | 630.0043 | 0.0019203
| 630.2348 | -0.00022374 |  | 630.2348 | -0.00022374 |  | 623.4755 | 0.00023258 |  | 623.48 | 0 |  | 630.2348 | 0 |  | 623.4755 | 0.0013354 |  | 630.2348 | 0.00017303 |  | 638.7458 | 0.0011024 |  | 630.2347 | 0.00123 |  |  |  |  | 629.8436 | 0.35802 |  | 630.2348 | 0.0071294 |  | 630.2347 | 0.6705 |  | 623.4755 | 0.98627 |  | 630.2347 | 0.71919 |  | 629.8437 | 0.0945 |  | 627.6415 | 0.014233 |  | 630.2348 | -0.00022583 |  | 630.2348 | 0.00092781
| 630.4652 | 0.00083299 |  | 630.4652 | 0.00083299 |  | 623.7009 | 0.00047981 |  | 623.7 | 0 |  | 630.4652 | 0.00052135 |  | 623.7009 | 0.0014133 |  | 630.4652 | 0.00104 |  | 638.9751 | 0.00049792 |  | 630.4652 | 0.00197 |  |  |  |  | 630.0745 | 0.35693 |  | 630.4652 | 0.0079656 |  | 630.4652 | 0.66539 |  | 623.7009 | 0.99481 |  | 630.4652 | 0.72991 |  | 630.0745 | 0.09671 |  | 627.8694 | 0.015448 |  | 630.4652 | 0.00143 |  | 630.4652 | 0.0019937
| 630.6957 | -0.00040779 |  | 630.6957 | -0.00040779 |  | 623.9263 | 0.00111 |  | 623.93 | 0 |  | 630.6957 | 0 |  | 623.9263 | 0.00086276 |  | 630.6957 | -0.00021607 |  | 639.2043 | 0.0010584 |  | 630.6957 | 0.00108 |  |  |  |  | 630.3053 | 0.35496 |  | 630.6957 | 0.006649 |  | 630.6957 | 0.6676 |  | 623.9263 | 0.99361 |  | 630.6957 | 0.74853 |  | 630.3053 | 0.09895 |  | 628.0972 | 0.014851 |  | 630.6957 | -8.2044e-05 |  | 630.6957 | 0.00063973
| 630.9262 | 0.00036225 |  | 630.9262 | 0.00036225 |  | 624.1517 | 0.00085392 |  | 624.15 | 0 |  | 630.9262 | 0.00077604 |  | 624.1517 | 0.0017503 |  | 630.9262 | 0.00083246 |  | 639.4336 | 0.0003839 |  | 630.9262 | 0.0018 |  |  |  |  | 630.5362 | 0.35658 |  | 630.9262 | 0.0074409 |  | 630.9262 | 0.66484 |  | 624.1517 | 0.9964 |  | 630.9262 | 0.76412 |  | 630.5362 | 0.10229 |  | 628.3251 | 0.016322 |  | 630.9262 | 0.00092714 |  | 630.9262 | 0.0019127
| 631.1567 | -0.00029248 |  | 631.1567 | -0.00029248 |  | 624.3771 | 0.00079345 |  | 624.38 | 0 |  | 631.1567 | 0 |  | 624.3771 | 0.00023159 |  | 631.1567 | -0.00034758 |  | 639.6629 | 0.0010758 |  | 631.1567 | 0.00123 |  |  |  |  | 630.767 | 0.35189 |  | 631.1567 | 0.0060782 |  | 631.1567 | 0.65927 |  | 624.3771 | 0.99363 |  | 631.1567 | 0.77281 |  | 630.767 | 0.10266 |  | 628.553 | 0.015668 |  | 631.1567 | -0.00032804 |  | 631.1567 | 0.0010415
| 631.3872 | 0.00062888 |  | 631.3872 | 0.00062888 |  | 624.6025 | 0.00103 |  | 624.6 | 0 |  | 631.3872 | 0.00066801 |  | 624.6025 | 0.0018186 |  | 631.3872 | 0.00085989 |  | 639.8922 | 0.00043951 |  | 631.3872 | 0.00183 |  |  |  |  | 630.9979 | 0.35173 |  | 631.3872 | 0.0069231 |  | 631.3872 | 0.65675 |  | 624.6025 | 1 |  | 631.3872 | 0.78583 |  | 630.9979 | 0.10544 |  | 628.7809 | 0.016942 |  | 631.3872 | 0.00067279 |  | 631.3872 | 0.0017383
| 631.6178 | -0.00028195 |  | 631.6178 | -0.00028195 |  | 624.8279 | 0.00109 |  | 624.83 | 0 |  | 631.6178 | 0 |  | 624.8279 | 0.0006968 |  | 631.6178 | 0.00020677 |  | 640.1215 | 0.0010812 |  | 631.6177 | 0.00118 |  |  |  |  | 631.2288 | 0.35208 |  | 631.6178 | 0.0057512 |  | 631.6177 | 0.66143 |  | 624.8279 | 0.99443 |  | 631.6177 | 0.80919 |  | 631.2288 | 0.10981 |  | 629.0089 | 0.016302 |  | 631.6178 | -0.00039913 |  | 631.6178 | 0.0011214
| 631.8483 | 0.00053464 |  | 631.8483 | 0.00053464 |  | 625.0534 | 0.00131 |  | 625.05 | 0 |  | 631.8483 | 0.0006799 |  | 625.0534 | 0.0013483 |  | 631.8483 | 0.00093288 |  | 640.3508 | 0.00041224 |  | 631.8483 | 0.00193 |  |  |  |  | 631.4597 | 0.34789 |  | 631.8483 | 0.0065318 |  | 631.8483 | 0.65317 |  | 625.0534 | 0.99622 |  | 631.8483 | 0.81781 |  | 631.4597 | 0.11319 |  | 629.2368 | 0.017612 |  | 631.8483 | 0.001006 |  | 631.8483 | 0.0020953
| 632.0788 | -0.00034189 |  | 632.0788 | -0.00034189 |  | 625.2788 | 0.00025129 |  | 625.28 | 0 |  | 632.0788 | 0 |  | 625.2788 | 0.00089537 |  | 632.0788 | -0.00017525 |  | 640.5801 | 0.0010899 |  | 632.0789 | 0.00128 |  |  |  |  | 631.6906 | 0.34418 |  | 632.0788 | 0.00555 |  | 632.0789 | 0.64597 |  | 625.2788 | 0.99081 |  | 632.0789 | 0.82623 |  | 631.6906 | 0.11197 |  | 629.4648 | 0.017119 |  | 632.0788 | 1.7731e-05 |  | 632.0788 | 0.00098545
| 632.3094 | 0.00059506 |  | 632.3094 | 0.00059506 |  | 625.5043 | 0.00168 |  | 625.5 | 0 |  | 632.3094 | 0.00059171 |  | 625.5043 | 0.0010974 |  | 632.3094 | 0.0010336 |  | 640.8094 | 0.00042343 |  | 632.3094 | 0.0018 |  |  |  |  | 631.9215 | 0.3447 |  | 632.3094 | 0.0062201 |  | 632.3094 | 0.64878 |  | 625.5043 | 0.98478 |  | 632.3094 | 0.84385 |  | 631.9215 | 0.11716 |  | 629.6927 | 0.018346 |  | 632.3094 | 0.0015304 |  | 632.3094 | 0.0020532
| 632.54 | -0.0007033 |  | 632.54 | -0.0007033 |  | 625.7297 | 0.00124 |  | 625.73 | 0 |  | 632.54 | 0 |  | 625.7297 | 0.00019162 |  | 632.54 | -0.00045662 |  | 641.0388 | 0.001111 |  | 632.54 | 0.00097243 |  |  |  |  | 632.1524 | 0.33883 |  | 632.54 | 0.0047376 |  | 632.54 | 0.6386 |  | 625.7297 | 0.97729 |  | 632.54 | 0.85063 |  | 632.1524 | 0.11709 |  | 629.9207 | 0.017962 |  | 632.54 | -0.00024199 |  | 632.54 | 0.00085291
| 632.7706 | 0.00068561 |  | 632.7706 | 0.00068561 |  | 625.9552 | 0.00115 |  | 625.96 | 0 |  | 632.7706 | 0.00053987 |  | 625.9552 | 0.0019515 |  | 632.7706 | 0.00088673 |  | 641.2681 | 0.00045199 |  | 632.7706 | 0.00169 |  |  |  |  | 632.3833 | 0.34459 |  | 632.7706 | 0.0059262 |  | 632.7706 | 0.64147 |  | 625.9552 | 0.96971 |  | 632.7706 | 0.87347 |  | 632.3833 | 0.12152 |  | 630.1487 | 0.019218 |  | 632.7706 | 0.0015063 |  | 632.7706 | 0.0020755
| 633.0012 | -0.00060449 |  | 633.0012 | -0.00060449 |  | 626.1807 | 0.000525 |  | 626.18 | 0 |  | 633.0011 | 0.00011709 |  | 626.1807 | 0.00030175 |  | 633.0011 | -5.8936e-05 |  | 641.4975 | 0.00099029 |  | 633.0012 | 0.00118 |  |  |  |  | 632.6143 | 0.33724 |  | 633.0011 | 0.0044373 |  | 633.0012 | 0.63656 |  | 626.1807 | 0.95589 |  | 633.0012 | 0.87963 |  | 632.6143 | 0.12257 |  | 630.3766 | 0.018955 |  | 633.0011 | 0.0004582 |  | 633.0011 | 0.0011938
| 633.2318 | 0.00019479 |  | 633.2318 | 0.00019479 |  | 626.4062 | 0.00107 |  | 626.41 | 0 |  | 633.2318 | 0.00061502 |  | 626.4062 | 0.0010118 |  | 633.2318 | 0.00067397 |  | 641.7268 | 0.00035716 |  | 633.2318 | 0.0016 |  |  |  |  | 632.8452 | 0.33811 |  | 633.2318 | 0.005372 |  | 633.2318 | 0.629 |  | 626.4062 | 0.94767 |  | 633.2318 | 0.88903 |  | 632.8452 | 0.12558 |  | 630.6047 | 0.020276 |  | 633.2318 | 0.0014585 |  | 633.2318 | 0.0021679
| 633.4624 | -0.0001645 |  | 633.4624 | -0.0001645 |  | 626.6317 | 0.00064678 |  | 626.63 | 0 |  | 633.4624 | 0 |  | 626.6317 | 0.0012655 |  | 633.4624 | 0.00045594 |  | 641.9562 | 0.0010243 |  | 633.4623 | 0.00116 |  |  |  |  | 633.0762 | 0.33238 |  | 633.4624 | 0.004547 |  | 633.4623 | 0.62847 |  | 626.6317 | 0.93437 |  | 633.4623 | 0.89822 |  | 633.0762 | 0.12838 |  | 630.8326 | 0.019652 |  | 633.4624 | 0.0013344 |  | 633.4624 | 0.001499
| 633.693 | 0.00046518 |  | 633.693 | 0.00046518 |  | 626.8572 | 0.00141 |  | 626.86 | 0 |  | 633.693 | 0.00063939 |  | 626.8572 | 0.00096815 |  | 633.693 | 0.0014186 |  | 642.1856 | 0.00045527 |  | 633.693 | 0.00196 |  |  |  |  | 633.3072 | 0.33489 |  | 633.693 | 0.0056934 |  | 633.693 | 0.62436 |  | 626.8572 | 0.92313 |  | 633.693 | 0.9091 |  | 633.3072 | 0.1318 |  | 631.0607 | 0.02103 |  | 633.693 | 0.0020969 |  | 633.693 | 0.0026031
| 633.9236 | -0.00074867 |  | 633.9236 | -0.00074867 |  | 627.0828 | 0.00059305 |  | 627.08 | 0 |  | 633.9236 | 0 |  | 627.0828 | 0.00072018 |  | 633.9236 | 5.2685e-05 |  | 642.415 | 0.0010379 |  | 633.9236 | 0.00112 |  |  |  |  | 633.5382 | 0.33243 |  | 633.9236 | 0.0043181 |  | 633.9236 | 0.62051 |  | 627.0828 | 0.90845 |  | 633.9236 | 0.92574 |  | 633.5382 | 0.13362 |  | 631.2887 | 0.020514 |  | 633.9236 | 0.00066338 |  | 633.9236 | 0.0014599
| 634.1543 | 0.00034219 |  | 634.1543 | 0.00034219 |  | 627.3083 | 0.00117 |  | 627.31 | 0 |  | 634.1543 | 0.00063455 |  | 627.3083 | 0.00022067 |  | 634.1543 | 0.00066475 |  | 642.6444 | 0.00039815 |  | 634.1543 | 0.00169 |  |  |  |  | 633.7692 | 0.3287 |  | 634.1543 | 0.0046378 |  | 634.1543 | 0.61464 |  | 627.3083 | 0.89142 |  | 634.1543 | 0.9275 |  | 633.7692 | 0.1359 |  | 631.5167 | 0.022063 |  | 634.1543 | 0.001544 |  | 634.1543 | 0.002161
| 634.3849 | -0.00024395 |  | 634.3849 | -0.00024395 |  | 627.5338 | 0.00115 |  | 627.53 | 0 |  | 634.3849 | 0 |  | 627.5338 | 0.00076373 |  | 634.3849 | 0.00023866 |  | 642.8738 | 0.0010939 |  | 634.385 | 0.00084223 |  |  |  |  | 634.0002 | 0.32389 |  | 634.3849 | 0.0040025 |  | 634.3849 | 0.60459 |  | 627.5338 | 0.87804 |  | 634.385 | 0.93119 |  | 634.0002 | 0.13855 |  | 631.7448 | 0.021667 |  | 634.3849 | 0.0005269 |  | 634.3849 | 0.0011656
| 634.6156 | 0.0005465 |  | 634.6156 | 0.0005465 |  | 627.7594 | 0.00154 |  | 627.76 | 0 |  | 634.6156 | 0.00011992 |  | 627.7594 | 0.0020623 |  | 634.6156 | 0.00077761 |  | 643.1033 | 0.00032289 |  | 634.6156 | 0.0016 |  |  |  |  | 634.2312 | 0.32949 |  | 634.6156 | 0.0048117 |  | 634.6156 | 0.61916 |  | 627.7594 | 0.85874 |  | 634.6156 | 0.95942 |  | 634.2312 | 0.14618 |  | 631.9728 | 0.022915 |  | 634.6156 | 0.0025916 |  | 634.6156 | 0.002308
| 634.8463 | -0.00053983 |  | 634.8463 | -0.00053983 |  | 627.9849 | 3.9874e-05 |  | 627.98 | 0 |  | 634.8463 | 0 |  | 627.9849 | 0.0011849 |  | 634.8463 | -5.5185e-05 |  | 643.3327 | 0.001023 |  | 634.8463 | 0.00077536 |  |  |  |  | 634.4622 | 0.32472 |  | 634.8463 | 0.0033237 |  | 634.8463 | 0.60626 |  | 627.9849 | 0.8406 |  | 634.8463 | 0.95459 |  | 634.4623 | 0.14509 |  | 632.2009 | 0.022683 |  | 634.8463 | 0.00039955 |  | 634.8463 | 0.0009408
| 635.077 | 0.00044802 |  | 635.077 | 0.00044802 |  | 628.2105 | 0.00056576 |  | 628.21 | 0 |  | 635.077 | 0.00057768 |  | 628.2105 | 0.0013754 |  | 635.077 | 0.00099848 |  | 643.5621 | 0.00045549 |  | 635.077 | 0.00172 |  |  |  |  | 634.6933 | 0.3215 |  | 635.077 | 0.0048509 |  | 635.077 | 0.60068 |  | 628.2105 | 0.82193 |  | 635.077 | 0.9608 |  | 634.6933 | 0.14883 |  | 632.429 | 0.023997 |  | 635.077 | 0.002442 |  | 635.077 | 0.0023406
| 635.3077 | -0.00024129 |  | 635.3077 | -0.00024129 |  | 628.4361 | 0.00073355 |  | 628.44 | 0 |  | 635.3077 | 0 |  | 628.4361 | 0.00046796 |  | 635.3077 | -0.0002476 |  | 643.7916 | 0.0010164 |  | 635.3077 | 0.00095265 |  |  |  |  | 634.9243 | 0.31996 |  | 635.3077 | 0.0028912 |  | 635.3077 | 0.6003 |  | 628.4361 | 0.80066 |  | 635.3077 | 0.97557 |  | 634.9244 | 0.15294 |  | 632.657 | 0.023738 |  | 635.3077 | 0.0010649 |  | 635.3077 | 0.00093272
| 635.5384 | 0.00058005 |  | 635.5384 | 0.00058005 |  | 628.6617 | 0.00149 |  | 628.66 | 0 |  | 635.5384 | 0.0007073 |  | 628.6617 | 0.00046965 |  | 635.5384 | 0.00081836 |  | 644.0211 | 0.00037132 |  | 635.5384 | 0.00169 |  |  |  |  | 635.1554 | 0.32055 |  | 635.5384 | 0.0040565 |  | 635.5384 | 0.59715 |  | 628.6617 | 0.78116 |  | 635.5384 | 0.98123 |  | 635.1554 | 0.15686 |  | 632.8851 | 0.02508 |  | 635.5384 | 0.0020278 |  | 635.5384 | 0.0026353
| 635.7691 | -8.6207e-05 |  | 635.7691 | -8.6207e-05 |  | 628.8873 | 0.00059954 |  | 628.89 | 0 |  | 635.7691 | 0 |  | 628.8873 | 0.0016954 |  | 635.7691 | -0.00026014 |  | 644.2505 | 0.0010834 |  | 635.7691 | 0.00099282 |  |  |  |  | 635.3865 | 0.31565 |  | 635.7691 | 0.0029872 |  | 635.7691 | 0.59568 |  | 628.8873 | 0.75993 |  | 635.7691 | 0.98555 |  | 635.3865 | 0.15827 |  | 633.1133 | 0.024867 |  | 635.7691 | 0.001919 |  | 635.7691 | 0.0016594
| 635.9999 | 0.00048468 |  | 635.9999 | 0.00048468 |  | 629.1129 | 0.00102 |  | 629.11 | 0 |  | 635.9998 | 0.00053807 |  | 629.1129 | 3.4778e-05 |  | 635.9998 | 0.0006683 |  | 644.48 | 0.00045294 |  | 635.9999 | 0.00142 |  |  |  |  | 635.6176 | 0.31657 |  | 635.9998 | 0.0037306 |  | 635.9999 | 0.587 |  | 629.1129 | 0.73752 |  | 635.9999 | 0.98463 |  | 635.6176 | 0.16243 |  | 633.3414 | 0.026102 |  | 635.9998 | 0.0025506 |  | 635.9998 | 0.0025196
| 636.2306 | 1.8459e-05 |  | 636.2306 | 1.8459e-05 |  | 629.3385 | 0.00041148 |  | 629.34 | 0 |  | 636.2306 | 0 |  | 629.3385 | 0.00077404 |  | 636.2306 | 0.00013343 |  | 644.7095 | 0.00098785 |  | 636.2306 | 0.00109 |  |  |  |  | 635.8487 | 0.31668 |  | 636.2306 | 0.0029488 |  | 636.2306 | 0.59422 |  | 629.3385 | 0.71686 |  | 636.2306 | 1 |  | 635.8487 | 0.16689 |  | 633.5695 | 0.025853 |  | 636.2306 | 0.0015015 |  | 636.2306 | 0.001627
| 636.4614 | 0.00038728 |  | 636.4614 | 0.00038728 |  | 629.5642 | 0.00077362 |  | 629.56 | 0 |  | 636.4614 | 0.00060767 |  | 629.5641 | 0.0015046 |  | 636.4614 | 0.00067939 |  | 644.939 | 0.00030778 |  | 636.4614 | 0.00145 |  |  |  |  | 636.0798 | 0.31586 |  | 636.4614 | 0.0038276 |  | 636.4614 | 0.58727 |  | 629.5641 | 0.70202 |  | 636.4614 | 0.99971 |  | 636.0798 | 0.17158 |  | 633.7976 | 0.027393 |  | 636.4614 | 0.0022848 |  | 636.4614 | 0.0023435
| 636.6921 | -0.00018894 |  | 636.6921 | -0.00018894 |  | 629.7898 | 0.00073882 |  | 629.79 | 0 |  | 636.6921 | 0 |  | 629.7898 | 0.00069464 |  | 636.6921 | -0.00015372 |  | 645.1686 | 0.0009562 |  | 636.6921 | 0.00078948 |  |  |  |  | 636.3109 | 0.30951 |  | 636.6921 | 0.0028127 |  | 636.6921 | 0.58323 |  | 629.7898 | 0.67533 |  | 636.6921 | 0.99924 |  | 636.3109 | 0.17306 |  | 634.0258 | 0.027177 |  | 636.6921 | 0.0018978 |  | 636.6921 | 0.0014312
| 636.9229 | 0.00061467 |  | 636.9229 | 0.00061467 |  | 630.0154 | 0.0007624 |  | 630.02 | 0 |  | 636.9229 | 0.00078866 |  | 630.0154 | 0.001961 |  | 636.9229 | 0.00099057 |  | 645.3981 | 0.00039574 |  | 636.9229 | 0.00166 |  |  |  |  | 636.542 | 0.30763 |  | 636.9229 | 0.0034875 |  | 636.9229 | 0.57716 |  | 630.0154 | 0.65657 |  | 636.9229 | 0.99332 |  | 636.542 | 0.17624 |  | 634.2539 | 0.02871 |  | 636.9229 | 0.0027952 |  | 636.9229 | 0.0027296
| 637.1537 | -0.00022946 |  | 637.1537 | -0.00022946 |  | 630.2411 | 0.00052436 |  | 630.24 | 0 |  | 637.1537 | 0 |  | 630.2411 | 0.0011919 |  | 637.1537 | -0.00019549 |  | 645.6276 | 0.00098064 |  | 637.1537 | 0.00084349 |  |  |  |  | 636.7732 | 0.30623 |  | 637.1537 | 0.0022499 |  | 637.1537 | 0.57464 |  | 630.2411 | 0.63531 |  | 637.1537 | 0.99412 |  | 636.7732 | 0.17953 |  | 634.4821 | 0.028446 |  | 637.1537 | 0.0020999 |  | 637.1537 | 0.0015916
| 637.3845 | 0.00076119 |  | 637.3845 | 0.00076119 |  | 630.4668 | 0.00148 |  | 630.47 | 0 |  | 637.3845 | 0.00067263 |  | 630.4668 | 0.0012632 |  | 637.3845 | 0.0011165 |  | 645.8572 | 0.00035514 |  | 637.3845 | 0.00163 |  |  |  |  | 637.0043 | 0.30631 |  | 637.3845 | 0.0032945 |  | 637.3845 | 0.57725 |  | 630.4668 | 0.61643 |  | 637.3845 | 0.998 |  | 637.0043 | 0.18485 |  | 634.7103 | 0.029778 |  | 637.3845 | 0.0034248 |  | 637.3845 | 0.0026944
| 637.6153 | -0.00042667 |  | 637.6153 | -0.00042667 |  | 630.6924 | 0.00076778 |  | 630.69 | 0 |  | 637.6153 | 0 |  | 630.6924 | -0.00016308 |  | 637.6153 | -0.00069187 |  | 646.0867 | 0.0010944 |  | 637.6153 | 0.00094584 |  |  |  |  | 637.2355 | 0.30206 |  | 637.6153 | 0.0022004 |  | 637.6153 | 0.56868 |  | 630.6924 | 0.58662 |  | 637.6153 | 0.9902 |  | 637.2355 | 0.18647 |  | 634.9384 | 0.0295 |  | 637.6153 | 0.0024364 |  | 637.6153 | 0.0019717
| 637.8461 | 0.00041892 |  | 637.8461 | 0.00041892 |  | 630.9181 | 0.00073703 |  | 630.92 | 0 |  | 637.8461 | 0.00072568 |  | 630.9182 | 0.0018768 |  | 637.8461 | 0.00084416 |  | 646.3163 | 0.00032884 |  | 637.8461 | 0.00147 |  |  |  |  | 637.4667 | 0.30458 |  | 637.8461 | 0.0032307 |  | 637.8461 | 0.57149 |  | 630.9182 | 0.57168 |  | 637.8461 | 0.99334 |  | 637.4667 | 0.19304 |  | 635.1666 | 0.031226 |  | 637.8461 | 0.0032822 |  | 637.8461 | 0.0029793
| 638.077 | -0.00027089 |  | 638.077 | -0.00027089 |  | 631.1438 | 0.00067923 |  | 631.14 | 0 |  | 638.077 | 0 |  | 631.1438 | -0.00040875 |  | 638.077 | 0.00013472 |  | 646.5458 | 0.001053 |  | 638.077 | 0.00103 |  |  |  |  | 637.6978 | 0.2986 |  | 638.077 | 0.0023623 |  | 638.077 | 0.56793 |  | 631.1438 | 0.54656 |  | 638.077 | 0.98193 |  | 637.6979 | 0.19461 |  | 635.3948 | 0.030855 |  | 638.077 | 0.0025565 |  | 638.077 | 0.0018526
| 638.3078 | 0.00052786 |  | 638.3078 | 0.00052786 |  | 631.3695 | 0.00095695 |  | 631.37 | 0 |  | 638.3078 | 0.00093513 |  | 631.3695 | 0.0010146 |  | 638.3078 | 0.000675 |  | 646.7755 | 0.00032501 |  | 638.3078 | 0.00139 |  |  |  |  | 637.929 | 0.29902 |  | 638.3078 | 0.0032099 |  | 638.3078 | 0.56057 |  | 631.3695 | 0.52831 |  | 638.3078 | 0.9742 |  | 637.929 | 0.1979 |  | 635.623 | 0.032462 |  | 638.3078 | 0.0032724 |  | 638.3078 | 0.003008
| 638.5386 | 4.498e-05 |  | 638.5386 | 4.498e-05 |  | 631.5952 | 0.00028851 |  | 631.6 | 0 |  | 638.5386 | 0 |  | 631.5952 | 0.0014149 |  | 638.5386 | 0.00019337 |  | 647.0051 | 0.0010193 |  | 638.5386 | 0.00086469 |  |  |  |  | 638.1602 | 0.29644 |  | 638.5386 | 0.0020993 |  | 638.5386 | 0.5593 |  | 631.5952 | 0.5058 |  | 638.5386 | 0.96892 |  | 638.1603 | 0.20154 |  | 635.8513 | 0.032136 |  | 638.5386 | 0.0028495 |  | 638.5386 | 0.0019588
| 638.7695 | 0.00092555 |  | 638.7695 | 0.00092555 |  | 631.821 | 0.00057442 |  | 631.82 | 0 |  | 638.7695 | 0.00067119 |  | 631.821 | 0.0013702 |  | 638.7695 | 0.00098979 |  | 647.2347 | 0.00038571 |  | 638.7695 | 0.00162 |  |  |  |  | 638.3915 | 0.29376 |  | 638.7695 | 0.0025712 |  | 638.7695 | 0.55768 |  | 631.821 | 0.48685 |  | 638.7695 | 0.9573 |  | 638.3915 | 0.20561 |  | 636.0795 | 0.034035 |  | 638.7695 | 0.0044922 |  | 638.7695 | 0.0031939
| 639.0004 | -0.00025158 |  | 639.0004 | -0.00025158 |  | 632.0467 | 0.00148 |  | 632.05 | 0 |  | 639.0004 | 0 |  | 632.0467 | 0.00045953 |  | 639.0004 | -0.00049536 |  | 647.4643 | 0.0011409 |  | 639.0004 | 0.00062023 |  |  |  |  | 638.6227 | 0.29336 |  | 639.0004 | 0.0017209 |  | 639.0004 | 0.55712 |  | 632.0467 | 0.47135 |  | 639.0004 | 0.95676 |  | 638.6227 | 0.21036 |  | 636.3077 | 0.033701 |  | 639.0004 | 0.0024665 |  | 639.0004 | 0.0017329
| 639.2313 | -3.8254e-05 |  | 639.2313 | -3.8254e-05 |  | 632.2725 | 0.00018174 |  | 632.27 | 0 |  | 639.2313 | 0 |  | 632.2725 | 0.0005633 |  | 639.2313 | 4.9513e-05 |  | 647.6939 | 0.00037689 |  | 639.2313 | 0.00090271 |  |  |  |  | 638.8539 | 0.28362 |  | 639.2313 | 0.0016909 |  | 639.2313 | 0.54293 |  | 632.2725 | 0.43231 |  | 639.2313 | 0.91296 |  | 638.8539 | 0.21301 |  | 636.5359 | 0.035153 |  | 639.2313 | 0.0036801 |  | 639.2313 | 0.0021547
| 639.4622 | 0.00042591 |  | 639.4622 | 0.00042591 |  | 632.4982 | 0.00147 |  | 632.5 | 0 |  | 639.4622 | 0.00055324 |  | 632.4982 | 0.0017879 |  | 639.4622 | 0.00089982 |  | 647.9235 | 0.0010342 |  | 639.4622 | 0.00147 |  |  |  |  | 639.0852 | 0.28825 |  | 639.4622 | 0.0022633 |  | 639.4622 | 0.54544 |  | 632.4982 | 0.41628 |  | 639.4622 | 0.91497 |  | 639.0852 | 0.22125 |  | 636.7642 | 0.036983 |  | 639.4622 | 0.0049721 |  | 639.4622 | 0.0029778
| 639.6931 | -0.00048942 |  | 639.6931 | -0.00048942 |  | 632.7239 | 0.00040822 |  | 632.72 | 0 |  | 639.6931 | 3.6645e-05 |  | 632.7239 | 0.00058822 |  | 639.6931 | 0.00014059 |  | 648.1532 | 0.0003153 |  | 639.693 | 0.00088209 |  |  |  |  | 639.3164 | 0.28291 |  | 639.6931 | 0.0016998 |  | 639.6931 | 0.53999 |  | 632.7239 | 0.39659 |  | 639.693 | 0.88901 |  | 639.3164 | 0.2227 |  | 636.9925 | 0.036685 |  | 639.6931 | 0.0033078 |  | 639.6931 | 0.0023405
| 639.924 | 0.00060884 |  | 639.924 | 0.00060884 |  | 632.9497 | 0.00105 |  | 632.95 | 0 |  | 639.924 | 0.00078054 |  | 632.9497 | 0.0014291 |  | 639.924 | 0.00067011 |  | 648.3829 | 0.001021 |  | 639.924 | 0.0016 |  |  |  |  | 639.5477 | 0.28418 |  | 639.924 | 0.0022952 |  | 639.924 | 0.54429 |  | 632.9497 | 0.38372 |  | 639.924 | 0.88144 |  | 639.5477 | 0.22978 |  | 637.2208 | 0.038356 |  | 639.924 | 0.0047694 |  | 639.924 | 0.0033521
| 640.1549 | -0.00021972 |  | 640.1549 | -0.00021972 |  | 633.1755 | 0.00041805 |  | 633.18 | 0 |  | 640.1549 | 0 |  | 633.1755 | 0.00097909 |  | 640.1549 | 0.00030222 |  | 648.6125 | 0.0002005 |  | 640.1549 | 0.00079985 |  |  |  |  | 639.779 | 0.2794 |  | 640.1549 | 0.0017282 |  | 640.1549 | 0.53806 |  | 633.1755 | 0.36764 |  | 640.1549 | 0.86306 |  | 639.779 | 0.232 |  | 637.449 | 0.03855 |  | 640.1549 | 0.0038385 |  | 640.1549 | 0.0024651
| 640.3859 | 0.00101 |  | 640.3859 | 0.00101 |  | 633.4013 | 0.00078438 |  | 633.4 | 0 |  | 640.3859 | 0.00065791 |  | 633.4013 | 0.0013031 |  | 640.3859 | 0.0012912 |  | 648.8422 | 0.0010027 |  | 640.3859 | 0.00168 |  |  |  |  | 640.0103 | 0.27778 |  | 640.3859 | 0.0024753 |  | 640.3859 | 0.53404 |  | 633.4013 | 0.3543 |  | 640.3859 | 0.84429 |  | 640.0103 | 0.23562 |  | 637.6774 | 0.040211 |  | 640.3859 | 0.0055272 |  | 640.3859 | 0.0036449
| 640.6168 | -0.00053534 |  | 640.6168 | -0.00053534 |  | 633.6271 | 0.00019153 |  | 633.63 | 0 |  | 640.6168 | 0 |  | 633.6271 | 0.0007934 |  | 640.6168 | -0.00025109 |  | 649.0719 | 0.00026417 |  | 640.6168 | 0.00061438 |  |  |  |  | 640.2416 | 0.27703 |  | 640.6168 | 0.001566 |  | 640.6168 | 0.53483 |  | 633.6271 | 0.33933 |  | 640.6168 | 0.83199 |  | 640.2416 | 0.24066 |  | 637.9056 | 0.040117 |  | 640.6168 | 0.0043229 |  | 640.6168 | 0.0026889
| 640.8478 | 0.00065301 |  | 640.8478 | 0.00065301 |  | 633.8529 | 0.00073947 |  | 633.85 | 0 |  | 640.8478 | 0.00075137 |  | 633.8529 | 0.00064234 |  | 640.8478 | 0.001043 |  | 649.3016 | 0.00098914 |  | 640.8478 | 0.00148 |  |  |  |  | 640.4729 | 0.27418 |  | 640.8478 | 0.0020022 |  | 640.8478 | 0.52605 |  | 633.8529 | 0.32557 |  | 640.8478 | 0.80794 |  | 640.4729 | 0.24362 |  | 638.134 | 0.04194 |  | 640.8478 | 0.0051476 |  | 640.8478 | 0.0035364
| 641.0788 | 3.1338e-05 |  | 641.0788 | 3.1338e-05 |  | 634.0787 | 0.00026789 |  | 634.08 | 0 |  | 641.0788 | 0 |  | 634.0787 | 0.0014815 |  | 641.0788 | 9.2153e-05 |  | 649.5313 | 0.00024286 |  | 641.0787 | 0.00081978 |  |  |  |  | 640.7042 | 0.27402 |  | 641.0788 | 0.0013941 |  | 641.0787 | 0.52658 |  | 634.0787 | 0.31461 |  | 641.0787 | 0.79843 |  | 640.7042 | 0.24886 |  | 638.3623 | 0.041786 |  | 641.0788 | 0.0047406 |  | 641.0788 | 0.0027138
| 641.3097 | 0.00028986 |  | 641.3097 | 0.00028986 |  | 634.3046 | 0.00157 |  | 634.3 | 0 |  | 641.3097 | 0.00068723 |  | 634.3046 | 0.00099766 |  | 641.3097 | 0.0005316 |  | 649.761 | 0.00085017 |  | 641.3098 | 0.00128 |  |  |  |  | 640.9356 | 0.27028 |  | 641.3097 | 0.0021047 |  | 641.3098 | 0.52175 |  | 634.3046 | 0.297 |  | 641.3098 | 0.77473 |  | 640.9356 | 0.25344 |  | 638.5906 | 0.043672 |  | 641.3097 | 0.0050982 |  | 641.3097 | 0.0033678
| 641.5407 | -0.0002341 |  | 641.5407 | -0.0002341 |  | 634.5304 | 0.00039464 |  | 634.53 | 0 |  | 641.5407 | 0 |  | 634.5304 | 0.00029918 |  | 641.5407 | -3.0174e-07 |  | 649.9907 | 9.7968e-05 |  | 641.5407 | 0.00081474 |  |  |  |  | 641.1669 | 0.27189 |  | 641.5407 | 0.00096234 |  | 641.5407 | 0.52607 |  | 634.5304 | 0.28655 |  | 641.5407 | 0.7629 |  | 641.1669 | 0.25911 |  | 638.819 | 0.043808 |  | 641.5407 | 0.0050721 |  | 641.5407 | 0.0026323
| 641.7717 | 0.00064297 |  | 641.7717 | 0.00064297 |  | 634.7562 | 0.00092778 |  | 634.76 | 0 |  | 641.7717 | 0.00067502 |  | 634.7562 | 0.0016798 |  | 641.7717 | 0.0007735 |  | 650.2205 | 0.00082837 |  | 641.7717 | 0.0015 |  |  |  |  | 641.3983 | 0.26672 |  | 641.7717 | 0.0021085 |  | 641.7717 | 0.51705 |  | 634.7562 | 0.27367 |  | 641.7717 | 0.73267 |  | 641.3983 | 0.26115 |  | 639.0473 | 0.045481 |  | 641.7717 | 0.0064037 |  | 641.7717 | 0.0039597
| 642.0028 | 1.9758e-05 |  | 642.0028 | 1.9758e-05 |  | 634.9821 | -0.00026939 |  | 634.98 | 0 |  | 642.0028 | 0 |  | 634.9821 | 0.00094794 |  | 642.0028 | -6.9705e-05 |  | 650.4502 | 0.00021654 |  | 642.0027 | 0.00067432 |  |  |  |  | 641.6296 | 0.26658 |  | 642.0028 | 0.00085207 |  | 642.0027 | 0.51974 |  | 634.9821 | 0.25758 |  | 642.0027 | 0.71998 |  | 641.6296 | 0.26575 |  | 639.2757 | 0.045671 |  | 642.0028 | 0.0052953 |  | 642.0028 | 0.0031594
| 642.2338 | 0.00057613 |  | 642.2338 | 0.00057613 |  | 635.2079 | 0.00101 |  | 635.21 | 0 |  | 642.2338 | 0.00061369 |  | 635.2079 | 0.0017226 |  | 642.2338 | 0.00064153 |  | 650.68 | 0.0008861 |  | 642.2338 | 0.00135 |  |  |  |  | 641.861 | 0.26521 |  | 642.2338 | 0.0019626 |  | 642.2338 | 0.51497 |  | 635.2079 | 0.25309 |  | 642.2338 | 0.69756 |  | 641.861 | 0.27081 |  | 639.5041 | 0.0475 |  | 642.2338 | 0.006154 |  | 642.2338 | 0.0039468
| 642.4648 | -3.6444e-05 |  | 642.4648 | -3.6444e-05 |  | 635.4338 | 0.00071272 |  | 635.43 | 0 |  | 642.4648 | 0 |  | 635.4338 | 0.0001367 |  | 642.4648 | -0.00060956 |  | 650.9097 | 0.00018791 |  | 642.4648 | 0.00050118 |  |  |  |  | 642.0924 | 0.26302 |  | 642.4648 | 0.0011236 |  | 642.4648 | 0.51802 |  | 635.4338 | 0.24129 |  | 642.4648 | 0.68269 |  | 642.0924 | 0.27509 |  | 639.7324 | 0.047644 |  | 642.4648 | 0.0054233 |  | 642.4648 | 0.0029981
| 642.6959 | 0.00069956 |  | 642.6959 | 0.00069956 |  | 635.6597 | 0.00119 |  | 635.66 | 0 |  | 642.6959 | 0.00082076 |  | 635.6597 | 0.00087293 |  | 642.6959 | 0.0011572 |  | 651.1395 | 0.00082748 |  | 642.6959 | 0.00153 |  |  |  |  | 642.3238 | 0.26016 |  | 642.6959 | 0.0020898 |  | 642.6959 | 0.50623 |  | 635.6597 | 0.23331 |  | 642.6959 | 0.65535 |  | 642.3238 | 0.27908 |  | 639.9608 | 0.04987 |  | 642.6959 | 0.006615 |  | 642.6959 | 0.0039835
| 642.9269 | -0.00034914 |  | 642.9269 | -0.00034914 |  | 635.8856 | 1.7422e-05 |  | 635.89 | 0 |  | 642.9269 | 0 |  | 635.8856 | 0.00014383 |  | 642.9269 | 0.00032282 |  | 651.3693 | 0.00011119 |  | 642.9269 | 0.00063392 |  |  |  |  | 642.5552 | 0.25966 |  | 642.9269 | 0.0011287 |  | 642.9269 | 0.50924 |  | 635.8856 | 0.22486 |  | 642.9269 | 0.64199 |  | 642.5552 | 0.28437 |  | 640.1893 | 0.04987 |  | 642.9269 | 0.0059848 |  | 642.9269 | 0.0035806
| 643.158 | -0.00014463 |  | 643.158 | -0.00014463 |  | 636.1115 | 0.00125 |  | 636.11 | 0 |  | 643.158 | 0.00041184 |  | 636.1115 | 0.00099476 |  | 643.158 | 0.00054069 |  | 651.5991 | 0.00082048 |  | 643.158 | 0.00109 |  |  |  |  | 642.7866 | 0.25777 |  | 643.158 | 0.001722 |  | 643.158 | 0.51135 |  | 636.1115 | 0.21561 |  | 643.158 | 0.62332 |  | 642.7866 | 0.29035 |  | 640.4177 | 0.051781 |  | 643.158 | 0.0064111 |  | 643.158 | 0.0036927
| 643.3891 | -0.00038561 |  | 643.3891 | -0.00038561 |  | 636.3374 | 0.00033507 |  | 636.34 | 0 |  | 643.3891 | 0 |  | 636.3374 | 0.0014446 |  | 643.3891 | -0.00023311 |  | 651.8289 | 5.617e-05 |  | 643.3891 | 0.00053635 |  |  |  |  | 643.0181 | 0.25646 |  | 643.3891 | 0.00087269 |  | 643.3891 | 0.50465 |  | 636.3374 | 0.20324 |  | 643.3891 | 0.60115 |  | 643.0181 | 0.29347 |  | 640.6461 | 0.051921 |  | 643.3891 | 0.0060826 |  | 643.3891 | 0.003366
| 643.6202 | 0.00039915 |  | 643.6202 | 0.00039915 |  | 636.5634 | 0.00133 |  | 636.56 | 0 |  | 643.6202 | 0.00060485 |  | 636.5634 | 0.0022187 |  | 643.6202 | 0.0010302 |  | 652.0587 | 0.00080554 |  | 643.6202 | 0.00107 |  |  |  |  | 643.2495 | 0.25595 |  | 643.6202 | 0.0017283 |  | 643.6202 | 0.50417 |  | 636.5634 | 0.1967 |  | 643.6202 | 0.58138 |  | 643.2495 | 0.30037 |  | 640.8745 | 0.054075 |  | 643.6202 | 0.0067541 |  | 643.6202 | 0.0041176
| 643.8513 | -0.00016554 |  | 643.8513 | -0.00016554 |  | 636.7893 | 0.00011997 |  | 636.79 | 0 |  | 643.8513 | 0 |  | 636.7892 | 0.0010644 |  | 643.8513 | -0.00037325 |  | 652.2886 | 9.4891e-05 |  | 643.8513 | 0.00059585 |  |  |  |  | 643.4809 | 0.25473 |  | 643.8513 | 0.0009463 |  | 643.8513 | 0.50658 |  | 636.7892 | 0.19199 |  | 643.8513 | 0.56779 |  | 643.481 | 0.30837 |  | 641.103 | 0.054516 |  | 643.8513 | 0.0065648 |  | 643.8513 | 0.0034548
| 644.0824 | 0.00077025 |  | 644.0824 | 0.00077025 |  | 637.0152 | 0.00096989 |  | 637.02 | 0.0024641 |  | 644.0824 | 0.00079965 |  | 637.0152 | 0.00092097 |  | 644.0824 | 0.00162 |  | 652.5184 | 0.00076383 |  | 644.0824 | 0.00144 |  |  |  |  | 643.7124 | 0.2551 |  | 644.0824 | 0.0017939 |  | 644.0824 | 0.50562 |  | 637.0152 | 0.18348 |  | 644.0824 | 0.54868 |  | 643.7124 | 0.31457 |  | 641.3314 | 0.056331 |  | 644.0824 | 0.0081051 |  | 644.0824 | 0.0047249
| 644.3135 | -0.00034721 |  | 644.3135 | -0.00034721 |  | 637.2411 | 0.0007442 |  | 637.24 | 0 |  | 644.3135 | 0 |  | 637.2411 | 0.0011166 |  | 644.3135 | -6.0401e-05 |  | 652.7482 | 0.00011252 |  | 644.3135 | 0.00070132 |  |  |  |  | 643.9439 | 0.25076 |  | 644.3135 | 0.00065268 |  | 644.3135 | 0.49775 |  | 637.2411 | 0.1753 |  | 644.3135 | 0.52516 |  | 643.9439 | 0.31676 |  | 641.5599 | 0.05635 |  | 644.3135 | 0.0065004 |  | 644.3135 | 0.0037376
| 644.5447 | 0.00041919 |  | 644.5447 | 0.00041919 |  | 637.4671 | 0.00104 |  | 637.47 | 0 |  | 644.5447 | 0.00046887 |  | 637.4671 | 0.0010587 |  | 644.5447 | 0.00051609 |  | 652.9781 | 0.0007471 |  | 644.5447 | 0.00117 |  |  |  |  | 644.1754 | 0.24821 |  | 644.5447 | 0.0015433 |  | 644.5447 | 0.49202 |  | 637.4671 | 0.16849 |  | 644.5447 | 0.50398 |  | 644.1754 | 0.32154 |  | 641.7883 | 0.058684 |  | 644.5447 | 0.0082875 |  | 644.5447 | 0.0048038
| 644.7758 | -0.00018606 |  | 644.7758 | -0.00018606 |  | 637.6931 | 0.00020657 |  | 637.69 | 0 |  | 644.7758 | 0 |  | 637.6931 | 0.00028483 |  | 644.7758 | -0.00015061 |  | 653.2079 | 3.7978e-05 |  | 644.7758 | 0.00044308 |  |  |  |  | 644.4069 | 0.24765 |  | 644.7758 | 0.00077278 |  | 644.7758 | 0.4948 |  | 637.6931 | 0.16009 |  | 644.7758 | 0.48978 |  | 644.4069 | 0.32804 |  | 642.0168 | 0.058821 |  | 644.7758 | 0.0071447 |  | 644.7758 | 0.0037033
| 645.007 | 9.5951e-05 |  | 645.007 | 9.5951e-05 |  | 637.9191 | 0.00121 |  | 637.92 | 0 |  | 645.007 | 0.00084487 |  | 637.9191 | 0.0012823 |  | 645.007 | 0.0010879 |  | 653.4379 | 0.00075924 |  | 645.007 | 0.00108 |  |  |  |  | 644.6384 | 0.2456 |  | 645.007 | 0.0014134 |  | 645.007 | 0.49095 |  | 637.9191 | 0.15661 |  | 645.007 | 0.46821 |  | 644.6384 | 0.33209 |  | 642.2453 | 0.061079 |  | 645.007 | 0.0083956 |  | 645.007 | 0.0048931
| 645.2381 | -0.00034493 |  | 645.2381 | -0.00034493 |  | 638.1451 | 8.0743e-05 |  | 638.15 | 0 |  | 645.2381 | 0 |  | 638.1451 | 0.0004893 |  | 645.2381 | -0.00085522 |  | 653.6677 | -3.0102e-05 |  | 645.2381 | 0.00028184 |  |  |  |  | 644.8699 | 0.24508 |  | 645.2381 | 0.00044044 |  | 645.2381 | 0.48944 |  | 638.1451 | 0.14983 |  | 645.2381 | 0.45362 |  | 644.8699 | 0.33886 |  | 642.4738 | 0.061401 |  | 645.2381 | 0.0072537 |  | 645.2381 | 0.0040008
| 645.4693 | 0.00065278 |  | 645.4693 | 0.00065278 |  | 638.371 | 0.000975 |  | 638.37 | 0 |  | 645.4693 | 0.00083968 |  | 638.371 | 0.001328 |  | 645.4693 | 0.0010311 |  | 653.8976 | 0.00067101 |  | 645.4693 | 0.00116 |  |  |  |  | 645.1014 | 0.24469 |  | 645.4693 | 0.0012933 |  | 645.4693 | 0.48974 |  | 638.371 | 0.14248 |  | 645.4693 | 0.43732 |  | 645.1014 | 0.34381 |  | 642.7023 | 0.063734 |  | 645.4693 | 0.008434 |  | 645.4693 | 0.005047
| 645.7005 | -0.00038917 |  | 645.7005 | -0.00038917 |  | 638.597 | 0.00027654 |  | 638.6 | 0 |  | 645.7005 | 0 |  | 638.597 | 0.0006452 |  | 645.7005 | -0.00059591 |  | 654.1276 | 7.1426e-06 |  | 645.7005 | 0.00044867 |  |  |  |  | 645.333 | 0.24136 |  | 645.7005 | 0.00055869 |  | 645.7005 | 0.48554 |  | 638.597 | 0.13564 |  | 645.7005 | 0.42181 |  | 645.3329 | 0.3507 |  | 642.9308 | 0.063933 |  | 645.7005 | 0.0077502 |  | 645.7005 | 0.0041805
| 645.9317 | 0.00041547 |  | 645.9317 | 0.00041547 |  | 638.8231 | 0.00111 |  | 638.82 | 0 |  | 645.9317 | 0.0007535 |  | 638.8231 | 0.0013906 |  | 645.9317 | 0.00083871 |  | 654.3575 | 0.00072907 |  | 645.9317 | 0.00108 |  |  |  |  | 645.5645 | 0.23968 |  | 645.9317 | 0.0015493 |  | 645.9317 | 0.4798 |  | 638.8231 | 0.13576 |  | 645.9317 | 0.40202 |  | 645.5645 | 0.35723 |  | 643.1594 | 0.066458 |  | 645.9317 | 0.0091131 |  | 645.9317 | 0.0048731
| 646.1629 | -0.00029076 |  | 646.1629 | -0.00029076 |  | 639.0491 | 0.00124 |  | 639.05 | 0 |  | 646.1629 | 0 |  | 639.0491 | 0.0010526 |  | 646.1629 | -0.00021187 |  | 654.5874 | 4.1472e-05 |  | 646.1629 | 0.00044768 |  |  |  |  | 645.7961 | 0.2383 |  | 646.1629 | 0.00073782 |  | 646.1629 | 0.47854 |  | 639.0491 | 0.12702 |  | 646.1629 | 0.38909 |  | 645.7961 | 0.36409 |  | 643.3879 | 0.066624 |  | 646.1629 | 0.00866 |  | 646.1629 | 0.0041118
| 646.3941 | 0.00069046 |  | 646.3941 | 0.00069046 |  | 639.2752 | 0.00076953 |  | 639.28 | 0 |  | 646.3941 | 0.00076963 |  | 639.2751 | 0.0018076 |  | 646.3941 | 0.0007072 |  | 654.8173 | 0.00067169 |  | 646.3941 | 0.00106 |  |  |  |  | 646.0276 | 0.23805 |  | 646.3941 | 0.0015522 |  | 646.3941 | 0.4776 |  | 639.2751 | 0.126 |  | 646.3941 | 0.37314 |  | 646.0276 | 0.36968 |  | 643.6165 | 0.068304 |  | 646.3941 | 0.010227 |  | 646.3941 | 0.0050876
| 646.6254 | -0.00033829 |  | 646.6254 | -0.00033829 |  | 639.5012 | 0.00066711 |  | 639.5 | 0 |  | 646.6254 | 0 |  | 639.5012 | 0.00059935 |  | 646.6254 | -7.094e-05 |  | 655.0473 | 1.764e-05 |  | 646.6254 | 0.00057054 |  |  |  |  | 646.2592 | 0.23387 |  | 646.6254 | 0.00030022 |  | 646.6254 | 0.47488 |  | 639.5012 | 0.12001 |  | 646.6254 | 0.35579 |  | 646.2592 | 0.37174 |  | 643.845 | 0.069141 |  | 646.6254 | 0.00945 |  | 646.6254 | 0.0044973
| 646.8566 | 0.00052643 |  | 646.8566 | 0.00052643 |  | 639.7272 | 0.00103 |  | 639.73 | 0 |  | 646.8566 | 0.00072407 |  | 639.7272 | 0.00098437 |  | 646.8566 | 0.0010101 |  | 655.2772 | 0.00070925 |  | 646.8566 | 0.00117 |  |  |  |  | 646.4908 | 0.23512 |  | 646.8566 | 0.0014729 |  | 646.8566 | 0.47219 |  | 639.7272 | 0.11612 |  | 646.8566 | 0.34266 |  | 646.4908 | 0.38113 |  | 644.0736 | 0.072717 |  | 646.8566 | 0.010362 |  | 646.8566 | 0.0053126
| 647.0879 | -0.00010496 |  | 647.0879 | -0.00010496 |  | 639.9533 | 0.0008867 |  | 639.95 | 0 |  | 647.0879 | 0 |  | 639.9533 | 0.00012454 |  | 647.0879 | 6.5477e-05 |  | 655.5072 | -2.2378e-05 |  | 647.0878 | 0.00068052 |  |  |  |  | 646.7224 | 0.23235 |  | 647.0879 | 0.0007315 |  | 647.0878 | 0.47234 |  | 639.9533 | 0.1122 |  | 647.0878 | 0.32883 |  | 646.7224 | 0.38696 |  | 644.3022 | 0.073112 |  | 647.0879 | 0.010038 |  | 647.0879 | 0.0049604
| 647.3191 | 0.00054725 |  | 647.3191 | 0.00054725 |  | 640.1794 | 0.0009723 |  | 640.18 | 0 |  | 647.3191 | 0.00055992 |  | 640.1794 | 0.0025889 |  | 647.3191 | 0.00068067 |  | 655.7372 | 0.00063042 |  | 647.3191 | 0.00116 |  |  |  |  | 646.954 | 0.22985 |  | 647.3191 | 0.0013609 |  | 647.3191 | 0.4704 |  | 640.1794 | 0.10878 |  | 647.3191 | 0.31607 |  | 646.954 | 0.39355 |  | 644.5308 | 0.074775 |  | 647.3191 | 0.011141 |  | 647.3191 | 0.0059027
| 647.5504 | 7.1575e-06 |  | 647.5504 | 7.1575e-06 |  | 640.4055 | 0.00064072 |  | 640.41 | 0 |  | 647.5504 | 0 |  | 640.4055 | 0.0004091 |  | 647.5504 | -0.00014274 |  | 655.9672 | -1.8217e-05 |  | 647.5504 | 0.00045555 |  |  |  |  | 647.1856 | 0.22952 |  | 647.5504 | 0.00012434 |  | 647.5504 | 0.46895 |  | 640.4055 | 0.1067 |  | 647.5504 | 0.3053 |  | 647.1856 | 0.40105 |  | 644.7593 | 0.07496 |  | 647.5504 | 0.010066 |  | 647.5504 | 0.0048262
| 647.7817 | 0.00085511 |  | 647.7817 | 0.00085511 |  | 640.6315 | 0.00123 |  | 640.63 | 0 |  | 647.7817 | 0.00081267 |  | 640.6315 | -2.0649e-07 |  | 647.7817 | 0.00088563 |  | 656.1971 | 0.0006977 |  | 647.7817 | 0.00134 |  |  |  |  | 647.4173 | 0.22872 |  | 647.7817 | 0.0015104 |  | 647.7817 | 0.47005 |  | 640.6315 | 0.09753 |  | 647.7817 | 0.29207 |  | 647.4173 | 0.40767 |  | 644.988 | 0.078124 |  | 647.7817 | 0.012086 |  | 647.7817 | 0.0061331
| 648.013 | -6.4783e-05 |  | 648.013 | -6.4783e-05 |  | 640.8576 | 0.00077874 |  | 640.86 | 0 |  | 648.013 | 0 |  | 640.8576 | 0.00017086 |  | 648.013 | 0.00071656 |  | 656.4272 | -6.6175e-05 |  | 648.013 | 0.00072046 |  |  |  |  | 647.6489 | 0.22947 |  | 648.013 | 0.00050973 |  | 648.013 | 0.46971 |  | 640.8576 | 0.096156 |  | 648.013 | 0.28266 |  | 647.6489 | 0.41714 |  | 645.2166 | 0.078972 |  | 648.013 | 0.011455 |  | 648.013 | 0.0055989
| 648.2443 | 0.00072224 |  | 648.2443 | 0.00072224 |  | 641.0837 | 0.0013 |  | 641.08 | 0 |  | 648.2443 | 0.0007103 |  | 641.0837 | 0.00088387 |  | 648.2443 | 0.0012331 |  | 656.6572 | 0.00067826 |  | 648.2443 | 0.00128 |  |  |  |  | 647.8806 | 0.22777 |  | 648.2443 | 0.0017138 |  | 648.2443 | 0.46827 |  | 641.0837 | 0.090886 |  | 648.2443 | 0.27279 |  | 647.8806 | 0.42765 |  | 645.4452 | 0.081428 |  | 648.2443 | 0.012699 |  | 648.2443 | 0.0065221
| 648.4756 | -0.00024129 |  | 648.4756 | -0.00024129 |  | 641.3099 | 0.00065769 |  | 641.31 | 0 |  | 648.4756 | 0 |  | 641.3099 | -0.00077785 |  | 648.4756 | -0.00031874 |  | 656.8872 | -4.1401e-06 |  | 648.4756 | 0.00040981 |  |  |  |  | 648.1122 | 0.22291 |  | 648.4756 | 0.00062092 |  | 648.4756 | 0.46275 |  | 641.3099 | 0.085049 |  | 648.4756 | 0.25937 |  | 648.1122 | 0.43088 |  | 645.6738 | 0.08301 |  | 648.4756 | 0.010322 |  | 648.4756 | 0.0054538
| 648.7069 | 0.00062389 |  | 648.7069 | 0.00062389 |  | 641.536 | 0.00137 |  | 641.54 | 0 |  | 648.7069 | 0.00074788 |  | 641.536 | 0.001405 |  | 648.7069 | 0.00080262 |  | 657.1172 | 0.00062052 |  | 648.7069 | 0.00119 |  |  |  |  | 648.3439 | 0.22507 |  | 648.7069 | 0.0014691 |  | 648.7069 | 0.46697 |  | 641.536 | 0.086364 |  | 648.7069 | 0.25194 |  | 648.3439 | 0.44449 |  | 645.9025 | 0.085135 |  | 648.7069 | 0.013136 |  | 648.7069 | 0.0069477
| 648.9383 | -0.00060905 |  | 648.9383 | -0.00060905 |  | 641.7622 | 8.3454e-05 |  | 641.76 | 0 |  | 648.9383 | 0 |  | 641.7621 | -0.00018714 |  | 648.9383 | -0.00062652 |  | 657.3473 | 6.6698e-05 |  | 648.9383 | 0.00019201 |  |  |  |  | 648.5756 | 0.2242 |  | 648.9383 | 0.00043752 |  | 648.9383 | 0.4677 |  | 641.7621 | 0.081919 |  | 648.9383 | 0.24192 |  | 648.5756 | 0.45229 |  | 646.1312 | 0.086415 |  | 648.9383 | 0.011348 |  | 648.9383 | 0.0056517
| 649.1696 | 0.00045775 |  | 649.1696 | 0.00045775 |  | 641.9883 | 0.0009892 |  | 641.99 | 0 |  | 649.1696 | 0.00094293 |  | 641.9883 | 0.0011934 |  | 649.1696 | 0.00045053 |  | 657.5773 | 0.00066453 |  | 649.1696 | 0.00088271 |  |  |  |  | 648.8073 | 0.22204 |  | 649.1696 | 0.0010306 |  | 649.1696 | 0.4641 |  | 641.9883 | 0.079171 |  | 649.1696 | 0.23257 |  | 648.8073 | 0.46123 |  | 646.3598 | 0.089336 |  | 649.1696 | 0.013524 |  | 649.1696 | 0.0067019
| 649.401 | -0.00010657 |  | 649.401 | -0.00010657 |  | 642.2144 | -9.8158e-05 |  | 642.21 | 0 |  | 649.401 | 0 |  | 642.2144 | 0.00033541 |  | 649.401 | -0.00021043 |  | 657.8074 | 9.458e-05 |  | 649.401 | 0.0004413 |  |  |  |  | 649.039 | 0.22048 |  | 649.401 | 0 |  | 649.401 | 0.45967 |  | 642.2144 | 0.077598 |  | 649.401 | 0.22166 |  | 649.039 | 0.46483 |  | 646.5885 | 0.090061 |  | 649.401 | 0.012838 |  | 649.401 | 0.0060145
| 649.6323 | 0.00033588 |  | 649.6323 | 0.00033588 |  | 642.4406 | 0.00033679 |  | 642.44 | 0 |  | 649.6323 | 0.00066937 |  | 642.4406 | 0.0015909 |  | 649.6323 | 0.00052176 |  | 658.0375 | 0.00060378 |  | 649.6323 | 0.00097636 |  |  |  |  | 649.2707 | 0.21767 |  | 649.6323 | 0.0011519 |  | 649.6323 | 0.45839 |  | 642.4406 | 0.075884 |  | 649.6323 | 0.21338 |  | 649.2707 | 0.47551 |  | 646.8171 | 0.091745 |  | 649.6323 | 0.013249 |  | 649.6323 | 0.0071084
| 649.8637 | -0.00013211 |  | 649.8637 | -0.00013211 |  | 642.6667 | -4.6471e-05 |  | 642.67 | 0 |  | 649.8637 | 0 |  | 642.6667 | 0.0010619 |  | 649.8637 | 0.00013355 |  | 658.2676 | 3.6612e-05 |  | 649.8637 | 0.00052981 |  |  |  |  | 649.5025 | 0.21625 |  | 649.8637 | 0.00019387 |  | 649.8637 | 0.45392 |  | 642.6667 | 0.070026 |  | 649.8637 | 0.2036 |  | 649.5024 | 0.48112 |  | 647.0458 | 0.093757 |  | 649.8637 | 0.013371 |  | 649.8637 | 0.006478
| 650.0951 | 0.00079396 |  | 650.0951 | 0.00079396 |  | 642.8929 | 0.00154 |  | 642.89 | 0 |  | 650.0951 | 0.00080233 |  | 642.8929 | 0.00096756 |  | 650.0951 | 0.0013408 |  | 658.4977 | 0.00056303 |  | 650.0951 | 0.00129 |  |  |  |  | 649.7342 | 0.21863 |  | 650.0951 | 0.0013608 |  | 650.0952 | 0.4598 |  | 642.8929 | 0.070254 |  | 650.0951 | 0.19915 |  | 649.7342 | 0.49876 |  | 647.2745 | 0.097887 |  | 650.0951 | 0.015056 |  | 650.0951 | 0.0078055
| 650.3265 | -0.00024611 |  | 650.3265 | -0.00024611 |  | 643.1191 | 0.00046058 |  | 643.12 | 0 |  | 650.3265 | 0 |  | 643.1191 | 0.00084944 |  | 650.3265 | -0.00025476 |  | 658.7278 | -5.3014e-05 |  | 650.3265 | 0.0005252 |  |  |  |  | 649.9659 | 0.21703 |  | 650.3265 | 8.579e-05 |  | 650.3265 | 0.45229 |  | 643.1191 | 0.065761 |  | 650.3265 | 0.19062 |  | 649.9659 | 0.50435 |  | 647.5033 | 0.097805 |  | 650.3265 | 0.013926 |  | 650.3265 | 0.0065176
| 650.5579 | 0.00043781 |  | 650.5579 | 0.00043781 |  | 643.3453 | 0.0011 |  | 643.35 | 0 |  | 650.5579 | 0.00076914 |  | 643.3453 | 0.0017455 |  | 650.5579 | 0.00097509 |  | 658.9579 | 0.00054616 |  | 650.5579 | 0.00107 |  |  |  |  | 650.1977 | 0.21653 |  | 650.5579 | 0.0012413 |  | 650.5579 | 0.45359 |  | 643.3453 | 0.062852 |  | 650.5579 | 0.18357 |  | 650.1977 | 0.51555 |  | 647.732 | 0.10194 |  | 650.5579 | 0.015247 |  | 650.5579 | 0.0078474
| 650.7894 | -0.00012565 |  | 650.7894 | -0.00012565 |  | 643.5715 | -3.6633e-05 |  | 643.57 | 0 |  | 650.7894 | 0 |  | 643.5715 | 0.0012101 |  | 650.7894 | 0.00044218 |  | 659.188 | -8.1174e-05 |  | 650.7894 | 0.0006525 |  |  |  |  | 650.4295 | 0.21349 |  | 650.7894 | 0 |  | 650.7894 | 0.45034 |  | 643.5715 | 0.059233 |  | 650.7894 | 0.175 |  | 650.4295 | 0.52014 |  | 647.9608 | 0.10325 |  | 650.7894 | 0.014756 |  | 650.7894 | 0.0067025
| 651.0208 | 0.00058048 |  | 651.0208 | 0.00058048 |  | 643.7978 | 0.00090422 |  | 643.8 | 0 |  | 651.0208 | 0.00096524 |  | 643.7978 | 0.000512 |  | 651.0208 | 0.0011352 |  | 659.4182 | 0.00059773 |  | 651.0208 | 0.00118 |  |  |  |  | 650.6613 | 0.21402 |  | 651.0208 | 0.0015304 |  | 651.0208 | 0.45235 |  | 643.7978 | 0.056911 |  | 651.0208 | 0.17001 |  | 650.6613 | 0.53369 |  | 648.1895 | 0.10566 |  | 651.0208 | 0.016565 |  | 651.0208 | 0.0081722
| 651.2523 | -0.00047634 |  | 651.2523 | -0.00047634 |  | 644.024 | 0.00021632 |  | 644.02 | 0 |  | 651.2522 | 0 |  | 644.024 | 0.00032186 |  | 651.2522 | -6.8509e-05 |  | 659.6483 | -0.00010029 |  | 651.2523 | 0.00044272 |  |  |  |  | 650.893 | 0.21224 |  | 651.2522 | 0.00022964 |  | 651.2523 | 0.44787 |  | 644.024 | 0.055922 |  | 651.2523 | 0.16232 |  | 650.8931 | 0.54051 |  | 648.4182 | 0.10889 |  | 651.2522 | 0.014994 |  | 651.2522 | 0.0072475
| 651.4837 | 0.00015391 |  | 651.4837 | 0.00015391 |  | 644.2502 | 0.00076629 |  | 644.25 | 0 |  | 651.4837 | 0.00057745 |  | 644.2502 | 0.0017685 |  | 651.4837 | 0.00061869 |  | 659.8785 | 0.00065622 |  | 651.4837 | 0.00075131 |  |  |  |  | 651.1249 | 0.21264 |  | 651.4837 | 0.00082695 |  | 651.4837 | 0.45248 |  | 644.2502 | 0.05547 |  | 651.4837 | 0.15752 |  | 651.1249 | 0.55539 |  | 648.647 | 0.10958 |  | 651.4837 | 0.01632 |  | 651.4837 | 0.0081243
| 651.7152 | -0.00056001 |  | 651.7152 | -0.00056001 |  | 644.4765 | 0.00049504 |  | 644.48 | 0 |  | 651.7152 | 0 |  | 644.4765 | 0.00069557 |  | 651.7152 | -0.0005038 |  | 660.1086 | 9.247e-05 |  | 651.7151 | 0.00039816 |  |  |  |  | 651.3567 | 0.20937 |  | 651.7152 | 0.00024013 |  | 651.7151 | 0.44868 |  | 644.4765 | 0.053607 |  | 651.7151 | 0.15136 |  | 651.3567 | 0.56396 |  | 648.8758 | 0.11183 |  | 651.7152 | 0.016201 |  | 651.7152 | 0.0075065
| 651.9466 | 0.00070029 |  | 651.9466 | 0.00070029 |  | 644.7028 | 0.00121 |  | 644.7 | 0 |  | 651.9467 | 0.0005319 |  | 644.7028 | 0.0012445 |  | 651.9467 | 0.00094568 |  | 660.3388 | 0.00065167 |  | 651.9467 | 0.00113 |  |  |  |  | 651.5885 | 0.21143 |  | 651.9467 | 0.0012247 |  | 651.9467 | 0.44937 |  | 644.7028 | 0.052668 |  | 651.9467 | 0.14622 |  | 651.5885 | 0.57253 |  | 649.1046 | 0.11468 |  | 651.9467 | 0.0177 |  | 651.9467 | 0.0087384
| 652.1781 | -0.0005819 |  | 652.1781 | -0.0005819 |  | 644.929 | -0.00021224 |  | 644.93 | 0 |  | 652.1781 | 0 |  | 644.929 | 0.00030507 |  | 652.1781 | -3.2383e-05 |  | 660.569 | 2.8872e-05 |  | 652.1782 | 0.00023215 |  |  |  |  | 651.8203 | 0.20754 |  | 652.1781 | 0 |  | 652.1782 | 0.44846 |  | 644.929 | 0.051122 |  | 652.1782 | 0.13963 |  | 651.8203 | 0.58142 |  | 649.3333 | 0.11603 |  | 652.1781 | 0.016635 |  | 652.1781 | 0.0074635
| 652.4096 | 0.00052311 |  | 652.4096 | 0.00052311 |  | 645.1553 | 0.0008396 |  | 645.16 | 0 |  | 652.4096 | 0.00063841 |  | 645.1553 | 0.0010569 |  | 652.4096 | 0.0010604 |  | 660.7992 | 0.00071621 |  | 652.4097 | 0.00092375 |  |  |  |  | 652.0522 | 0.20654 |  | 652.4096 | 0.0010007 |  | 652.4097 | 0.44412 |  | 645.1553 | 0.05028 |  | 652.4097 | 0.13559 |  | 652.0522 | 0.59403 |  | 649.5621 | 0.11926 |  | 652.4096 | 0.018299 |  | 652.4096 | 0.0090746
| 652.6412 | -8.5117e-05 |  | 652.6412 | -8.5117e-05 |  | 645.3816 | 0.00065497 |  | 645.38 | 0 |  | 652.6412 | 0 |  | 645.3816 | -0.0010856 |  | 652.6412 | -0.00028074 |  | 661.0294 | 2.0702e-05 |  | 652.6412 | 0.00045394 |  |  |  |  | 652.284 | 0.20549 |  | 652.6412 | 8.0833e-05 |  | 652.6412 | 0.44625 |  | 645.3816 | 0.046166 |  | 652.6412 | 0.13088 |  | 652.284 | 0.61038 |  | 649.791 | 0.11857 |  | 652.6412 | 0.018193 |  | 652.6412 | 0.0084015
| 652.8727 | 0.00033969 |  | 652.8727 | 0.00033969 |  | 645.6078 | 0.00064096 |  | 645.61 | 0 |  | 652.8727 | 0.00090943 |  | 645.6078 | 0.0019821 |  | 652.8727 | 0.00053527 |  | 661.2596 | 0.00064941 |  | 652.8727 | 0.00103 |  |  |  |  | 652.5159 | 0.20444 |  | 652.8727 | 0.00066806 |  | 652.8727 | 0.44635 |  | 645.6078 | 0.046494 |  | 652.8727 | 0.12609 |  | 652.5159 | 0.62049 |  | 650.0198 | 0.12416 |  | 652.8727 | 0.019609 |  | 652.8727 | 0.0093576
| 653.1042 | -0.00044896 |  | 653.1042 | -0.00044896 |  | 645.8342 | 0.00018679 |  | 645.83 | 0 |  | 653.1042 | 0 |  | 645.8342 | -0.00056544 |  | 653.1042 | -0.00048661 |  | 661.4899 | 1.1146e-05 |  | 653.1042 | 0.00041834 |  |  |  |  | 652.7478 | 0.20339 |  | 653.1042 | 0.00024688 |  | 653.1042 | 0.44438 |  | 645.8342 | 0.042842 |  | 653.1042 | 0.11946 |  | 652.7478 | 0.62479 |  | 650.2486 | 0.12699 |  | 653.1042 | 0.019007 |  | 653.1042 | 0.0084495
| 653.3357 | 0.00062189 |  | 653.3357 | 0.00062189 |  | 646.0605 | 0.00014581 |  | 646.06 | 0 |  | 653.3357 | 0.00060024 |  | 646.0605 | -8.8799e-05 |  | 653.3357 | 0.0012332 |  | 661.7201 | 0.0006186 |  | 653.3357 | 0.00131 |  |  |  |  | 652.9797 | 0.20233 |  | 653.3357 | 0.0011945 |  | 653.3358 | 0.44677 |  | 646.0605 | 0.042477 |  | 653.3357 | 0.11677 |  | 652.9796 | 0.64015 |  | 650.4774 | 0.13057 |  | 653.3357 | 0.020869 |  | 653.3357 | 0.010102
| 653.5673 | -0.00060388 |  | 653.5673 | -0.00060388 |  | 646.2868 | 0.00061487 |  | 646.29 | 0 |  | 653.5673 | 0 |  | 646.2868 | 0.00038312 |  | 653.5673 | -0.00050717 |  | 661.9503 | 5.0861e-05 |  | 653.5673 | 0.00025775 |  |  |  |  | 653.2115 | 0.20128 |  | 653.5673 | 0.00016864 |  | 653.5673 | 0.43996 |  | 646.2868 | 0.040908 |  | 653.5673 | 0.11114 |  | 653.2115 | 0.64221 |  | 650.7063 | 0.13189 |  | 653.5673 | 0.019372 |  | 653.5673 | 0.009199
| 653.7989 | 0.00038622 |  | 653.7989 | 0.00038622 |  | 646.5131 | 0.00127 |  | 646.51 | 0 |  | 653.7989 | 0.00041999 |  | 646.5131 | 0.001045 |  | 653.7989 | 0.00061902 |  | 662.1806 | 0.0006442 |  | 653.7989 | 0.00096248 |  |  |  |  | 653.4435 | 0.20023 |  | 653.7989 | 0.00072812 |  | 653.7989 | 0.43821 |  | 646.5131 | 0.037584 |  | 653.7989 | 0.10821 |  | 653.4435 | 0.65366 |  | 650.9352 | 0.136 |  | 653.7989 | 0.020557 |  | 653.7989 | 0.00982
| 654.0304 | -0.00055721 |  | 654.0304 | -0.00055721 |  | 646.7395 | -0.00012829 |  | 646.74 | 0 |  | 654.0304 | 0 |  | 646.7395 | -0.00032696 |  | 654.0304 | -0.00052068 |  | 662.4108 | 7.9391e-05 |  | 654.0305 | 4.9022e-05 |  |  |  |  | 653.6754 | 0.19918 |  | 654.0304 | 0 |  | 654.0305 | 0.44016 |  | 646.7395 | 0.037215 |  | 654.0305 | 0.10503 |  | 653.6754 | 0.67162 |  | 651.164 | 0.13857 |  | 654.0304 | 0.020163 |  | 654.0304 | 0.0092386
| 654.262 | 0.00072764 |  | 654.262 | 0.00072764 |  | 646.9658 | 0.00075701 |  | 646.97 | 0 |  | 654.262 | 0.00075104 |  | 646.9658 | 0.0025889 |  | 654.262 | 0.00072804 |  | 662.6411 | 0.00063426 |  | 654.262 | 0.00083625 |  |  |  |  | 653.9073 | 0.19813 |  | 654.262 | 0.0010006 |  | 654.262 | 0.44004 |  | 646.9658 | 0.036574 |  | 654.262 | 0.10226 |  | 653.9073 | 0.68592 |  | 651.3929 | 0.14048 |  | 654.262 | 0.021578 |  | 654.262 | 0.011
| 654.4936 | -0.00045986 |  | 654.4936 | -0.00045986 |  | 647.1922 | 0.00049566 |  | 647.19 | 0 |  | 654.4936 | 0 |  | 647.1922 | -0.00038194 |  | 654.4936 | 2.6055e-05 |  | 662.8714 | 5.0378e-05 |  | 654.4936 | 1.6101e-05 |  |  |  |  | 654.1392 | 0.19708 |  | 654.4936 | 0 |  | 654.4936 | 0.4359 |  | 647.1922 | 0.034108 |  | 654.4936 | 0.09687 |  | 654.1392 | 0.68699 |  | 651.6218 | 0.14255 |  | 654.4936 | 0.021033 |  | 654.4936 | 0.0098117
| 654.7252 | 0.00043667 |  | 654.7252 | 0.00043667 |  | 647.4186 | 0.00035923 |  | 647.42 | 0 |  | 654.7252 | 0.00062876 |  | 647.4186 | 0.0012873 |  | 654.7252 | 0.00058205 |  | 663.1017 | 0.00064734 |  | 654.7252 | 0.00085189 |  |  |  |  | 654.3712 | 0.19602 |  | 654.7252 | 0.00092378 |  | 654.7252 | 0.42921 |  | 647.4186 | 0.033855 |  | 654.7252 | 0.09268 |  | 654.3712 | 0.69062 |  | 651.8507 | 0.14949 |  | 654.7252 | 0.022524 |  | 654.7252 | 0.010497
| 654.9568 | -0.00025463 |  | 654.9568 | -0.00025463 |  | 647.645 | -0.00026617 |  | 647.64 | 0 |  | 654.9568 | 0 |  | 647.645 | 6.7034e-06 |  | 654.9568 | -0.00012603 |  | 663.332 | -3.0015e-05 |  | 654.9569 | 0.00028377 |  |  |  |  | 654.6032 | 0.19497 |  | 654.9568 | 0.00010225 |  | 654.9568 | 0.43776 |  | 647.645 | 0.029772 |  | 654.9569 | 0.09036 |  | 654.6032 | 0.71552 |  | 652.0796 | 0.14875 |  | 654.9568 | 0.022753 |  | 654.9568 | 0.010262
| 655.1885 | 0.00039346 |  | 655.1885 | 0.00039346 |  | 647.8713 | 0.00085624 |  | 647.87 | 0 |  | 655.1885 | 0.00089226 |  | 647.8713 | 0.00075746 |  | 655.1885 | 0.0009644 |  | 663.5623 | 0.00058725 |  | 655.1885 | 0.00111 |  |  |  |  | 654.8351 | 0.19392 |  | 655.1885 | 0.0011951 |  | 655.1885 | 0.43524 |  | 647.8713 | 0.034762 |  | 655.1885 | 0.08791 |  | 654.8351 | 0.72558 |  | 652.3085 | 0.15176 |  | 655.1885 | 0.024169 |  | 655.1885 | 0.011781
| 655.4201 | -0.00072536 |  | 655.4201 | -0.00072536 |  | 648.0977 | 0.00013767 |  | 648.1 | 0 |  | 655.4201 | 0 |  | 648.0977 | -0.00091446 |  | 655.4201 | -3.1725e-05 |  | 663.7927 | -1.3935e-05 |  | 655.4201 | 3.0784e-05 |  |  |  |  | 655.0671 | 0.19287 |  | 655.4201 | 0 |  | 655.4201 | 0.43548 |  | 648.0977 | 0.028069 |  | 655.4201 | 0.08423 |  | 655.0671 | 0.74203 |  | 652.5374 | 0.15388 |  | 655.4201 | 0.023791 |  | 655.4201 | 0.010853
| 655.6517 | 0.00032148 |  | 655.6517 | 0.00032148 |  | 648.3242 | 0.00048864 |  | 648.32 | 0 |  | 655.6518 | 0.0010568 |  | 648.3242 | 0.001661 |  | 655.6518 | 0.00094649 |  | 664.023 | 0.00064846 |  | 655.6517 | 0.00113 |  |  |  |  | 655.2991 | 0.19182 |  | 655.6518 | 0.0011164 |  | 655.6517 | 0.43406 |  | 648.3242 | 0.029334 |  | 655.6517 | 0.08187 |  | 655.2991 | 0.75079 |  | 652.7664 | 0.15942 |  | 655.6518 | 0.025836 |  | 655.6518 | 0.012003
| 655.8834 | -0.00082066 |  | 655.8834 | -0.00082066 |  | 648.5505 | 0.00081463 |  | 648.55 | 0 |  | 655.8834 | 0 |  | 648.5505 | 0.00064778 |  | 655.8834 | -0.00070817 |  | 664.2534 | 3.3039e-05 |  | 655.8834 | 1.3923e-05 |  |  |  |  | 655.5311 | 0.19077 |  | 655.8834 | 0 |  | 655.8834 | 0.43086 |  | 648.5505 | 0.027857 |  | 655.8834 | 0.07775 |  | 655.5311 | 0.76143 |  | 652.9953 | 0.16164 |  | 655.8834 | 0.024473 |  | 655.8834 | 0.01101
| 656.1151 | 0.0008675 |  | 656.1151 | 0.0008675 |  | 648.777 | 0.00104 |  | 648.78 | 0 |  | 656.1151 | 0.00075856 |  | 648.777 | 0.0010494 |  | 656.1151 | 0.00088441 |  | 664.4837 | 0.00058165 |  | 656.115 | 0.00089297 |  |  |  |  | 655.7631 | 0.18971 |  | 656.1151 | 0.00095444 |  | 656.1151 | 0.42839 |  | 648.777 | 0.028536 |  | 656.115 | 0.07547 |  | 655.7631 | 0.76951 |  | 653.2243 | 0.16654 |  | 656.1151 | 0.026853 |  | 656.1151 | 0.01251
| 656.3468 | -0.00019281 |  | 656.3468 | -0.00019281 |  | 649.0034 | 0.00065247 |  | 649 | 0 |  | 656.3468 | 0 |  | 649.0034 | -0.000214 |  | 656.3468 | -4.9437e-05 |  | 664.7141 | -8.5631e-06 |  | 656.3467 | 0.00027491 |  |  |  |  | 655.9951 | 0.18866 |  | 656.3468 | 0.00021626 |  | 656.3467 | 0.42656 |  | 649.0034 | 0.024912 |  | 656.3467 | 0.07231 |  | 655.9951 | 0.78313 |  | 653.4532 | 0.17015 |  | 656.3468 | 0.02655 |  | 656.3468 | 0.011614
| 656.5784 | 0.00028594 |  | 656.5784 | 0.00028594 |  | 649.2299 | 0.00031299 |  | 649.23 | 0 |  | 656.5785 | 0.0005789 |  | 649.2299 | -0.00024021 |  | 656.5785 | 0.00012046 |  | 664.9445 | 0.00069667 |  | 656.5784 | 0.00088548 |  |  |  |  | 656.2272 | 0.18761 |  | 656.5785 | 0.0010192 |  | 656.5784 | 0.42484 |  | 649.2299 | 0.025919 |  | 656.5784 | 0.07036 |  | 656.2272 | 0.79299 |  | 653.6822 | 0.17048 |  | 656.5785 | 0.027592 |  | 656.5785 | 0.012915
| 656.8102 | -0.00042861 |  | 656.8102 | -0.00042861 |  | 649.4563 | -0.00020181 |  | 649.46 | 0 |  | 656.8102 | 0 |  | 649.4563 | 0.00016038 |  | 656.8102 | -0.00022964 |  | 665.1748 | -6.2154e-05 |  | 656.8102 | 0.00011145 |  |  |  |  | 656.4592 | 0.18656 |  | 656.8102 | 0 |  | 656.8102 | 0.42425 |  | 649.4563 | 0.023797 |  | 656.8102 | 0.06674 |  | 656.4592 | 0.80543 |  | 653.9112 | 0.17486 |  | 656.8102 | 0.027282 |  | 656.8102 | 0.012354
| 657.0419 | 0.00030376 |  | 657.0419 | 0.00030376 |  | 649.6828 | 0.00036441 |  | 649.68 | 0 |  | 657.0419 | 0.00055119 |  | 649.6828 | 0.0012709 |  | 657.0419 | 0.0007437 |  | 665.4052 | 0.00063047 |  | 657.0419 | 0.00090795 |  |  |  |  | 656.6913 | 0.18551 |  | 657.0419 | 0.0012452 |  | 657.0419 | 0.42177 |  | 649.6828 | 0.024143 |  | 657.0419 | 0.06575 |  | 656.6913 | 0.81803 |  | 654.1402 | 0.17666 |  | 657.0419 | 0.029812 |  | 657.0419 | 0.013714
| 657.2736 | -0.00025094 |  | 657.2736 | -0.00025094 |  | 649.9092 | -0.00018865 |  | 649.91 | 0 |  | 657.2736 | 0 |  | 649.9092 | -0.0013322 |  | 657.2736 | -1.6402e-05 |  | 665.6356 | -4.1005e-05 |  | 657.2736 | 0.00024723 |  |  |  |  | 656.9233 | 0.18446 |  | 657.2736 | 8.9218e-05 |  | 657.2736 | 0.42422 |  | 649.9092 | 0.025073 |  | 657.2736 | 0.06301 |  | 656.9233 | 0.83468 |  | 654.3692 | 0.17933 |  | 657.2736 | 0.028929 |  | 657.2736 | 0.012981
| 657.5053 | 0.00016921 |  | 657.5053 | 0.00016921 |  | 650.1357 | 2.3875e-06 |  | 650.14 | 0 |  | 657.5053 | 0.00034325 |  | 650.1357 | 0.00085859 |  | 657.5053 | 0.00067706 |  | 665.866 | 0.00058348 |  | 657.5053 | 0.00087178 |  |  |  |  | 657.1554 | 0.1834 |  | 657.5053 | 0.00086151 |  | 657.5053 | 0.42389 |  | 650.1357 | 0.024437 |  | 657.5053 | 0.0615 |  | 657.1554 | 0.84865 |  | 654.5982 | 0.18476 |  | 657.5053 | 0.030782 |  | 657.5053 | 0.014106
| 657.7371 | -0.00073357 |  | 657.7371 | -0.00073357 |  | 650.3622 | 0.00038061 |  | 650.36 | 0 |  | 657.7371 | 0 |  | 650.3622 | 0.0002758 |  | 657.7371 | -0.00088556 |  | 666.0964 | -6.4508e-05 |  | 657.7371 | 0.00017336 |  |  |  |  | 657.3875 | 0.18235 |  | 657.7371 | 0 |  | 657.7371 | 0.4194 |  | 650.3622 | 0.022367 |  | 657.7371 | 0.05754 |  | 657.3875 | 0.85341 |  | 654.8273 | 0.18584 |  | 657.7371 | 0.029229 |  | 657.7371 | 0.013105
| 657.9688 | 0.00012202 |  | 657.9688 | 0.00012202 |  | 650.5887 | 0.00068128 |  | 650.59 | 0 |  | 657.9688 | 0.00036563 |  | 650.5887 | -0.00063248 |  | 657.9688 | 0.0004668 |  | 666.3269 | 0.00057742 |  | 657.9688 | 0.00072703 |  |  |  |  | 657.6196 | 0.1813 |  | 657.9688 | 0.00071326 |  | 657.9688 | 0.41948 |  | 650.5887 | 0.022863 |  | 657.9688 | 0.05701 |  | 657.6196 | 0.86478 |  | 655.0563 | 0.19165 |  | 657.9688 | 0.031713 |  | 657.9688 | 0.014633
| 658.2006 | -0.00057491 |  | 658.2006 | -0.00057491 |  | 650.8152 | 0.00067613 |  | 650.82 | 0 |  | 658.2006 | 0 |  | 650.8152 | 0.00019909 |  | 658.2006 | -0.00040496 |  | 666.5573 | -6.6823e-05 |  | 658.2006 | 0.00014393 |  |  |  |  | 657.8517 | 0.18025 |  | 658.2006 | 0 |  | 658.2006 | 0.41561 |  | 650.8152 | 0.021616 |  | 658.2006 | 0.05404 |  | 657.8517 | 0.8701 |  | 655.2853 | 0.19212 |  | 658.2006 | 0.031271 |  | 658.2006 | 0.01385
| 658.4324 | 0.00026546 |  | 658.4324 | 0.00026546 |  | 651.0417 | 0.00048884 |  | 651.04 | 0 |  | 658.4324 | 0.00054473 |  | 651.0417 | 0.0013822 |  | 658.4324 | 0.00037465 |  | 666.7878 | 0.00060093 |  | 658.4324 | 0.00081972 |  |  |  |  | 658.0838 | 0.1792 |  | 658.4324 | 0.00096015 |  | 658.4324 | 0.41193 |  | 651.0417 | 0.023229 |  | 658.4324 | 0.05288 |  | 658.0838 | 0.87397 |  | 655.5143 | 0.19818 |  | 658.4324 | 0.033198 |  | 658.4324 | 0.015236
| 658.6641 | -0.00069553 |  | 658.6641 | -0.00069553 |  | 651.2682 | -0.00032293 |  | 651.27 | 0 |  | 658.6641 | 0 |  | 651.2682 | 0.00032579 |  | 658.6641 | -0.0004117 |  | 667.0182 | -3.7416e-05 |  | 658.6641 | 8.4289e-05 |  |  |  |  | 658.3159 | 0.17814 |  | 658.6641 | 0 |  | 658.6641 | 0.41001 |  | 651.2682 | 0.01858 |  | 658.6641 | 0.04994 |  | 658.316 | 0.87257 |  | 655.7434 | 0.19793 |  | 658.6641 | 0.032318 |  | 658.6641 | 0.014425
| 658.8959 | 9.2016e-05 |  | 658.8959 | 9.2016e-05 |  | 651.4948 | 0.00048711 |  | 651.49 | 0 |  | 658.8959 | 0.00019053 |  | 651.4948 | 0.00099112 |  | 658.8959 | 0.00077042 |  | 667.2487 | 0.00064808 |  | 658.8959 | 0.00065629 |  |  |  |  | 658.5481 | 0.17709 |  | 658.8959 | 0.00069892 |  | 658.8959 | 0.41424 |  | 651.4948 | 0.01939 |  | 658.8959 | 0.0498 |  | 658.5481 | 0.89569 |  | 655.9725 | 0.20117 |  | 658.8959 | 0.034176 |  | 658.8959 | 0.015794
| 659.1277 | -0.0004904 |  | 659.1277 | -0.0004904 |  | 651.7214 | 0.00014526 |  | 651.72 | 0 |  | 659.1278 | 0 |  | 651.7214 | -4.5031e-05 |  | 659.1278 | -0.0007525 |  | 667.4792 | 1.2557e-06 |  | 659.1277 | 2.3697e-05 |  |  |  |  | 658.7802 | 0.17604 |  | 659.1278 | 0 |  | 659.1277 | 0.41555 |  | 651.7214 | 0.018804 |  | 659.1277 | 0.04724 |  | 658.7802 | 0.90557 |  | 656.2016 | 0.20459 |  | 659.1278 | 0.034613 |  | 659.1278 | 0.014637
| 659.3596 | 0.000416 |  | 659.3596 | 0.000416 |  | 651.9479 | -0.00011707 |  | 651.95 | 0 |  | 659.3596 | 0.00072553 |  | 651.9479 | 0.00098805 |  | 659.3596 | 0.00083199 |  | 667.7097 | 0.00069255 |  | 659.3596 | 0.00084772 |  |  |  |  | 659.0124 | 0.17499 |  | 659.3596 | 0.0010222 |  | 659.3596 | 0.41378 |  | 651.9479 | 0.01817 |  | 659.3596 | 0.04613 |  | 659.0124 | 0.9171 |  | 656.4307 | 0.21087 |  | 659.3596 | 0.036803 |  | 659.3596 | 0.016492
| 659.5914 | -0.00066844 |  | 659.5914 | -0.00066844 |  | 652.1744 | -0.00010802 |  | 652.17 | 0 |  | 659.5914 | 0 |  | 652.1744 | -0.0011349 |  | 659.5914 | -0.00021908 |  | 667.9402 | 1.0838e-06 |  | 659.5914 | 0 |  |  |  |  | 659.2446 | 0.17394 |  | 659.5914 | 0 |  | 659.5914 | 0.40559 |  | 652.1744 | 0.016807 |  | 659.5914 | 0.04314 |  | 659.2446 | 0.91645 |  | 656.6598 | 0.21151 |  | 659.5914 | 0.035602 |  | 659.5914 | 0.01556
| 659.8232 | 0.00048297 |  | 659.8232 | 0.00048297 |  | 652.4011 | 0.0012 |  | 652.4 | 0 |  | 659.8232 | 0.00042089 |  | 652.4011 | 0.00038588 |  | 659.8232 | 0.00060997 |  | 668.1707 | 0.00055654 |  | 659.8232 | 0.00085997 |  |  |  |  | 659.4767 | 0.17289 |  | 659.8232 | 0.00054912 |  | 659.8232 | 0.40554 |  | 652.4011 | 0.018002 |  | 659.8232 | 0.04302 |  | 659.4767 | 0.93186 |  | 656.8889 | 0.21443 |  | 659.8232 | 0.038033 |  | 659.8232 | 0.016948
| 660.0551 | -0.00041994 |  | 660.0551 | -0.00041994 |  | 652.6276 | 0.00024527 |  | 652.63 | 0 |  | 660.0551 | 0 |  | 652.6276 | 0.00037652 |  | 660.0551 | 3.3852e-05 |  | 668.4012 | -7.3614e-05 |  | 660.0551 | 0.00016698 |  |  |  |  | 659.7089 | 0.17183 |  | 660.0551 | 0 |  | 660.0551 | 0.40944 |  | 652.6276 | 0.016246 |  | 660.0551 | 0.04123 |  | 659.7089 | 0.94596 |  | 657.118 | 0.22148 |  | 660.0551 | 0.03851 |  | 660.0551 | 0.016498
| 660.287 | 0.0003514 |  | 660.287 | 0.0003514 |  | 652.8542 | 0.00026151 |  | 652.85 | 0 |  | 660.2869 | 0.00022291 |  | 652.8542 | 0.0018181 |  | 660.2869 | 0.0005722 |  | 668.6318 | 0.0005702 |  | 660.2869 | 0.00065626 |  |  |  |  | 659.9411 | 0.17078 |  | 660.2869 | 0.00061515 |  | 660.2869 | 0.40534 |  | 652.8542 | 0.016964 |  | 660.2869 | 0.0407 |  | 659.9411 | 0.95567 |  | 657.3472 | 0.22606 |  | 660.2869 | 0.039585 |  | 660.2869 | 0.017616
| 660.5188 | -0.00019407 |  | 660.5188 | -0.00019407 |  | 653.0808 | -0.00043859 |  | 653.08 | 0 |  | 660.5188 | 0 |  | 653.0808 | 2.245e-05 |  | 660.5188 | -6.6727e-05 |  | 668.8623 | -0.00010957 |  | 660.5188 | 0.00019607 |  |  |  |  | 660.1733 | 0.17078 |  | 660.5188 | 0 |  | 660.5188 | 0.40372 |  | 653.0808 | 0.016541 |  | 660.5188 | 0.03799 |  | 660.1733 | 0.95903 |  | 657.5763 | 0.22846 |  | 660.5188 | 0.040329 |  | 660.5188 | 0.017372
| 660.7507 | 0.00030136 |  | 660.7507 | 0.00030136 |  | 653.3074 | 0.00038417 |  | 653.31 | 0 |  | 660.7507 | 0.00039768 |  | 653.3074 | 0.0010124 |  | 660.7507 | 0.00014234 |  | 669.0929 | 0.00056189 |  | 660.7507 | 0.00062887 |  |  |  |  | 660.4056 | 0.16852 |  | 660.7507 | 0.00046763 |  | 660.7507 | 0.39935 |  | 653.3074 | 0.015653 |  | 660.7507 | 0.03752 |  | 660.4056 | 0.96295 |  | 657.8054 | 0.23377 |  | 660.7507 | 0.041381 |  | 660.7507 | 0.018228
| 660.9826 | -0.00041714 |  | 660.9826 | -0.00041714 |  | 653.5341 | 0.00015612 |  | 653.53 | 0 |  | 660.9826 | 0 |  | 653.5341 | -0.00036323 |  | 660.9826 | 3.6571e-05 |  | 669.3234 | -6.3956e-05 |  | 660.9826 | 0.00020577 |  |  |  |  | 660.6378 | 0.16809 |  | 660.9826 | 0 |  | 660.9826 | 0.39856 |  | 653.5341 | 0.016349 |  | 660.9826 | 0.03601 |  | 660.6378 | 0.97307 |  | 658.0346 | 0.23555 |  | 660.9826 | 0.042169 |  | 660.9826 | 0.018243
| 661.2145 | 0.00040017 |  | 661.2145 | 0.00040017 |  | 653.7607 | 0.0014 |  | 653.76 | 0 |  | 661.2145 | 0.00055069 |  | 653.7607 | 0.0010657 |  | 661.2145 | 0.00056116 |  | 669.554 | 0.00064651 |  | 661.2145 | 0.00075163 |  |  |  |  | 660.87 | 0.16897 |  | 661.2145 | 0.00072268 |  | 661.2145 | 0.39861 |  | 653.7607 | 0.016265 |  | 661.2145 | 0.03505 |  | 660.87 | 0.97948 |  | 658.2637 | 0.24117 |  | 661.2145 | 0.043129 |  | 661.2145 | 0.018897
| 661.4464 | -0.00035214 |  | 661.4464 | -0.00035214 |  | 653.9873 | 0.00038089 |  | 653.99 | 0 |  | 661.4464 | 0 |  | 653.9873 | -0.00078933 |  | 661.4464 | -0.00052191 |  | 669.7846 | -1.154e-05 |  | 661.4464 | 0.0001433 |  |  |  |  | 661.1023 | 0.16853 |  | 661.4464 | 0 |  | 661.4464 | 0.40222 |  | 653.9873 | 0.016028 |  | 661.4464 | 0.03367 |  | 661.1023 | 0.99724 |  | 658.4929 | 0.24291 |  | 661.4464 | 0.044292 |  | 661.4464 | 0.018644
| 661.6783 | 0.00042196 |  | 661.6783 | 0.00042196 |  | 654.2139 | 0.00071661 |  | 654.21 | 0 |  | 661.6783 | 0.00038605 |  | 654.2139 | -0.00076892 |  | 661.6783 | 0.00022656 |  | 670.0152 | 0.00062866 |  | 661.6783 | 0.00078241 |  |  |  |  | 661.3346 | 0.16486 |  | 661.6783 | 0.00055122 |  | 661.6783 | 0.39416 |  | 654.2139 | 0.014225 |  | 661.6783 | 0.03282 |  | 661.3346 | 0.98804 |  | 658.7221 | 0.24865 |  | 661.6783 | 0.045406 |  | 661.6783 | 0.019742
| 661.9103 | -0.00047878 |  | 661.9103 | -0.00047878 |  | 654.4406 | -0.00046997 |  | 654.44 | 0 |  | 661.9103 | 0 |  | 654.4406 | -0.00061298 |  | 661.9103 | -0.00061995 |  | 670.2458 | -2.5162e-05 |  | 661.9103 | 0 |  |  |  |  | 661.5668 | 0.16486 |  | 661.9103 | 0 |  | 661.9103 | 0.39297 |  | 654.4406 | 0.012177 |  | 661.9103 | 0.03116 |  | 661.5668 | 0.99419 |  | 658.9514 | 0.25087 |  | 661.9103 | 0.045551 |  | 661.9103 | 0.019077
| 662.1422 | 0.00051189 |  | 662.1422 | 0.00051189 |  | 654.6673 | 0.001 |  | 654.67 | 0 |  | 662.1422 | 0.00030287 |  | 654.6673 | 0.0010405 |  | 662.1422 | 0.00053142 |  | 670.4764 | 0.00066805 |  | 662.1422 | 0.00074478 |  |  |  |  | 661.7991 | 0.16213 |  | 662.1422 | 0.0007644 |  | 662.1422 | 0.3905 |  | 654.6673 | 0.014566 |  | 662.1422 | 0.03048 |  | 661.7991 | 0.99233 |  | 659.1805 | 0.25672 |  | 662.1422 | 0.04708 |  | 662.1422 | 0.020813
| 662.3742 | -6.9271e-05 |  | 662.3742 | -6.9271e-05 |  | 654.8939 | 0.00034424 |  | 654.89 | 0 |  | 662.3742 | 0 |  | 654.8939 | -0.00024173 |  | 662.3742 | 0.00067965 |  | 670.707 | -2.1338e-05 |  | 662.3741 | 0.00021458 |  |  |  |  | 662.0314 | 0.16147 |  | 662.3742 | 6.6032e-05 |  | 662.3741 | 0.38941 |  | 654.8939 | 0.011199 |  | 662.3741 | 0.02891 |  | 662.0314 | 0.9942 |  | 659.4097 | 0.25882 |  | 662.3742 | 0.047591 |  | 662.3742 | 0.020274
| 662.6061 | 0.00043951 |  | 662.6061 | 0.00043951 |  | 655.1206 | 5.4278e-06 |  | 655.12 | 0 |  | 662.6061 | 0.00055128 |  | 655.1206 | 0.00082154 |  | 662.6061 | 0.00087825 |  | 670.9377 | 0.00052846 |  | 662.6061 | 0.00090776 |  |  |  |  | 662.2637 | 0.16199 |  | 662.6061 | 0.00057624 |  | 662.6061 | 0.38841 |  | 655.1206 | 0.012766 |  | 662.6061 | 0.02881 |  | 662.2637 | 0.99874 |  | 659.639 | 0.26451 |  | 662.6061 | 0.0494 |  | 662.6061 | 0.02132
| 662.8381 | -0.00017481 |  | 662.8381 | -0.00017481 |  | 655.3474 | -0.00014819 |  | 655.35 | 0 |  | 662.8381 | 0 |  | 655.3474 | 0.0008818 |  | 662.8381 | -0.00025714 |  | 671.1683 | -3.3031e-05 |  | 662.8381 | 7.1113e-05 |  |  |  |  | 662.496 | 0.16068 |  | 662.8381 | 0.00011702 |  | 662.8381 | 0.3873 |  | 655.3474 | 0.0096052 |  | 662.8381 | 0.0271 |  | 662.496 | 1 |  | 659.8682 | 0.26745 |  | 662.8381 | 0.049202 |  | 662.8381 | 0.020922
| 663.0701 | 0.00031707 |  | 663.0701 | 0.00031707 |  | 655.574 | 0.00062368 |  | 655.57 | 0 |  | 663.0701 | 0.00040149 |  | 655.574 | 0.0016803 |  | 663.0701 | 0.00031656 |  | 671.3989 | 0.0005899 |  | 663.0701 | 0.00052988 |  |  |  |  | 662.7284 | 0.15789 |  | 663.0701 | 0.00062663 |  | 663.0701 | 0.38609 |  | 655.574 | 0.012999 |  | 663.0701 | 0.02678 |  | 662.7283 | 0.99768 |  | 660.0975 | 0.2735 |  | 663.0701 | 0.05089 |  | 663.0701 | 0.021936
| 663.3021 | -0.00065249 |  | 663.3021 | -0.00065249 |  | 655.8007 | -0.00081883 |  | 655.8 | 0 |  | 663.3021 | 0 |  | 655.8007 | -0.0002309 |  | 663.3021 | -0.00034725 |  | 671.6296 | -6.5771e-05 |  | 663.3021 | 1.8275e-06 |  |  |  |  | 662.9607 | 0.15822 |  | 663.3021 | 0 |  | 663.3021 | 0.38286 |  | 655.8007 | 0.010417 |  | 663.3021 | 0.02539 |  | 662.9607 | 0.99848 |  | 660.3267 | 0.27531 |  | 663.3021 | 0.051766 |  | 663.3021 | 0.022174
| 663.5341 | 0.00071888 |  | 663.5341 | 0.00071888 |  | 656.0275 | 0.00119 |  | 656.03 | 0 |  | 663.5341 | 0.00062482 |  | 656.0275 | 0.00039068 |  | 663.5341 | 0.00063759 |  | 671.8603 | 0.00066036 |  | 663.5341 | 0.00071427 |  |  |  |  | 663.193 | 0.15925 |  | 663.5341 | 0.00076788 |  | 663.5341 | 0.38338 |  | 656.0275 | 0.011751 |  | 663.5341 | 0.02533 |  | 663.193 | 0.99928 |  | 660.556 | 0.2825 |  | 663.5341 | 0.054376 |  | 663.5341 | 0.023212
| 663.7661 | -0.0005003 |  | 663.7661 | -0.0005003 |  | 656.2542 | 3.4943e-05 |  | 656.25 | 0 |  | 663.7661 | 0 |  | 656.2542 | -0.00016737 |  | 663.7661 | -0.00027667 |  | 672.0909 | -3.347e-05 |  | 663.7661 | 8.653e-05 |  |  |  |  | 663.4254 | 0.15676 |  | 663.7661 | 0 |  | 663.7661 | 0.38055 |  | 656.2542 | 0.0099118 |  | 663.7661 | 0.02384 |  | 663.4254 | 0.99059 |  | 660.7853 | 0.28527 |  | 663.7661 | 0.054408 |  | 663.7661 | 0.022446
| 663.9982 | 0.00035877 |  | 663.9982 | 0.00035877 |  | 656.4809 | 0.00018764 |  | 656.48 | 0 |  | 663.9981 | 0.00045902 |  | 656.4809 | 0.00038224 |  | 663.9981 | 0.00033717 |  | 672.3217 | 0.00060616 |  | 663.9982 | 0.00061259 |  |  |  |  | 663.6578 | 0.15804 |  | 663.9981 | 0.00052917 |  | 663.9982 | 0.38165 |  | 656.4809 | 0.011075 |  | 663.9982 | 0.024 |  | 663.6577 | 0.99808 |  | 661.0145 | 0.29269 |  | 663.9981 | 0.056341 |  | 663.9981 | 0.024354
| 664.2302 | -0.00053949 |  | 664.2302 | -0.00053949 |  | 656.7076 | -0.00035018 |  | 656.71 | 0 |  | 664.2302 | 0 |  | 656.7076 | -0.00088572 |  | 664.2302 | -0.00037207 |  | 672.5524 | -6.393e-05 |  | 664.2302 | 4.6475e-05 |  |  |  |  | 663.8901 | 0.15397 |  | 664.2302 | 0 |  | 664.2302 | 0.37726 |  | 656.7076 | 0.0078907 |  | 664.2302 | 0.02239 |  | 663.8901 | 0.97948 |  | 661.2438 | 0.29541 |  | 664.2302 | 0.055695 |  | 664.2302 | 0.023453
| 664.4622 | 0.00028699 |  | 664.4622 | 0.00028699 |  | 656.9344 | -7.0798e-06 |  | 656.93 | 0 |  | 664.4622 | 0.00041114 |  | 656.9344 | 0.00026665 |  | 664.4622 | 0.00077833 |  | 672.7831 | 0.00058257 |  | 664.4622 | 0.00083068 |  |  |  |  | 664.1225 | 0.15408 |  | 664.4622 | 0.00084184 |  | 664.4622 | 0.37249 |  | 656.9344 | 0.012092 |  | 664.4622 | 0.02229 |  | 664.1225 | 0.97543 |  | 661.4731 | 0.30305 |  | 664.4622 | 0.058522 |  | 664.4622 | 0.024801
| 664.6943 | -0.00016304 |  | 664.6943 | -0.00016304 |  | 657.1612 | -0.0002726 |  | 657.16 | 0 |  | 664.6943 | 0 |  | 657.1612 | -0.00024453 |  | 664.6943 | -2.693e-05 |  | 673.0138 | -5.3835e-05 |  | 664.6943 | 0.00037905 |  |  |  |  | 664.3549 | 0.15245 |  | 664.6943 | 0 |  | 664.6943 | 0.37404 |  | 657.1612 | 0.0086824 |  | 664.6943 | 0.02105 |  | 664.3549 | 0.96811 |  | 661.7025 | 0.30573 |  | 664.6943 | 0.059565 |  | 664.6943 | 0.024675
| 664.9264 | 0.00039225 |  | 664.9264 | 0.00039225 |  | 657.3879 | 0.00113 |  | 657.39 | 0 |  | 664.9264 | 0.00037907 |  | 657.3879 | 0.00064412 |  | 664.9264 | 0.00053049 |  | 673.2445 | 0.00066968 |  | 664.9264 | 0.0007263 |  |  |  |  | 664.5873 | 0.15099 |  | 664.9264 | 0.00054823 |  | 664.9264 | 0.37294 |  | 657.3879 | 0.0090305 |  | 664.9264 | 0.02072 |  | 664.5873 | 0.95891 |  | 661.9318 | 0.31303 |  | 664.9264 | 0.061537 |  | 664.9264 | 0.025693
| 665.1585 | -0.00012464 |  | 665.1585 | -0.00012464 |  | 657.6147 | 0.0003522 |  | 657.61 | 0 |  | 665.1584 | 0 |  | 657.6147 | 5.4469e-05 |  | 665.1584 | -0.00015178 |  | 673.4753 | -2.0332e-05 |  | 665.1585 | 0.00032148 |  |  |  |  | 664.8197 | 0.151 |  | 665.1584 | 0.00015241 |  | 665.1584 | 0.36939 |  | 657.6147 | 0.009006 |  | 665.1585 | 0.01936 |  | 664.8197 | 0.95038 |  | 662.1611 | 0.31681 |  | 665.1584 | 0.06231 |  | 665.1584 | 0.02531
| 665.3905 | 0.00045702 |  | 665.3905 | 0.00045702 |  | 657.8415 | 0.00084983 |  | 657.84 | 0 |  | 665.3905 | 0.00071585 |  | 657.8416 | 0.00013101 |  | 665.3905 | 0.00085923 |  | 673.706 | 0.00054926 |  | 665.3906 | 0.00082702 |  |  |  |  | 665.0522 | 0.15134 |  | 665.3905 | 0.00073707 |  | 665.3906 | 0.36852 |  | 657.8416 | 0.0084086 |  | 665.3906 | 0.01946 |  | 665.0522 | 0.94135 |  | 662.3904 | 0.32403 |  | 665.3905 | 0.064311 |  | 665.3905 | 0.027003
| 665.6226 | -0.00054796 |  | 665.6226 | -0.00054796 |  | 658.0684 | -0.0002389 |  | 658.07 | 0 |  | 665.6226 | 0 |  | 658.0684 | 2.373e-05 |  | 665.6226 | -0.00049897 |  | 673.9368 | -1.8972e-05 |  | 665.6226 | 4.0875e-05 |  |  |  |  | 665.2846 | 0.14806 |  | 665.6226 | 0 |  | 665.6226 | 0.36802 |  | 658.0684 | 0.0084185 |  | 665.6226 | 0.01823 |  | 665.2846 | 0.929 |  | 662.6198 | 0.32784 |  | 665.6226 | 0.064174 |  | 665.6226 | 0.026474
| 665.8548 | 0.00025573 |  | 665.8548 | 0.00025573 |  | 658.2952 | 0.00072752 |  | 658.3 | 0 |  | 665.8548 | 0.00033011 |  | 658.2952 | 0.00049162 |  | 665.8548 | 0.00050653 |  | 674.1675 | 0.00058625 |  | 665.8547 | 0.00061163 |  |  |  |  | 665.5171 | 0.14889 |  | 665.8548 | 0.00010487 |  | 665.8547 | 0.36631 |  | 658.2952 | 0.0089546 |  | 665.8547 | 0.01861 |  | 665.5171 | 0.92138 |  | 662.8492 | 0.33551 |  | 665.8548 | 0.066264 |  | 665.8548 | 0.027917
| 666.0869 | -0.00031701 |  | 666.0869 | -0.00031701 |  | 658.522 | 0.00027171 |  | 658.52 | 0 |  | 666.0869 | 0 |  | 658.522 | -0.00021691 |  | 666.0869 | -0.00027737 |  | 674.3983 | -4.4919e-05 |  | 666.0869 | 0.00010997 |  |  |  |  | 665.7495 | 0.14809 |  | 666.0869 | 0 |  | 666.0869 | 0.36394 |  | 658.522 | 0.007778 |  | 666.0869 | 0.01693 |  | 665.7495 | 0.90669 |  | 663.0786 | 0.33953 |  | 666.0869 | 0.067332 |  | 666.0869 | 0.027727
| 666.319 | 0.00025186 |  | 666.319 | 0.00025186 |  | 658.7488 | 0.00088648 |  | 658.75 | 0 |  | 666.319 | 0.00042826 |  | 658.7488 | 0.00074005 |  | 666.319 | 0.00073894 |  | 674.6291 | 0.00060407 |  | 666.319 | 0.00061356 |  |  |  |  | 665.982 | 0.14633 |  | 666.319 | 0.00057123 |  | 666.319 | 0.36379 |  | 658.7488 | 0.0086045 |  | 666.319 | 0.01723 |  | 665.982 | 0.89405 |  | 663.3079 | 0.34785 |  | 666.319 | 0.06966 |  | 666.319 | 0.029229
| 666.5512 | -0.00055964 |  | 666.5512 | -0.00055964 |  | 658.9756 | 0.00062649 |  | 658.98 | 0 |  | 666.5512 | 0 |  | 658.9756 | 0.00033221 |  | 666.5512 | 9.191e-05 |  | 674.8599 | 7.3491e-06 |  | 666.5512 | 5.8834e-05 |  |  |  |  | 666.2145 | 0.1446 |  | 666.5512 | 0 |  | 666.5511 | 0.3616 |  | 658.9756 | 0.006463 |  | 666.5512 | 0.01609 |  | 666.2145 | 0.87625 |  | 663.5373 | 0.35163 |  | 666.5512 | 0.070849 |  | 666.5512 | 0.028868
| 666.7833 | 0.00030366 |  | 666.7833 | 0.00030366 |  | 659.2025 | 0.00066105 |  | 659.2 | 0 |  | 666.7833 | 0.00046316 |  | 659.2025 | 0.00034422 |  | 666.7833 | 0.00077737 |  | 675.0907 | 0.00057655 |  | 666.7833 | 0.00081199 |  |  |  |  | 666.447 | 0.14396 |  | 666.7833 | 0.00052223 |  | 666.7833 | 0.35884 |  | 659.2025 | 0.0082271 |  | 666.7833 | 0.0163 |  | 666.447 | 0.86291 |  | 663.7667 | 0.35905 |  | 666.7833 | 0.072344 |  | 666.7833 | 0.030501
| 667.0155 | -0.00076711 |  | 667.0155 | -0.00076711 |  | 659.4294 | 0.00013309 |  | 659.43 | 0 |  | 667.0155 | 0 |  | 659.4294 | -0.00032693 |  | 667.0155 | -0.00061006 |  | 675.3215 | -1.8061e-05 |  | 667.0155 | 0 |  |  |  |  | 666.6795 | 0.14296 |  | 667.0155 | 0 |  | 667.0155 | 0.35876 |  | 659.4294 | 0.0087299 |  | 667.0155 | 0.01499 |  | 666.6795 | 0.84562 |  | 663.9962 | 0.36365 |  | 667.0155 | 0.073238 |  | 667.0155 | 0.030086
| 667.2477 | 0.00024471 |  | 667.2477 | 0.00024471 |  | 659.6562 | -2.4786e-05 |  | 659.66 | 0 |  | 667.2477 | 0.00030331 |  | 659.6562 | 0.0013084 |  | 667.2477 | -4.3118e-05 |  | 675.5524 | 0.00064798 |  | 667.2477 | 0.00051935 |  |  |  |  | 666.912 | 0.14375 |  | 667.2477 | 0.00051879 |  | 667.2477 | 0.35778 |  | 659.6562 | 0.0101 |  | 667.2477 | 0.01545 |  | 666.912 | 0.82819 |  | 664.2255 | 0.37148 |  | 667.2477 | 0.076047 |  | 667.2477 | 0.031469
| 667.4798 | -0.00040924 |  | 667.4798 | -0.00040924 |  | 659.8831 | 1.4177e-05 |  | 659.88 | 0 |  | 667.4798 | 0 |  | 659.8831 | 0.00047576 |  | 667.4798 | -0.00037168 |  | 675.7832 | -1.6827e-06 |  | 667.4799 | 0.00011711 |  |  |  |  | 667.1445 | 0.14211 |  | 667.4798 | 0 |  | 667.4799 | 0.35348 |  | 659.8831 | 0.0054094 |  | 667.4799 | 0.01412 |  | 667.1445 | 0.80965 |  | 664.455 | 0.37595 |  | 667.4798 | 0.076444 |  | 667.4798 | 0.031594
| 667.712 | 0.00029648 |  | 667.712 | 0.00029648 |  | 660.11 | 0.00024845 |  | 660.11 | 0 |  | 667.712 | 0.00028722 |  | 660.11 | 0.00050895 |  | 667.712 | 0.00061408 |  | 676.014 | 0.0005881 |  | 667.712 | 0.0007052 |  |  |  |  | 667.377 | 0.14232 |  | 667.712 | 0.00039807 |  | 667.712 | 0.3527 |  | 660.11 | 0.0086012 |  | 667.712 | 0.01469 |  | 667.377 | 0.78966 |  | 664.6844 | 0.38434 |  | 667.712 | 0.078618 |  | 667.712 | 0.032681
| 667.9442 | -0.00065824 |  | 667.9442 | -0.00065824 |  | 660.3369 | -0.00015376 |  | 660.34 | 0 |  | 667.9442 | 0 |  | 660.3369 | -0.00028714 |  | 667.9442 | -0.00033879 |  | 676.2449 | -4.2828e-05 |  | 667.9442 | 0 |  |  |  |  | 667.6096 | 0.14078 |  | 667.9442 | 0 |  | 667.9442 | 0.35159 |  | 660.3369 | 0.0067509 |  | 667.9442 | 0.01309 |  | 667.6096 | 0.76971 |  | 664.9139 | 0.38899 |  | 667.9442 | 0.080096 |  | 667.9442 | 0.032299
| 668.1765 | 0.00056776 |  | 668.1765 | 0.00056776 |  | 660.5638 | 0.00053962 |  | 660.56 | 0 |  | 668.1765 | 0.00046065 |  | 660.5638 | 0.00048872 |  | 668.1765 | 0.00054709 |  | 676.4758 | 0.00063302 |  | 668.1765 | 0.00069447 |  |  |  |  | 667.8421 | 0.14108 |  | 668.1765 | 0.0007653 |  | 668.1765 | 0.35027 |  | 660.5638 | 0.0064878 |  | 668.1765 | 0.0136 |  | 667.8421 | 0.75013 |  | 665.1433 | 0.39772 |  | 668.1765 | 0.082772 |  | 668.1765 | 0.034216
| 668.4087 | -0.00056134 |  | 668.4087 | -0.00056134 |  | 660.7907 | -0.00024471 |  | 660.79 | 0 |  | 668.4087 | 0 |  | 660.7907 | -4.2282e-05 |  | 668.4087 | -0.00066759 |  | 676.7067 | -5.9521e-05 |  | 668.4087 | 0 |  |  |  |  | 668.0747 | 0.13789 |  | 668.4087 | 0 |  | 668.4087 | 0.34803 |  | 660.7907 | 0.0043632 |  | 668.4087 | 0.01235 |  | 668.0747 | 0.72831 |  | 665.3728 | 0.40112 |  | 668.4087 | 0.084012 |  | 668.4087 | 0.033787
| 668.6409 | 0.00046058 |  | 668.6409 | 0.00046058 |  | 661.0176 | 3.5126e-05 |  | 661.02 | 0 |  | 668.6409 | 0.00039289 |  | 661.0176 | 1.5311e-05 |  | 668.6409 | 0.00082415 |  | 676.9376 | 0.00058873 |  | 668.6409 | 0.00060242 |  |  |  |  | 668.3072 | 0.13866 |  | 668.6409 | 0.00043879 |  | 668.6409 | 0.346 |  | 661.0176 | 0.0073861 |  | 668.6409 | 0.01282 |  | 668.3072 | 0.70945 |  | 665.6023 | 0.41066 |  | 668.6409 | 0.08593 |  | 668.6409 | 0.035493
| 668.8732 | -0.00021734 |  | 668.8732 | -0.00021734 |  | 661.2446 | 0.00017987 |  | 661.24 | 0 |  | 668.8732 | 0 |  | 661.2446 | -5.3333e-05 |  | 668.8732 | -0.00031672 |  | 677.1685 | -6.069e-05 |  | 668.8732 | 0 |  |  |  |  | 668.5398 | 0.13622 |  | 668.8732 | 0 |  | 668.8732 | 0.34436 |  | 661.2446 | 0.0037779 |  | 668.8732 | 0.0116 |  | 668.5398 | 0.68851 |  | 665.8318 | 0.41483 |  | 668.8732 | 0.086402 |  | 668.8732 | 0.035408
| 669.1054 | 0.00021645 |  | 669.1054 | 0.00021645 |  | 661.4715 | 0.00024975 |  | 661.47 | 0 |  | 669.1054 | 0.00019168 |  | 661.4715 | 0.0018201 |  | 669.1054 | 0.00044494 |  | 677.3994 | 0.00059163 |  | 669.1054 | 0.00058809 |  |  |  |  | 668.7724 | 0.1367 |  | 669.1054 | 0.00074677 |  | 669.1054 | 0.34277 |  | 661.4715 | 0.0071428 |  | 669.1054 | 0.01215 |  | 668.7724 | 0.66866 |  | 666.0613 | 0.42489 |  | 669.1054 | 0.089775 |  | 669.1054 | 0.036782
| 669.3377 | -0.00032691 |  | 669.3377 | -0.00032691 |  | 661.6984 | 0.00033678 |  | 661.7 | 0 |  | 669.3377 | 0 |  | 661.6984 | 0.00035129 |  | 669.3377 | -4.6976e-05 |  | 677.6302 | -2.4883e-05 |  | 669.3377 | 3.5379e-06 |  |  |  |  | 669.005 | 0.13652 |  | 669.3377 | 0 |  | 669.3377 | 0.33951 |  | 661.6984 | 0.0046976 |  | 669.3377 | 0.01094 |  | 669.005 | 0.64742 |  | 666.2908 | 0.42873 |  | 669.3377 | 0.090612 |  | 669.3377 | 0.036671
| 669.57 | 0.0006087 |  | 669.57 | 0.0006087 |  | 661.9254 | 8.0301e-05 |  | 661.93 | 0 |  | 669.57 | 0.00075428 |  | 661.9254 | 0.00099048 |  | 669.57 | 0.00074499 |  | 677.8612 | 0.00067696 |  | 669.57 | 0.00083957 |  |  |  |  | 669.2376 | 0.13562 |  | 669.57 | 0.00061686 |  | 669.57 | 0.33888 |  | 661.9254 | 0.0057951 |  | 669.57 | 0.01149 |  | 669.2376 | 0.62688 |  | 666.5203 | 0.43839 |  | 669.57 | 0.093688 |  | 669.57 | 0.038366
| 669.8023 | -0.00026014 |  | 669.8023 | -0.00026014 |  | 662.1523 | -0.00038115 |  | 662.15 | 0 |  | 669.8023 | 0 |  | 662.1523 | 0.00016694 |  | 669.8023 | -0.00027822 |  | 678.0922 | -0.00015851 |  | 669.8022 | 0.0001343 |  |  |  |  | 669.4703 | 0.13452 |  | 669.8023 | 0 |  | 669.8022 | 0.33715 |  | 662.1523 | 0.0044767 |  | 669.8022 | 0.01004 |  | 669.4703 | 0.60535 |  | 666.7498 | 0.44271 |  | 669.8023 | 0.094962 |  | 669.8023 | 0.037922
| 670.0346 | 0.00030439 |  | 670.0346 | 0.00030439 |  | 662.3793 | 2.7784e-05 |  | 662.38 | 0 |  | 670.0346 | 0.00022341 |  | 662.3793 | 0.00079099 |  | 670.0346 | 0.00036399 |  | 678.3231 | 0.00063769 |  | 670.0345 | 0.00053277 |  |  |  |  | 669.7029 | 0.13351 |  | 670.0346 | 0.00064067 |  | 670.0345 | 0.33492 |  | 662.3793 | 0.0047376 |  | 670.0345 | 0.0105 |  | 669.7029 | 0.58502 |  | 666.9794 | 0.45193 |  | 670.0346 | 0.097625 |  | 670.0346 | 0.039299
| 670.2669 | -0.00023288 |  | 670.2669 | -0.00023288 |  | 662.6063 | -0.00020321 |  | 662.61 | 0 |  | 670.2669 | 0 |  | 662.6063 | 0.00035098 |  | 670.2669 | -0.00021326 |  | 678.5541 | -0.00012402 |  | 670.2669 | 4.2192e-05 |  |  |  |  | 669.9355 | 0.13158 |  | 670.2669 | 0 |  | 670.2669 | 0.33303 |  | 662.6063 | 0.0069327 |  | 670.2669 | 0.00962 |  | 669.9355 | 0.56512 |  | 667.2089 | 0.45717 |  | 670.2669 | 0.098734 |  | 670.2669 | 0.039526
| 670.4992 | 0.0001182 |  | 670.4992 | 0.0001182 |  | 662.8333 | 0.00079072 |  | 662.83 | 0 |  | 670.4992 | 0.00051018 |  | 662.8333 | 0.0007456 |  | 670.4992 | 0.00041518 |  | 678.785 | 0.00056551 |  | 670.4992 | 0.00069843 |  |  |  |  | 670.1682 | 0.13131 |  | 670.4992 | 0.00054324 |  | 670.4992 | 0.33117 |  | 662.8333 | 0.0062308 |  | 670.4992 | 0.01002 |  | 670.1682 | 0.54455 |  | 667.4384 | 0.46703 |  | 670.4992 | 0.10117 |  | 670.4992 | 0.041051
| 670.7315 | -0.00049136 |  | 670.7315 | -0.00049136 |  | 663.0603 | -0.00010017 |  | 663.06 | 0 |  | 670.7315 | 0 |  | 663.0603 | 0.00030062 |  | 670.7315 | -0.00035173 |  | 679.016 | -0.00010183 |  | 670.7316 | 6.5482e-05 |  |  |  |  | 670.4009 | 0.13108 |  | 670.7315 | 0 |  | 670.7316 | 0.32649 |  | 663.0603 | 0.0035247 |  | 670.7316 | 0.009 |  | 670.4009 | 0.52324 |  | 667.668 | 0.47156 |  | 670.7315 | 0.10282 |  | 670.7315 | 0.041041
| 670.9639 | 0.00044447 |  | 670.9639 | 0.00044447 |  | 663.2873 | 0.00045905 |  | 663.29 | 0 |  | 670.9639 | 0.00032119 |  | 663.2874 | 0.00063898 |  | 670.9639 | 0.00047783 |  | 679.247 | 0.00060503 |  | 670.9639 | 0.00066019 |  |  |  |  | 670.6335 | 0.12926 |  | 670.9639 | 0.00043684 |  | 670.9639 | 0.32685 |  | 663.2874 | 0.0059778 |  | 670.9639 | 0.00958 |  | 670.6335 | 0.50602 |  | 667.8976 | 0.48196 |  | 670.9639 | 0.10602 |  | 670.9639 | 0.042892
| 671.1962 | -0.00036883 |  | 671.1962 | -0.00036883 |  | 663.5143 | -0.00023007 |  | 663.51 | 0 |  | 671.1962 | 0 |  | 663.5143 | -0.00029689 |  | 671.1962 | -0.00042009 |  | 679.478 | -0.0001687 |  | 671.1962 | 6.6729e-05 |  |  |  |  | 670.8662 | 0.12897 |  | 671.1962 | 0 |  | 671.1962 | 0.32398 |  | 663.5143 | 0.0033886 |  | 671.1962 | 0.00841 |  | 670.8662 | 0.4864 |  | 668.1272 | 0.48683 |  | 671.1962 | 0.10713 |  | 671.1962 | 0.043108
| 671.4286 | 0.00031385 |  | 671.4286 | 0.00031385 |  | 663.7414 | 0.00013531 |  | 663.74 | 0 |  | 671.4286 | 0.00040699 |  | 663.7414 | 0.0010516 |  | 671.4286 | 0.00066325 |  | 679.709 | 0.00059897 |  | 671.4286 | 0.00075888 |  |  |  |  | 671.0989 | 0.12972 |  | 671.4286 | 0.00072907 |  | 671.4286 | 0.3217 |  | 663.7414 | 0.0063466 |  | 671.4286 | 0.00883 |  | 671.0989 | 0.46944 |  | 668.3568 | 0.49694 |  | 671.4286 | 0.1094 |  | 671.4286 | 0.044036
| 671.661 | -0.00031211 |  | 671.661 | -0.00031211 |  | 663.9684 | -9.7716e-05 |  | 663.97 | 0 |  | 671.661 | 0 |  | 663.9684 | 0.00031812 |  | 671.661 | 7.8953e-05 |  | 679.94 | -0.00010395 |  | 671.6609 | 6.0241e-05 |  |  |  |  | 671.3316 | 0.12756 |  | 671.661 | 0 |  | 671.6609 | 0.31746 |  | 663.9684 | 0.0015444 |  | 671.6609 | 0.00802 |  | 671.3316 | 0.45045 |  | 668.5864 | 0.50262 |  | 671.661 | 0.11148 |  | 671.661 | 0.044177
| 671.8934 | 0.0001743 |  | 671.8934 | 0.0001743 |  | 664.1955 | 7.3348e-06 |  | 664.2 | 0 |  | 671.8934 | 0.00047431 |  | 664.1955 | 0.00051947 |  | 671.8934 | 0.00047665 |  | 680.171 | 0.00054006 |  | 671.8934 | 0.0004231 |  |  |  |  | 671.5643 | 0.12694 |  | 671.8934 | 0.00019125 |  | 671.8934 | 0.31568 |  | 664.1955 | 0.0050586 |  | 671.8934 | 0.00848 |  | 671.5643 | 0.43378 |  | 668.816 | 0.51282 |  | 671.8934 | 0.11468 |  | 671.8934 | 0.045659
| 672.1258 | -0.00027766 |  | 672.1258 | -0.00027766 |  | 664.4226 | 0.00017431 |  | 664.42 | 0 |  | 672.1258 | 0 |  | 664.4225 | 0.00050236 |  | 672.1258 | -0.00013408 |  | 680.402 | -0.00010431 |  | 672.1257 | 0.00024544 |  |  |  |  | 671.7971 | 0.1258 |  | 672.1258 | 0 |  | 672.1257 | 0.31577 |  | 664.4225 | 0.0053703 |  | 672.1257 | 0.00767 |  | 671.7971 | 0.41596 |  | 669.0456 | 0.51772 |  | 672.1258 | 0.11603 |  | 672.1258 | 0.045969
| 672.3582 | 8.6415e-05 |  | 672.3582 | 8.6415e-05 |  | 664.6496 | 0.00056864 |  | 664.65 | 0 |  | 672.3582 | 0.00070149 |  | 664.6496 | 0.00053814 |  | 672.3582 | 0.00056421 |  | 680.6331 | 0.00068625 |  | 672.3582 | 0.00066857 |  |  |  |  | 672.0298 | 0.12491 |  | 672.3582 | 0.0005317 |  | 672.3582 | 0.31507 |  | 664.6496 | 0.0048287 |  | 672.3582 | 0.00801 |  | 672.0298 | 0.40087 |  | 669.2752 | 0.52825 |  | 672.3582 | 0.11981 |  | 672.3582 | 0.047544
| 672.5906 | -0.00063169 |  | 672.5906 | -0.00063169 |  | 664.8767 | -0.00028263 |  | 664.88 | 0 |  | 672.5906 | 0 |  | 664.8766 | -0.00089299 |  | 672.5906 | -0.00026747 |  | 680.8641 | -5.0192e-05 |  | 672.5906 | 0 |  |  |  |  | 672.2625 | 0.12309 |  | 672.5906 | 0 |  | 672.5906 | 0.31279 |  | 664.8766 | 0.0038457 |  | 672.5906 | 0.00682 |  | 672.2625 | 0.38457 |  | 669.5049 | 0.53358 |  | 672.5906 | 0.1206 |  | 672.5906 | 0.047392
| 672.823 | 0.00032953 |  | 672.823 | 0.00032953 |  | 665.1038 | 0.0006232 |  | 665.1 | 0 |  | 672.823 | 0.00065084 |  | 665.1038 | 0.00078048 |  | 672.823 | 0.00020002 |  | 681.0952 | 0.00062362 |  | 672.823 | 0.00054431 |  |  |  |  | 672.4953 | 0.12312 |  | 672.823 | 0.00025116 |  | 672.823 | 0.31069 |  | 665.1038 | 0.0044484 |  | 672.823 | 0.00764 |  | 672.4953 | 0.37079 |  | 669.7346 | 0.54367 |  | 672.823 | 0.12436 |  | 672.823 | 0.049438
| 673.0554 | -0.0005503 |  | 673.0554 | -0.0005503 |  | 665.3309 | -0.00023181 |  | 665.33 | 0 |  | 673.0554 | 0 |  | 665.3309 | 4.8327e-05 |  | 673.0554 | -0.00031493 |  | 681.3263 | -6.6631e-05 |  | 673.0554 | 1.9933e-06 |  |  |  |  | 672.7281 | 0.12223 |  | 673.0554 | 0 |  | 673.0554 | 0.30903 |  | 665.3309 | 0.0033035 |  | 673.0554 | 0.00651 |  | 672.7281 | 0.35459 |  | 669.9642 | 0.54762 |  | 673.0554 | 0.12573 |  | 673.0554 | 0.049431
| 673.2879 | 0.00037512 |  | 673.2879 | 0.00037512 |  | 665.558 | 0.00101 |  | 665.56 | 0 |  | 673.2879 | 0.00055428 |  | 665.558 | -7.659e-05 |  | 673.2879 | 0.00026233 |  | 681.5574 | 0.00055935 |  | 673.2879 | 0.00047342 |  |  |  |  | 672.9608 | 0.12141 |  | 673.2879 | 0.00022823 |  | 673.2879 | 0.3062 |  | 665.558 | 0.0024811 |  | 673.2879 | 0.00719 |  | 672.9608 | 0.34291 |  | 670.1938 | 0.55856 |  | 673.2879 | 0.12889 |  | 673.2879 | 0.050774
| 673.5203 | -0.00043249 |  | 673.5203 | -0.00043249 |  | 665.7851 | -6.551e-05 |  | 665.79 | 0 |  | 673.5203 | 0 |  | 665.7851 | 0.00036999 |  | 673.5203 | -0.00026288 |  | 681.7885 | -9.5293e-05 |  | 673.5203 | 0 |  |  |  |  | 673.1936 | 0.1196 |  | 673.5203 | 0 |  | 673.5203 | 0.30762 |  | 665.7851 | 0.0031656 |  | 673.5203 | 0.00595 |  | 673.1936 | 0.32759 |  | 670.4235 | 0.56349 |  | 673.5203 | 0.13108 |  | 673.5203 | 0.051646
| 673.7528 | 0.00021029 |  | 673.7528 | 0.00021029 |  | 666.0122 | 0.00060772 |  | 666.01 | 0 |  | 673.7528 | 0.00060336 |  | 666.0122 | 0.00041775 |  | 673.7528 | 0.00065047 |  | 682.0196 | 0.00065662 |  | 673.7528 | 0.00060645 |  |  |  |  | 673.4264 | 0.12077 |  | 673.7528 | 0.00088993 |  | 673.7528 | 0.30233 |  | 666.0122 | 0.0036963 |  | 673.7528 | 0.00676 |  | 673.4264 | 0.31452 |  | 670.6533 | 0.57461 |  | 673.7528 | 0.13501 |  | 673.7528 | 0.053011
| 673.9853 | -0.00021041 |  | 673.9853 | -0.00021041 |  | 666.2393 | -0.00047498 |  | 666.24 | 0 |  | 673.9853 | 0 |  | 666.2393 | 0.0015115 |  | 673.9853 | -0.0002803 |  | 682.2507 | -0.00013813 |  | 673.9853 | 0.00019604 |  |  |  |  | 673.6592 | 0.11823 |  | 673.9853 | 0 |  | 673.9853 | 0.29966 |  | 666.2393 | 0.0032719 |  | 673.9853 | 0.00565 |  | 673.6592 | 0.30227 |  | 670.8829 | 0.57822 |  | 673.9853 | 0.13747 |  | 673.9853 | 0.053431
| 674.2178 | 0.0002876 |  | 674.2178 | 0.0002876 |  | 666.4665 | 0.00079113 |  | 666.47 | 0 |  | 674.2178 | 0.00058108 |  | 666.4665 | 0.0013235 |  | 674.2178 | 0.00092882 |  | 682.4818 | 0.00054693 |  | 674.2178 | 0.00066382 |  |  |  |  | 673.892 | 0.12048 |  | 674.2178 | 0.00065601 |  | 674.2178 | 0.29589 |  | 666.4665 | 0.0049543 |  | 674.2178 | 0.00633 |  | 673.8921 | 0.28916 |  | 671.1127 | 0.58909 |  | 674.2178 | 0.14027 |  | 674.2178 | 0.054624
| 674.4503 | -0.00059855 |  | 674.4503 | -0.00059855 |  | 666.6936 | -0.00096419 |  | 666.69 | 0 |  | 674.4503 | 0 |  | 666.6936 | -0.00021475 |  | 674.4503 | 0.00013075 |  | 682.713 | -0.00020069 |  | 674.4503 | 0 |  |  |  |  | 674.1249 | 0.11801 |  | 674.4503 | 0 |  | 674.4503 | 0.29442 |  | 666.6936 | 0.003124 |  | 674.4503 | 0.00533 |  | 674.1249 | 0.27803 |  | 671.3423 | 0.59385 |  | 674.4503 | 0.14188 |  | 674.4503 | 0.055144
| 674.6828 | 0.00040943 |  | 674.6828 | 0.00040943 |  | 666.9208 | 1.9582e-05 |  | 666.92 | 0 |  | 674.6828 | 0.00047263 |  | 666.9208 | 0.00069583 |  | 674.6828 | 0.00065287 |  | 682.9441 | 0.00055201 |  | 674.6828 | 0.00060318 |  |  |  |  | 674.3577 | 0.11741 |  | 674.6828 | 0.00046208 |  | 674.6828 | 0.29242 |  | 666.9208 | 0.0037838 |  | 674.6828 | 0.0061 |  | 674.3577 | 0.26652 |  | 671.5721 | 0.60511 |  | 674.6828 | 0.14567 |  | 674.6828 | 0.056738
| 674.9153 | -0.00021283 |  | 674.9153 | -0.00021283 |  | 667.148 | 0.0002674 |  | 667.15 | 0 |  | 674.9153 | 0 |  | 667.1479 | -0.00028653 |  | 674.9153 | 5.8611e-05 |  | 683.1752 | -0.00013444 |  | 674.9153 | 5.9518e-05 |  |  |  |  | 674.5906 | 0.11578 |  | 674.9153 | 0 |  | 674.9153 | 0.28911 |  | 667.1479 | 0.0039597 |  | 674.9153 | 0.00499 |  | 674.5906 | 0.25588 |  | 671.8018 | 0.60987 |  | 674.9153 | 0.14953 |  | 674.9153 | 0.057141
| 675.1478 | 0.00038136 |  | 675.1478 | 0.00038136 |  | 667.3751 | 0.00078079 |  | 667.38 | 0 |  | 675.1478 | 0.00045809 |  | 667.3751 | 0.0005436 |  | 675.1478 | 3.0826e-05 |  | 683.4064 | 0.00067154 |  | 675.1478 | 0.00050018 |  |  |  |  | 674.8234 | 0.1159 |  | 675.1478 | 0.00047407 |  | 675.1478 | 0.28808 |  | 667.3751 | 0.0038473 |  | 675.1478 | 0.00569 |  | 674.8234 | 0.24654 |  | 672.0316 | 0.6206 |  | 675.1478 | 0.15245 |  | 675.1478 | 0.058827
| 675.3804 | -0.00067823 |  | 675.3804 | -0.00067823 |  | 667.6023 | 0.00017391 |  | 667.6 | 0 |  | 675.3804 | 0 |  | 667.6023 | -0.00027359 |  | 675.3804 | -0.00046072 |  | 683.6376 | -9.9063e-05 |  | 675.3804 | 0 |  |  |  |  | 675.0563 | 0.11337 |  | 675.3804 | 0 |  | 675.3804 | 0.28459 |  | 667.6023 | 0.0014892 |  | 675.3804 | 0.00465 |  | 675.0563 | 0.23653 |  | 672.2614 | 0.62427 |  | 675.3804 | 0.15458 |  | 675.3804 | 0.059157
| 675.6129 | 0.00024203 |  | 675.6129 | 0.00024203 |  | 667.8295 | 0.00135 |  | 667.83 | 0 |  | 675.6129 | 0.00052419 |  | 667.8295 | -0.00011879 |  | 675.6129 | 0.00025641 |  | 683.8688 | 0.00063 |  | 675.6129 | 0.00039645 |  |  |  |  | 675.2892 | 0.11441 |  | 675.6129 | 0.00044745 |  | 675.6129 | 0.28483 |  | 667.8295 | 0.0048768 |  | 675.6129 | 0.00535 |  | 675.2892 | 0.22786 |  | 672.4911 | 0.63605 |  | 675.6129 | 0.1585 |  | 675.6129 | 0.061369
| 675.8455 | -0.00055895 |  | 675.8455 | -0.00055895 |  | 668.0567 | -0.00045225 |  | 668.06 | 0 |  | 675.8455 | 0 |  | 668.0567 | -0.00027822 |  | 675.8455 | -0.00033571 |  | 684.1 | -6.5553e-05 |  | 675.8455 | 0 |  |  |  |  | 675.522 | 0.11246 |  | 675.8455 | 0 |  | 675.8455 | 0.28217 |  | 668.0567 | 0.0034727 |  | 675.8455 | 0.00446 |  | 675.5221 | 0.21864 |  | 672.7209 | 0.64003 |  | 675.8455 | 0.16035 |  | 675.8455 | 0.061533
| 676.078 | 0.00014893 |  | 676.078 | 0.00014893 |  | 668.2839 | 0.00115 |  | 668.28 | 0 |  | 676.078 | 0.00036446 |  | 668.2839 | 0.00077884 |  | 676.078 | -0.00016084 |  | 684.3312 | 0.00046328 |  | 676.0781 | 0.0003522 |  |  |  |  | 675.7549 | 0.11423 |  | 676.078 | 0.00023249 |  | 676.0781 | 0.28045 |  | 668.2839 | 0.0031935 |  | 676.0781 | 0.00486 |  | 675.755 | 0.2112 |  | 672.9507 | 0.65188 |  | 676.078 | 0.16538 |  | 676.078 | 0.063689
| 676.3106 | -0.00060512 |  | 676.3106 | -0.00060512 |  | 668.5111 | -0.00039054 |  | 668.51 | 0 |  | 676.3106 | 0 |  | 668.5111 | -0.00046884 |  | 676.3106 | -0.0006642 |  | 684.5624 | -7.2812e-05 |  | 676.3106 | 4.8363e-05 |  |  |  |  | 675.9879 | 0.11193 |  | 676.3106 | 0 |  | 676.3106 | 0.2778 |  | 668.5111 | 0.0018421 |  | 676.3106 | 0.00417 |  | 675.9879 | 0.20276 |  | 673.1805 | 0.6556 |  | 676.3106 | 0.16862 |  | 676.3106 | 0.063793
| 676.5432 | 0.00030013 |  | 676.5432 | 0.00030013 |  | 668.7383 | 0.00059698 |  | 668.74 | 0 |  | 676.5432 | 0.00042232 |  | 668.7383 | 0.00067529 |  | 676.5432 | 0.00055024 |  | 684.7936 | 0.00056591 |  | 676.5432 | 0.00053868 |  |  |  |  | 676.2208 | 0.11228 |  | 676.5432 | 0.00037251 |  | 676.5432 | 0.27701 |  | 668.7383 | 0.0029835 |  | 676.5432 | 0.00489 |  | 676.2208 | 0.19621 |  | 673.4103 | 0.66786 |  | 676.5432 | 0.17274 |  | 676.5432 | 0.066575
| 676.7758 | -0.00041191 |  | 676.7758 | -0.00041191 |  | 668.9656 | 0.00012641 |  | 668.97 | 0 |  | 676.7758 | 0 |  | 668.9656 | -0.0001202 |  | 676.7758 | -0.00045653 |  | 685.0248 | -0.00010708 |  | 676.7758 | 0 |  |  |  |  | 676.4537 | 0.11093 |  | 676.7758 | 0 |  | 676.7758 | 0.27318 |  | 668.9656 | 0.002149 |  | 676.7758 | 0.00369 |  | 676.4537 | 0.18791 |  | 673.6401 | 0.67136 |  | 676.7758 | 0.17593 |  | 676.7758 | 0.066008
| 677.0084 | -7.8092e-05 |  | 677.0084 | -7.8092e-05 |  | 669.1929 | 0.00062458 |  | 669.19 | 0 |  | 677.0084 | 0.00033594 |  | 669.1929 | 0.000479 |  | 677.0084 | 0.00010027 |  | 685.2561 | 0.00055278 |  | 677.0084 | 0.00044652 |  |  |  |  | 676.6866 | 0.11073 |  | 677.0084 | 0.00025236 |  | 677.0084 | 0.27171 |  | 669.1929 | 0.0047676 |  | 677.0084 | 0.00459 |  | 676.6866 | 0.18085 |  | 673.8699 | 0.68317 |  | 677.0084 | 0.17967 |  | 677.0084 | 0.067967
| 677.2411 | -0.00061499 |  | 677.2411 | -0.00061499 |  | 669.4201 | 0.0003266 |  | 669.42 | 0 |  | 677.2411 | 0 |  | 669.4201 | 0.00020192 |  | 677.2411 | -0.00030293 |  | 685.4874 | -4.425e-05 |  | 677.2411 | 0 |  |  |  |  | 676.9196 | 0.10843 |  | 677.2411 | 0 |  | 677.2411 | 0.2697 |  | 669.4201 | 0.002213 |  | 677.2411 | 0.00355 |  | 676.9196 | 0.17262 |  | 674.0997 | 0.68778 |  | 677.2411 | 0.18271 |  | 677.2411 | 0.068464
| 677.4737 | 1.9199e-05 |  | 677.4737 | 1.9199e-05 |  | 669.6473 | 0.00114 |  | 669.65 | 0 |  | 677.4737 | 0.00034482 |  | 669.6473 | 0.00091917 |  | 677.4737 | 0.00023924 |  | 685.7186 | 0.00051546 |  | 677.4737 | 0.00053348 |  |  |  |  | 677.1525 | 0.1068 |  | 677.4737 | 0.00069652 |  | 677.4737 | 0.26768 |  | 669.6473 | 0.0020442 |  | 677.4737 | 0.00422 |  | 677.1526 | 0.1667 |  | 674.3296 | 0.69951 |  | 677.4737 | 0.18656 |  | 677.4737 | 0.07051
| 677.7063 | -0.0003061 |  | 677.7063 | -0.0003061 |  | 669.8746 | 0.00012858 |  | 669.87 | 0 |  | 677.7063 | 0 |  | 669.8746 | -0.0005409 |  | 677.7063 | -0.00056803 |  | 685.9499 | -0.00019486 |  | 677.7064 | 0 |  |  |  |  | 677.3855 | 0.10666 |  | 677.7063 | 0 |  | 677.7064 | 0.26359 |  | 669.8746 | 0.001498 |  | 677.7064 | 0.0034 |  | 677.3855 | 0.15923 |  | 674.5594 | 0.70379 |  | 677.7063 | 0.19031 |  | 677.7063 | 0.070958
| 677.939 | 0.0001293 |  | 677.939 | 0.0001293 |  | 670.1019 | -0.00021002 |  | 670.1 | 0 |  | 677.939 | 0.00046095 |  | 670.1019 | -0.00015251 |  | 677.939 | 0.00034358 |  | 686.1812 | 0.00060689 |  | 677.939 | 0.00050527 |  |  |  |  | 677.6185 | 0.10753 |  | 677.939 | 0.00041073 |  | 677.939 | 0.26127 |  | 670.1019 | 0.0027186 |  | 677.939 | 0.00422 |  | 677.6185 | 0.15491 |  | 674.7893 | 0.71692 |  | 677.939 | 0.19417 |  | 677.939 | 0.072765
| 678.1716 | -0.0005474 |  | 678.1716 | -0.0005474 |  | 670.3292 | -0.00050835 |  | 670.33 | 0 |  | 678.1717 | 0 |  | 670.3292 | -1.0542e-05 |  | 678.1717 | -0.00071244 |  | 686.4125 | -0.00010184 |  | 678.1716 | 0 |  |  |  |  | 677.8515 | 0.10641 |  | 678.1717 | 0 |  | 678.1716 | 0.25923 |  | 670.3292 | 0.0012299 |  | 678.1716 | 0.00301 |  | 677.8515 | 0.14779 |  | 675.0192 | 0.72141 |  | 678.1717 | 0.19708 |  | 678.1717 | 0.073418
| 678.4043 | 0.00045371 |  | 678.4043 | 0.00045371 |  | 670.5565 | 0.00071815 |  | 670.56 | 0 |  | 678.4043 | 0.00069945 |  | 670.5565 | 0.00044554 |  | 678.4043 | 0.00086061 |  | 686.6437 | 0.00061107 |  | 678.4043 | 0.00060953 |  |  |  |  | 678.0845 | 0.10703 |  | 678.4043 | 0.00042199 |  | 678.4043 | 0.25811 |  | 670.5565 | 0.0022944 |  | 678.4043 | 0.00384 |  | 678.0845 | 0.14375 |  | 675.2491 | 0.73366 |  | 678.4043 | 0.20296 |  | 678.4043 | 0.075911
| 678.637 | -0.00051521 |  | 678.637 | -0.00051521 |  | 670.7838 | 0.00020651 |  | 670.78 | 0 |  | 678.637 | 0 |  | 670.7838 | -0.00068977 |  | 678.637 | -0.0004856 |  | 686.8751 | -2.4312e-05 |  | 678.637 | 0 |  |  |  |  | 678.3175 | 0.10537 |  | 678.637 | 0 |  | 678.637 | 0.25774 |  | 670.7838 | 0.0028577 |  | 678.637 | 0.00306 |  | 678.3175 | 0.13744 |  | 675.4789 | 0.73854 |  | 678.637 | 0.20567 |  | 678.637 | 0.076341
| 678.8697 | 0.00044984 |  | 678.8697 | 0.00044984 |  | 671.0112 | 0.00066121 |  | 671.01 | 0 |  | 678.8697 | 0.00016403 |  | 671.0112 | 0.00029776 |  | 678.8697 | 0.0011851 |  | 687.1064 | 0.00059033 |  | 678.8697 | 0.00083289 |  |  |  |  | 678.5505 | 0.10573 |  | 678.8697 | 0.00058475 |  | 678.8697 | 0.25462 |  | 671.0112 | 0.003892 |  | 678.8697 | 0.00384 |  | 678.5505 | 0.13344 |  | 675.7089 | 0.74967 |  | 678.8697 | 0.21181 |  | 678.8697 | 0.078511
| 679.1024 | -0.00044938 |  | 679.1024 | -0.00044938 |  | 671.2385 | -4.4914e-05 |  | 671.24 | 0 |  | 679.1024 | 0 |  | 671.2385 | 0.00054996 |  | 679.1024 | -0.0004975 |  | 687.3377 | -0.0001504 |  | 679.1024 | 5.7346e-06 |  |  |  |  | 678.7835 | 0.10395 |  | 679.1024 | 0 |  | 679.1024 | 0.25323 |  | 671.2385 | 0.0027308 |  | 679.1024 | 0.00266 |  | 678.7835 | 0.12774 |  | 675.9388 | 0.75493 |  | 679.1024 | 0.21481 |  | 679.1024 | 0.078379
| 679.3351 | 0.00028778 |  | 679.3351 | 0.00028778 |  | 671.4658 | -0.0002053 |  | 671.47 | 0 |  | 679.3351 | 7.4652e-05 |  | 671.4658 | 0.00094077 |  | 679.3351 | 0.00066564 |  | 687.569 | 0.00053566 |  | 679.3351 | 0.00048695 |  |  |  |  | 679.0166 | 0.10378 |  | 679.3351 | 0.00038111 |  | 679.3351 | 0.24898 |  | 671.4658 | 0.0032905 |  | 679.3351 | 0.00354 |  | 679.0166 | 0.12333 |  | 676.1687 | 0.76851 |  | 679.3351 | 0.21958 |  | 679.3351 | 0.080476
| 679.5679 | -0.00047143 |  | 679.5679 | -0.00047143 |  | 671.6932 | -0.00069005 |  | 671.69 | 0 |  | 679.5679 | 0 |  | 671.6932 | -0.00022965 |  | 679.5679 | -0.00029009 |  | 687.8004 | -7.918e-05 |  | 679.5679 | 0 |  |  |  |  | 679.2496 | 0.10164 |  | 679.5679 | 0 |  | 679.5679 | 0.24838 |  | 671.6932 | 0.0013473 |  | 679.5679 | 0.00256 |  | 679.2496 | 0.11801 |  | 676.3986 | 0.77345 |  | 679.5679 | 0.22201 |  | 679.5679 | 0.080919
| 679.8006 | 0.00028442 |  | 679.8006 | 0.00028442 |  | 671.9205 | 0.00114 |  | 671.92 | 0 |  | 679.8006 | 0.0004229 |  | 671.9205 | 0.00015738 |  | 679.8006 | 0.00067036 |  | 688.0317 | 0.00057764 |  | 679.8006 | 0.00056253 |  |  |  |  | 679.4827 | 0.10271 |  | 679.8006 | 0.00048107 |  | 679.8006 | 0.24468 |  | 671.9205 | 0.0031331 |  | 679.8006 | 0.00328 |  | 679.4827 | 0.11474 |  | 676.6286 | 0.78654 |  | 679.8006 | 0.22764 |  | 679.8006 | 0.082925
| 680.0333 | -0.00035597 |  | 680.0333 | -0.00035597 |  | 672.1479 | -0.00030366 |  | 672.15 | 0 |  | 680.0333 | 0 |  | 672.1479 | -0.0011654 |  | 680.0333 | -0.00020998 |  | 688.2631 | -9.8324e-05 |  | 680.0333 | 0 |  |  |  |  | 679.7158 | 0.10115 |  | 680.0333 | 0 |  | 680.0333 | 0.24323 |  | 672.1479 | 0.0014008 |  | 680.0333 | 0.00253 |  | 679.7158 | 0.10956 |  | 676.8585 | 0.79214 |  | 680.0333 | 0.2324 |  | 680.0333 | 0.084118
| 680.2661 | 0.00017576 |  | 680.2661 | 0.00017576 |  | 672.3752 | -0.00038537 |  | 672.38 | 0 |  | 680.2661 | 0.00035949 |  | 672.3752 | 0.0017004 |  | 680.2661 | 0.00080888 |  | 688.4945 | 0.00057588 |  | 680.2661 | 0.00057641 |  |  |  |  | 679.9488 | 0.10185 |  | 680.2661 | 0.00049141 |  | 680.2661 | 0.24 |  | 672.3752 | 0.0041665 |  | 680.2661 | 0.00302 |  | 679.9488 | 0.10649 |  | 677.0885 | 0.80464 |  | 680.2661 | 0.23767 |  | 680.2661 | 0.086186
| 680.4989 | -0.00051977 |  | 680.4989 | -0.00051977 |  | 672.6027 | 0.00035415 |  | 672.6 | 0 |  | 680.4989 | 0 |  | 672.6027 | 0.00095878 |  | 680.4989 | -0.00070102 |  | 688.7259 | -0.00011891 |  | 680.4988 | 0 |  |  |  |  | 680.1819 | 0.099947 |  | 680.4989 | 0 |  | 680.4988 | 0.24103 |  | 672.6027 | 0.0018018 |  | 680.4988 | 0.00222 |  | 680.1819 | 0.10147 |  | 677.3185 | 0.81108 |  | 680.4989 | 0.24038 |  | 680.4989 | 0.086564
| 680.7316 | 0.00032196 |  | 680.7316 | 0.00032196 |  | 672.83 | -1.6263e-05 |  | 672.83 | 0 |  | 680.7316 | 5.5312e-05 |  | 672.83 | 0.00071735 |  | 680.7316 | 0.0002057 |  | 688.9573 | 0.00054952 |  | 680.7316 | 0.00060848 |  |  |  |  | 680.415 | 0.099066 |  | 680.7316 | 0.00044994 |  | 680.7316 | 0.23708 |  | 672.83 | 0.0020992 |  | 680.7316 | 0.00295 |  | 680.415 | 0.0991 |  | 677.5485 | 0.82502 |  | 680.7316 | 0.24729 |  | 680.7316 | 0.088979
| 680.9644 | -0.00047532 |  | 680.9644 | -0.00047532 |  | 673.0574 | -0.00067076 |  | 673.06 | 0 |  | 680.9644 | 0 |  | 673.0574 | -0.00067426 |  | 680.9644 | -0.00016708 |  | 689.1887 | -0.00013568 |  | 680.9644 | 0 |  |  |  |  | 680.6481 | 0.098853 |  | 680.9644 | 0 |  | 680.9644 | 0.23294 |  | 673.0574 | 0.0011952 |  | 680.9644 | 0.00214 |  | 680.6481 | 0.0936 |  | 677.7784 | 0.82965 |  | 680.9644 | 0.25274 |  | 680.9644 | 0.089309
| 681.1972 | 0.00027262 |  | 681.1972 | 0.00027262 |  | 673.2849 | 0.00085271 |  | 673.28 | 0 |  | 681.1972 | 0.00074471 |  | 673.2849 | 0.00017874 |  | 681.1972 | 0.00045418 |  | 689.4201 | 0.00058072 |  | 681.1972 | 0.00053885 |  |  |  |  | 680.8813 | 0.09867 |  | 681.1972 | 0.00021867 |  | 681.1972 | 0.23461 |  | 673.2849 | 0.0026942 |  | 681.1972 | 0.0029 |  | 680.8813 | 0.0917 |  | 678.0084 | 0.8436 |  | 681.1972 | 0.25707 |  | 681.1972 | 0.092055
| 681.43 | -0.00061948 |  | 681.43 | -0.00061948 |  | 673.5123 | 0.00013016 |  | 673.51 | 0 |  | 681.43 | 0 |  | 673.5123 | -5.401e-05 |  | 681.43 | -0.00075064 |  | 689.6516 | -6.8114e-05 |  | 681.4301 | 0 |  |  |  |  | 681.1144 | 0.098306 |  | 681.43 | 0 |  | 681.4301 | 0.2288 |  | 673.5123 | 0.00056001 |  | 681.4301 | 0.00202 |  | 681.1144 | 0.08797 |  | 678.2384 | 0.84863 |  | 681.43 | 0.26065 |  | 681.43 | 0.092656
| 681.6629 | 0.00027408 |  | 681.6629 | 0.00027408 |  | 673.7397 | 0.00027207 |  | 673.74 | 0 |  | 681.6628 | 0.00063993 |  | 673.7397 | -1.6977e-05 |  | 681.6628 | 0.00041688 |  | 689.883 | 0.00049779 |  | 681.6628 | 0.00043311 |  |  |  |  | 681.3475 | 0.097278 |  | 681.6628 | 0.00067353 |  | 681.6628 | 0.22924 |  | 673.7397 | 0.0017495 |  | 681.6628 | 0.00256 |  | 681.3475 | 0.08551 |  | 678.4684 | 0.86186 |  | 681.6628 | 0.26687 |  | 681.6628 | 0.094715
| 681.8957 | -0.00035463 |  | 681.8957 | -0.00035463 |  | 673.9672 | 8.3587e-05 |  | 673.97 | 0 |  | 681.8957 | 0 |  | 673.9672 | -0.0010819 |  | 681.8957 | -0.00016738 |  | 690.1144 | -8.2814e-05 |  | 681.8957 | 0 |  |  |  |  | 681.5807 | 0.096045 |  | 681.8957 | 0 |  | 681.8957 | 0.22615 |  | 673.9672 | -0.00031856 |  | 681.8957 | 0.00196 |  | 681.5807 | 0.08086 |  | 678.6985 | 0.86767 |  | 681.8957 | 0.27064 |  | 681.8957 | 0.095579
| 682.1285 | 0.0001737 |  | 682.1285 | 0.0001737 |  | 674.1946 | 0.00014345 |  | 674.19 | 0 |  | 682.1285 | 0.00076485 |  | 674.1946 | 0.00024694 |  | 682.1285 | 0.00029732 |  | 690.3459 | 0.00054703 |  | 682.1285 | 0.00031054 |  |  |  |  | 681.8138 | 0.096529 |  | 682.1285 | 0.00014886 |  | 682.1285 | 0.22515 |  | 674.1946 | 0.0015524 |  | 682.1285 | 0.00267 |  | 681.8138 | 0.07907 |  | 678.9285 | 0.88133 |  | 682.1285 | 0.27679 |  | 682.1285 | 0.098231
| 682.3614 | -0.00049063 |  | 682.3614 | -0.00049063 |  | 674.4221 | 0.00013694 |  | 674.42 | 0 |  | 682.3614 | 0 |  | 674.4221 | -2.756e-05 |  | 682.3614 | -0.00049693 |  | 690.5773 | -0.00013059 |  | 682.3614 | 5.4693e-05 |  |  |  |  | 682.047 | 0.093628 |  | 682.3614 | 0 |  | 682.3614 | 0.22313 |  | 674.4221 | 0.0023016 |  | 682.3614 | 0.00183 |  | 682.047 | 0.07543 |  | 679.1586 | 0.88599 |  | 682.3614 | 0.28349 |  | 682.3614 | 0.098633
| 682.5942 | 0.00012437 |  | 682.5942 | 0.00012437 |  | 674.6495 | 2.8624e-05 |  | 674.65 | 0 |  | 682.5942 | 0.00049743 |  | 674.6495 | -0.00054308 |  | 682.5942 | 0.00088953 |  | 690.8088 | 0.00052028 |  | 682.5942 | 0.0005962 |  |  |  |  | 682.2802 | 0.094463 |  | 682.5942 | 0.00037932 |  | 682.5942 | 0.22121 |  | 674.6495 | 0.0033781 |  | 682.5942 | 0.00263 |  | 682.2802 | 0.07429 |  | 679.3886 | 0.90028 |  | 682.5942 | 0.28828 |  | 682.5942 | 0.10143
| 682.8271 | -0.00049007 |  | 682.8271 | -0.00049007 |  | 674.8769 | -7.4836e-05 |  | 674.88 | 0 |  | 682.8271 | 0 |  | 674.877 | -0.001256 |  | 682.8271 | -0.0003163 |  | 691.0403 | -8.6926e-05 |  | 682.8271 | 0 |  |  |  |  | 682.5134 | 0.093342 |  | 682.8271 | 0 |  | 682.8271 | 0.21863 |  | 674.877 | 0.0019025 |  | 682.8271 | 0.00188 |  | 682.5134 | 0.07019 |  | 679.6187 | 0.9054 |  | 682.8271 | 0.2948 |  | 682.8271 | 0.10222
| 683.06 | -7.1985e-05 |  | 683.06 | -7.1985e-05 |  | 675.1045 | 0.00037276 |  | 675.1 | 0 |  | 683.06 | 0.00015908 |  | 675.1045 | 0.00027828 |  | 683.06 | 0.00027463 |  | 691.2719 | 0.00051771 |  | 683.06 | 0.00027158 |  |  |  |  | 682.7466 | 0.093435 |  | 683.06 | 0.00033226 |  | 683.06 | 0.21838 |  | 675.1045 | 0.0037054 |  | 683.06 | 0.0024 |  | 682.7466 | 0.06781 |  | 679.8488 | 0.91959 |  | 683.06 | 0.30058 |  | 683.06 | 0.10521
| 683.2929 | -0.00044826 |  | 683.2929 | -0.00044826 |  | 675.332 | -0.00020525 |  | 675.33 | 0 |  | 683.2929 | 0 |  | 675.332 | 0.00037994 |  | 683.2929 | -0.00068368 |  | 691.5034 | -0.00018625 |  | 683.2929 | 0 |  |  |  |  | 682.9798 | 0.094081 |  | 683.2929 | 0 |  | 683.2928 | 0.21698 |  | 675.332 | 0.0012612 |  | 683.2929 | 0.00157 |  | 682.9798 | 0.06525 |  | 680.0789 | 0.92454 |  | 683.2929 | 0.30703 |  | 683.2929 | 0.10625
| 683.5258 | 0.0005021 |  | 683.5258 | 0.0005021 |  | 675.5594 | -6.5862e-05 |  | 675.56 | 0 |  | 683.5258 | 0.0004134 |  | 675.5594 | -0.00017952 |  | 683.5258 | 0.00022112 |  | 691.7349 | 0.00056164 |  | 683.5258 | 0.00048214 |  |  |  |  | 683.213 | 0.093288 |  | 683.5258 | 0.00020846 |  | 683.5258 | 0.21348 |  | 675.5594 | 0.0045272 |  | 683.5258 | 0.00231 |  | 683.213 | 0.06438 |  | 680.309 | 0.93663 |  | 683.5258 | 0.31463 |  | 683.5258 | 0.10876
| 683.7587 | -0.00089216 |  | 683.7587 | -0.00089216 |  | 675.787 | 0.00028064 |  | 675.79 | 0 |  | 683.7587 | 0 |  | 675.787 | 0.00058816 |  | 683.7587 | -0.0015623 |  | 691.9664 | -0.00022657 |  | 683.7587 | 0 |  |  |  |  | 683.4462 | 0.090773 |  | 683.7587 | 0 |  | 683.7587 | 0.21162 |  | 675.787 | 0.00055013 |  | 683.7587 | 0.00139 |  | 683.4462 | 0.06087 |  | 680.5391 | 0.94094 |  | 683.7587 | 0.31966 |  | 683.7587 | 0.10939
| 683.9916 | 0.00014432 |  | 683.9916 | 0.00014432 |  | 676.0145 | 0.00070856 |  | 676.01 | 0 |  | 683.9916 | 0.00051307 |  | 676.0145 | 0.00036023 |  | 683.9916 | 0.00025633 |  | 692.1979 | 0.00053031 |  | 683.9916 | 0.00041648 |  |  |  |  | 683.6795 | 0.092524 |  | 683.9916 | 0.00053128 |  | 683.9916 | 0.21054 |  | 676.0145 | 0.0028549 |  | 683.9916 | 0.00217 |  | 683.6795 | 0.05985 |  | 680.7692 | 0.95376 |  | 683.9916 | 0.32831 |  | 683.9916 | 0.1127
| 684.2245 | -0.00072432 |  | 684.2245 | -0.00072432 |  | 676.242 | -0.00048791 |  | 676.24 | 0 |  | 684.2245 | 0 |  | 676.242 | -0.00059365 |  | 684.2245 | -0.00051569 |  | 692.4294 | -0.00015045 |  | 684.2246 | 0 |  |  |  |  | 683.9127 | 0.089908 |  | 684.2245 | 0 |  | 684.2245 | 0.20881 |  | 676.242 | 0.0018792 |  | 684.2246 | 0.00154 |  | 683.9127 | 0.05694 |  | 680.9993 | 0.9563 |  | 684.2245 | 0.33313 |  | 684.2245 | 0.1135
| 684.4575 | 0.00013013 |  | 684.4575 | 0.00013013 |  | 676.4695 | 0.00056155 |  | 676.47 | 0.0026241 |  | 684.4575 | 0.00015365 |  | 676.4695 | 0.0014667 |  | 684.4575 | 0.00048692 |  | 692.661 | 0.00055345 |  | 684.4575 | 0.0004117 |  |  |  |  | 684.146 | 0.090457 |  | 684.4575 | 0.00034701 |  | 684.4575 | 0.20678 |  | 676.4695 | 0.0032625 |  | 684.4575 | 0.00218 |  | 684.146 | 0.05509 |  | 681.2294 | 0.96941 |  | 684.4575 | 0.33677 |  | 684.4575 | 0.11602
| 684.6904 | -0.00046101 |  | 684.6904 | -0.00046101 |  | 676.6971 | -0.00077823 |  | 676.7 | 0 |  | 684.6904 | 0 |  | 676.6971 | -0.0004922 |  | 684.6904 | -6.9221e-05 |  | 692.8926 | -0.00016442 |  | 684.6904 | 3.9411e-05 |  |  |  |  | 684.3793 | 0.088841 |  | 684.6904 | 0 |  | 684.6904 | 0.20224 |  | 676.6971 | 7.8334e-05 |  | 684.6904 | 0.00123 |  | 684.3793 | 0.05213 |  | 681.4596 | 0.9701 |  | 684.6904 | 0.34421 |  | 684.6904 | 0.11699
| 684.9234 | 0.00055396 |  | 684.9234 | 0.00055396 |  | 676.9246 | 0.00046439 |  | 676.92 | 0 |  | 684.9234 | 0.0003121 |  | 676.9246 | 0.0010263 |  | 684.9234 | 0.00052168 |  | 693.1241 | 0.00042133 |  | 684.9234 | 0.00053007 |  |  |  |  | 684.6125 | 0.089159 |  | 684.9234 | 0.00065795 |  | 684.9234 | 0.2004 |  | 676.9246 | 0.0020701 |  | 684.9234 | 0.0021 |  | 684.6125 | 0.05078 |  | 681.6897 | 0.98187 |  | 684.9234 | 0.34889 |  | 684.9234 | 0.11943
| 685.1563 | -0.00075619 |  | 685.1563 | -0.00075619 |  | 677.1522 | -0.00048467 |  | 677.15 | 0 |  | 685.1564 | 0 |  | 677.1522 | 0.00026186 |  | 685.1564 | -0.00054376 |  | 693.3557 | -0.00019973 |  | 685.1564 | 0 |  |  |  |  | 684.8458 | 0.087364 |  | 685.1564 | 0 |  | 685.1564 | 0.19873 |  | 677.1522 | 0.0020331 |  | 685.1564 | 0.00119 |  | 684.8458 | 0.04839 |  | 681.9199 | 0.9819 |  | 685.1564 | 0.35577 |  | 685.1564 | 0.12063
| 685.3893 | 0.00028926 |  | 685.3893 | 0.00028926 |  | 677.3798 | 0.00027381 |  | 677.38 | 0 |  | 685.3893 | 0.00031745 |  | 677.3798 | 0.0011059 |  | 685.3893 | 0.0006436 |  | 693.5873 | 0.00045623 |  | 685.3893 | 0.00052297 |  |  |  |  | 685.0791 | 0.087895 |  | 685.3893 | 0.00048112 |  | 685.3893 | 0.1986 |  | 677.3798 | 0.0023221 |  | 685.3893 | 0.00187 |  | 685.0791 | 0.04795 |  | 682.15 | 0.99026 |  | 685.3893 | 0.36428 |  | 685.3893 | 0.12334
| 685.6223 | -0.00041037 |  | 685.6223 | -0.00041037 |  | 677.6074 | -0.00010571 |  | 677.61 | 0 |  | 685.6223 | 0 |  | 677.6074 | 0.00046721 |  | 685.6223 | -0.00034356 |  | 693.8189 | -0.00011681 |  | 685.6223 | 0 |  |  |  |  | 685.3124 | 0.087273 |  | 685.6223 | 0 |  | 685.6223 | 0.19575 |  | 677.6074 | 0.00074096 |  | 685.6223 | 0.00101 |  | 685.3124 | 0.04486 |  | 682.3802 | 0.9896 |  | 685.6223 | 0.37059 |  | 685.6223 | 0.12394
| 685.8553 | 8.0647e-05 |  | 685.8553 | 8.0647e-05 |  | 677.835 | 0.00068425 |  | 677.83 | 0 |  | 685.8553 | 0.00052876 |  | 677.835 | 0.00072245 |  | 685.8553 | -0.00028636 |  | 694.0505 | 0.00057591 |  | 685.8554 | 0.00053091 |  |  |  |  | 685.5458 | 0.087008 |  | 685.8553 | 0.00058132 |  | 685.8553 | 0.19465 |  | 677.835 | 0.0020982 |  | 685.8554 | 0.00204 |  | 685.5458 | 0.04414 |  | 682.6104 | 0.99732 |  | 685.8553 | 0.37757 |  | 685.8553 | 0.1267
| 686.0883 | -0.00066713 |  | 686.0883 | -0.00066713 |  | 678.0626 | 0.00014491 |  | 678.06 | 0 |  | 686.0883 | 0 |  | 678.0626 | -0.00014041 |  | 686.0883 | -0.00062668 |  | 694.2822 | -0.00025702 |  | 686.0883 | 0 |  |  |  |  | 685.7791 | 0.085845 |  | 686.0883 | 0 |  | 686.0883 | 0.19222 |  | 678.0626 | 0.0023316 |  | 686.0883 | 0.00115 |  | 685.7791 | 0.04227 |  | 682.8406 | 0.99423 |  | 686.0883 | 0.38634 |  | 686.0883 | 0.12927
| 686.3214 | 0.00061269 |  | 686.3214 | 0.00061269 |  | 678.2902 | 8.6904e-05 |  | 678.29 | 0 |  | 686.3214 | 0.00052508 |  | 678.2902 | 0.00038081 |  | 686.3214 | 0.00031599 |  | 694.5138 | 0.00053951 |  | 686.3214 | 0.000422 |  |  |  |  | 686.0124 | 0.086682 |  | 686.3214 | 0.00048211 |  | 686.3214 | 0.19096 |  | 678.2902 | 0.0024625 |  | 686.3214 | 0.00189 |  | 686.0124 | 0.04188 |  | 683.0709 | 1 |  | 686.3214 | 0.39371 |  | 686.3214 | 0.13241
| 686.5544 | -0.00068251 |  | 686.5544 | -0.00068251 |  | 678.5178 | -0.00021904 |  | 678.52 | 0 |  | 686.5544 | 0 |  | 678.5178 | 0.00076446 |  | 686.5544 | -0.00047363 |  | 694.7454 | -0.00013881 |  | 686.5544 | 0 |  |  |  |  | 686.2458 | 0.08498 |  | 686.5544 | 0 |  | 686.5544 | 0.19077 |  | 678.5178 | 1.818e-05 |  | 686.5544 | 0.00089203 |  | 686.2458 | 0.0396 |  | 683.3011 | 0.99214 |  | 686.5544 | 0.40134 |  | 686.5544 | 0.13418
| 686.7874 | 0.00038144 |  | 686.7874 | 0.00038144 |  | 678.7454 | 0.00013434 |  | 678.75 | 0 |  | 686.7874 | 0.00055304 |  | 678.7454 | 0.00019108 |  | 686.7874 | 0.0004994 |  | 694.9771 | 0.0005162 |  | 686.7874 | 0.00060661 |  |  |  |  | 686.4791 | 0.085037 |  | 686.7874 | 0.00056925 |  | 686.7874 | 0.18803 |  | 678.7454 | 0.0011556 |  | 686.7874 | 0.00177 |  | 686.4791 | 0.03919 |  | 683.5313 | 0.99577 |  | 686.7874 | 0.40885 |  | 686.7874 | 0.13646
| 687.0205 | -0.00046212 |  | 687.0205 | -0.00046212 |  | 678.973 | -0.00036693 |  | 678.97 | 0 |  | 687.0205 | 0 |  | 678.973 | -6.374e-05 |  | 687.0205 | -0.00076461 |  | 695.2087 | -0.0001074 |  | 687.0205 | 0 |  |  |  |  | 686.7125 | 0.083002 |  | 687.0205 | 0 |  | 687.0205 | 0.18641 |  | 678.973 | 0.0011192 |  | 687.0205 | 0.00105 |  | 686.7125 | 0.03699 |  | 683.7615 | 0.98796 |  | 687.0205 | 0.41624 |  | 687.0205 | 0.13752
| 687.2536 | 0.00069669 |  | 687.2536 | 0.00069669 |  | 679.2007 | -0.00044843 |  | 679.2 | 0 |  | 687.2536 | 0.00055312 |  | 679.2007 | 0.0016148 |  | 687.2536 | 0.0011891 |  | 695.4404 | 0.0005364 |  | 687.2535 | 0.00076649 |  |  |  |  | 686.9459 | 0.084004 |  | 687.2536 | 0.00066471 |  | 687.2535 | 0.18412 |  | 679.2007 | 0.003484 |  | 687.2535 | 0.00189 |  | 686.9459 | 0.03718 |  | 683.9918 | 0.98832 |  | 687.2536 | 0.42682 |  | 687.2536 | 0.14146
| 687.4866 | -0.00033199 |  | 687.4866 | -0.00033199 |  | 679.4283 | 0.0002225 |  | 679.43 | 0 |  | 687.4866 | 0 |  | 679.4283 | -0.00080922 |  | 687.4866 | -0.00040446 |  | 695.6721 | 0.00050035 |  | 687.4866 | 0 |  |  |  |  | 687.1793 | 0.081648 |  | 687.4866 | 0 |  | 687.4866 | 0.18224 |  | 679.4283 | -0.00070394 |  | 687.4866 | 0.00097041 |  | 687.1793 | 0.03478 |  | 684.222 | 0.97754 |  | 687.4866 | 0.43262 |  | 687.4866 | 0.14209
| 687.7197 | 0.00019189 |  | 687.7197 | 0.00019189 |  | 679.656 | 0.00093912 |  | 679.66 | 0 |  | 687.7197 | 0.00081979 |  | 679.656 | 0.00073609 |  | 687.7197 | 0.0005006 |  | 695.9038 | -0.00023015 |  | 687.7197 | 0.00042145 |  |  |  |  | 687.4127 | 0.082093 |  | 687.7197 | 0.00018712 |  | 687.7197 | 0.1793 |  | 679.656 | 0.0033425 |  | 687.7197 | 0.00181 |  | 687.4127 | 0.03427 |  | 684.4523 | 0.97603 |  | 687.7197 | 0.44336 |  | 687.7197 | 0.14494
| 687.9528 | -0.00057083 |  | 687.9528 | -0.00057083 |  | 679.8837 | -0.00051144 |  | 679.88 | 0 |  | 687.9528 | 0 |  | 679.8837 | -0.00069968 |  | 687.9528 | -0.00045225 |  | 696.1355 | 0.00043954 |  | 687.9528 | 0 |  |  |  |  | 687.6461 | 0.080413 |  | 687.9528 | 0 |  | 687.9528 | 0.17844 |  | 679.8837 | 0.00080234 |  | 687.9528 | 0.00087419 |  | 687.6461 | 0.03288 |  | 684.6826 | 0.96223 |  | 687.9528 | 0.45043 |  | 687.9528 | 0.14624
| 688.1859 | 0.00045401 |  | 688.1859 | 0.00045401 |  | 680.1113 | 0.00094383 |  | 680.11 | 0 |  | 688.1859 | 0.00083186 |  | 680.1113 | 0.00052096 |  | 688.1859 | 0.00067056 |  | 696.3672 | -0.00023298 |  | 688.1859 | 0.00046684 |  |  |  |  | 687.8795 | 0.081423 |  | 688.1859 | 0.00050768 |  | 688.1859 | 0.1761 |  | 680.1113 | 0.0027111 |  | 688.1859 | 0.00176 |  | 687.8795 | 0.03254 |  | 684.9129 | 0.95725 |  | 688.1859 | 0.45986 |  | 688.1859 | 0.15049
| 688.419 | -0.00031489 |  | 688.419 | -0.00031489 |  | 680.3391 | -0.00041779 |  | 680.34 | 0 |  | 688.419 | 0 |  | 680.3391 | -0.00057168 |  | 688.419 | -0.00033935 |  | 696.5989 | 0.0004744 |  | 688.419 | 0 |  |  |  |  | 688.1129 | 0.079137 |  | 688.419 | 0 |  | 688.419 | 0.17463 |  | 680.3391 | -0.00026439 |  | 688.419 | 0.00077664 |  | 688.1129 | 0.03046 |  | 685.1432 | 0.94098 |  | 688.419 | 0.46584 |  | 688.419 | 0.15111
| 688.6522 | 0.00051229 |  | 688.6522 | 0.00051229 |  | 680.5667 | -0.00042945 |  | 680.57 | 0 |  | 688.6522 | 0.00037994 |  | 680.5667 | -0.00082088 |  | 688.6522 | 0.00093676 |  | 696.8307 | -0.00019203 |  | 688.6522 | 0.00062125 |  |  |  |  | 688.3464 | 0.080182 |  | 688.6522 | 0.00032775 |  | 688.6522 | 0.17495 |  | 680.5667 | 0.0027542 |  | 688.6522 | 0.00146 |  | 688.3464 | 0.03062 |  | 685.3735 | 0.93134 |  | 688.6522 | 0.47582 |  | 688.6522 | 0.15417
| 688.8853 | -0.00070923 |  | 688.8853 | -0.00070923 |  | 680.7944 | 0.00051382 |  | 680.79 | 0 |  | 688.8853 | 0 |  | 680.7944 | -0.00032143 |  | 688.8853 | -0.00048706 |  | 697.0624 | 0.00042081 |  | 688.8853 | 0 |  |  |  |  | 688.5798 | 0.078088 |  | 688.8853 | 0 |  | 688.8853 | 0.17016 |  | 680.7944 | 0.00087099 |  | 688.8853 | 0.00088992 |  | 688.5798 | 0.02841 |  | 685.6038 | 0.9141 |  | 688.8853 | 0.48311 |  | 688.8853 | 0.15629
| 689.1184 | 0.00010425 |  | 689.1184 | 0.00010425 |  | 681.0222 | 6.0934e-06 |  | 681.02 | 0 |  | 689.1184 | 0.0004258 |  | 681.0222 | 0.00090935 |  | 689.1184 | 0.00048177 |  | 697.2941 | -0.00014567 |  | 689.1185 | 0.00031258 |  |  |  |  | 688.8133 | 0.079723 |  | 689.1184 | 0.00031191 |  | 689.1185 | 0.17093 |  | 681.0222 | 0.0013047 |  | 689.1185 | 0.00151 |  | 688.8133 | 0.02893 |  | 685.8341 | 0.90272 |  | 689.1184 | 0.49055 |  | 689.1184 | 0.15954
| 689.3516 | -0.00109 |  | 689.3516 | -0.00109 |  | 681.2499 | 0.00027575 |  | 681.25 | 0 |  | 689.3516 | 0 |  | 681.2499 | 7.5278e-05 |  | 689.3516 | -0.0012717 |  | 697.5259 | 0.00048922 |  | 689.3516 | 0 |  |  |  |  | 689.0468 | 0.078312 |  | 689.3516 | 0 |  | 689.3516 | 0.16725 |  | 681.2499 | 0.00052283 |  | 689.3516 | 0.00067437 |  | 689.0467 | 0.02703 |  | 686.0645 | 0.8819 |  | 689.3516 | 0.50412 |  | 689.3516 | 0.16204
| 689.5848 | -8.3109e-05 |  | 689.5848 | -8.3109e-05 |  | 681.4776 | 0.00040446 |  | 681.48 | 0 |  | 689.5848 | 0.00019232 |  | 681.4776 | 0.00091171 |  | 689.5848 | -4.9127e-05 |  | 697.7577 | -0.00018143 |  | 689.5848 | 0.00055364 |  |  |  |  | 689.2802 | 0.078586 |  | 689.5848 | 0.00048431 |  | 689.5848 | 0.1655 |  | 681.4776 | 0.00093765 |  | 689.5848 | 0.00136 |  | 689.2802 | 0.02727 |  | 686.2948 | 0.86923 |  | 689.5848 | 0.51382 |  | 689.5848 | 0.1649
| 689.8179 | -0.00042638 |  | 689.8179 | -0.00042638 |  | 681.7053 | 0.00036348 |  | 681.71 | 0 |  | 689.8179 | 0 |  | 681.7053 | 8.8453e-07 |  | 689.8179 | -0.00048464 |  | 697.9894 | 0.00049998 |  | 689.8179 | 0 |  |  |  |  | 689.5137 | 0.078434 |  | 689.8179 | 0 |  | 689.8179 | 0.16366 |  | 681.7053 | 0.00055033 |  | 689.8179 | 0.0007185 |  | 689.5137 | 0.02539 |  | 686.5251 | 0.84617 |  | 689.8179 | 0.52324 |  | 689.8179 | 0.16736
| 690.0511 | 0.00042045 |  | 690.0511 | 0.00042045 |  | 681.9331 | 0.00073592 |  | 681.93 | 0 |  | 690.0511 | 0.00023379 |  | 681.9331 | 0.00026049 |  | 690.0511 | 3.1343e-05 |  | 698.2213 | -0.0001595 |  | 690.0512 | 0.00050022 |  |  |  |  | 689.7472 | 0.077651 |  | 690.0511 | 0.00023859 |  | 690.0511 | 0.1651 |  | 681.9331 | 0.0016289 |  | 690.0512 | 0.00146 |  | 689.7472 | 0.02553 |  | 686.7555 | 0.83172 |  | 690.0511 | 0.53337 |  | 690.0511 | 0.17077
| 690.2843 | -0.00081566 |  | 690.2843 | -0.00081566 |  | 682.1608 | -0.00083462 |  | 682.16 | 0 |  | 690.2843 | 0 |  | 682.1608 | 0.00020823 |  | 690.2843 | -0.00056763 |  | 698.4531 | 0.00056611 |  | 690.2843 | 0 |  |  |  |  | 689.9807 | 0.075632 |  | 690.2843 | 0 |  | 690.2843 | 0.16131 |  | 682.1608 | 0.00047542 |  | 690.2843 | 0.00054015 |  | 689.9807 | 0.02403 |  | 686.9859 | 0.80697 |  | 690.2843 | 0.54157 |  | 690.2843 | 0.17267
| 690.5175 | 0.00018307 |  | 690.5175 | 0.00018307 |  | 682.3886 | 0.00092042 |  | 682.39 | 0 |  | 690.5175 | 0.00054804 |  | 682.3886 | 0.00026002 |  | 690.5175 | 5.1835e-05 |  | 698.6849 | -0.00023918 |  | 690.5175 | 0.00052892 |  |  |  |  | 690.2142 | 0.076802 |  | 690.5175 | 0.00042161 |  | 690.5175 | 0.16132 |  | 682.3886 | 0.0031317 |  | 690.5175 | 0.0015 |  | 690.2142 | 0.02454 |  | 687.2163 | 0.79 |  | 690.5175 | 0.55308 |  | 690.5175 | 0.17587
| 690.7507 | -0.00064802 |  | 690.7507 | -0.00064802 |  | 682.6164 | 0.00034164 |  | 682.62 | 0 |  | 690.7507 | 0 |  | 682.6164 | -3.1803e-06 |  | 690.7507 | -0.00077986 |  | 698.9167 | 0.00047069 |  | 690.7507 | 0 |  |  |  |  | 690.4478 | 0.075653 |  | 690.7507 | 0 |  | 690.7507 | 0.15935 |  | 682.6164 | -1.9709e-05 |  | 690.7507 | 0.00063507 |  | 690.4478 | 0.02251 |  | 687.4467 | 0.7637 |  | 690.7507 | 0.56303 |  | 690.7507 | 0.17812
| 690.984 | 0.00047134 |  | 690.984 | 0.00047134 |  | 682.8442 | 0.00040706 |  | 682.84 | 0 |  | 690.984 | 0.00060199 |  | 682.8442 | 0.00084412 |  | 690.984 | 0.00051393 |  | 699.1485 | -0.00016654 |  | 690.984 | 0.00037859 |  |  |  |  | 690.6813 | 0.07564 |  | 690.984 | 0.00044597 |  | 690.9839 | 0.15806 |  | 682.8442 | 0.0012943 |  | 690.984 | 0.00137 |  | 690.6813 | 0.02301 |  | 687.6771 | 0.74631 |  | 690.984 | 0.57138 |  | 690.984 | 0.18173
| 691.2172 | -0.00061762 |  | 691.2172 | -0.00061762 |  | 683.072 | -0.00027057 |  | 683.07 | 0 |  | 691.2172 | 0 |  | 683.072 | 0.00024094 |  | 691.2172 | -0.00051089 |  | 699.3804 | 0.00043934 |  | 691.2172 | 0 |  |  |  |  | 690.9149 | 0.073212 |  | 691.2172 | 0 |  | 691.2172 | 0.15538 |  | 683.072 | -0.0006679 |  | 691.2172 | 0.00060992 |  | 690.9149 | 0.02123 |  | 687.9075 | 0.72129 |  | 691.2172 | 0.58105 |  | 691.2172 | 0.1835
| 691.4505 | 0.00020866 |  | 691.4505 | 0.00020866 |  | 683.2998 | 0.00015022 |  | 683.3 | 0 |  | 691.4505 | 0.00070338 |  | 683.2998 | 0.0009402 |  | 691.4505 | 0.00024456 |  | 699.6122 | -0.00012428 |  | 691.4504 | 0.00030659 |  |  |  |  | 691.1484 | 0.074203 |  | 691.4505 | 3.4676e-05 |  | 691.4504 | 0.15509 |  | 683.2998 | 0.0024706 |  | 691.4504 | 0.00151 |  | 691.1484 | 0.02142 |  | 688.1379 | 0.70356 |  | 691.4505 | 0.59123 |  | 691.4505 | 0.18627
| 691.6837 | -0.00061494 |  | 691.6837 | -0.00061494 |  | 683.5276 | -0.00049704 |  | 683.53 | 0 |  | 691.6837 | 0 |  | 683.5276 | -0.00070903 |  | 691.6837 | -0.00039921 |  | 699.8441 | 0.00046293 |  | 691.6837 | 0 |  |  |  |  | 691.382 | 0.073115 |  | 691.6837 | 0 |  | 691.6837 | 0.15309 |  | 683.5276 | -0.0014478 |  | 691.6837 | 0.00054643 |  | 691.382 | 0.01982 |  | 688.3683 | 0.67722 |  | 691.6837 | 0.60142 |  | 691.6837 | 0.18821
| 691.917 | 0.00018821 |  | 691.917 | 0.00018821 |  | 683.7554 | 0.00106 |  | 683.76 | 0 |  | 691.917 | 0.00044747 |  | 683.7554 | 0.00014194 |  | 691.917 | 0.00038462 |  | 700.0759 | -0.00012268 |  | 691.917 | 0.00025502 |  |  |  |  | 691.6156 | 0.074146 |  | 691.917 | 0.0005936 |  | 691.917 | 0.15218 |  | 683.7554 | 0.0016972 |  | 691.917 | 0.00139 |  | 691.6156 | 0.0203 |  | 688.5988 | 0.65778 |  | 691.917 | 0.61181 |  | 691.917 | 0.19181
| 692.1503 | -0.00082252 |  | 692.1503 | -0.00082252 |  | 683.9832 | -0.00032929 |  | 683.98 | 0 |  | 692.1503 | 0 |  | 683.9832 | -0.00090874 |  | 692.1503 | -0.00059886 |  | 700.3078 | 0.00037239 |  | 692.1503 | 0 |  |  |  |  | 691.8491 | 0.071118 |  | 692.1503 | 0 |  | 692.1503 | 0.14877 |  | 683.9832 | 9.3975e-05 |  | 692.1503 | 0.00039202 |  | 691.8492 | 0.01857 |  | 688.8292 | 0.63206 |  | 692.1503 | 0.62288 |  | 692.1503 | 0.19479
| 692.3835 | 0.00035307 |  | 692.3835 | 0.00035307 |  | 684.2111 | 0.00047382 |  | 684.21 | 0 |  | 692.3835 | 0.00046648 |  | 684.2111 | 0.0015577 |  | 692.3835 | 0.00012123 |  | 700.5397 | -0.00018896 |  | 692.3835 | 0.00042813 |  |  |  |  | 692.0827 | 0.073125 |  | 692.3835 | 0.00063819 |  | 692.3835 | 0.1487 |  | 684.2111 | 0.0015481 |  | 692.3835 | 0.00132 |  | 692.0827 | 0.01935 |  | 689.0597 | 0.61363 |  | 692.3835 | 0.63377 |  | 692.3835 | 0.19846
| 692.6168 | -0.00079729 |  | 692.6168 | -0.00079729 |  | 684.4389 | -0.00061741 |  | 684.44 | 0 |  | 692.6168 | 0 |  | 684.4389 | 5.6117e-05 |  | 692.6168 | -0.00091957 |  | 700.7715 | 0.00048729 |  | 692.6168 | 0 |  |  |  |  | 692.3164 | 0.070815 |  | 692.6168 | 0 |  | 692.6168 | 0.14626 |  | 684.4389 | 0.00039391 |  | 692.6168 | 0.00054954 |  | 692.3164 | 0.01779 |  | 689.2902 | 0.58793 |  | 692.6168 | 0.6455 |  | 692.6168 | 0.20015
| 692.8501 | 0.0002649 |  | 692.8501 | 0.0002649 |  | 684.6668 | 0.00042969 |  | 684.67 | 0 |  | 692.8501 | 0.00043944 |  | 684.6668 | 0.000901 |  | 692.8501 | 0.00035 |  | 701.0035 | -0.00024376 |  | 692.8502 | 0.0003574 |  |  |  |  | 692.55 | 0.071798 |  | 692.8501 | 0.00023217 |  | 692.8502 | 0.14539 |  | 684.6668 | 0.0017983 |  | 692.8502 | 0.00125 |  | 692.55 | 0.0179 |  | 689.5206 | 0.57006 |  | 692.8501 | 0.6565 |  | 692.8501 | 0.20509
| 693.0835 | -0.00072141 |  | 693.0835 | -0.00072141 |  | 684.8946 | 0.00011151 |  | 684.89 | 0 |  | 693.0835 | 0 |  | 684.8947 | -0.00038657 |  | 693.0835 | -0.00049103 |  | 701.2354 | 0.00048297 |  | 693.0834 | 0 |  |  |  |  | 692.7836 | 0.069139 |  | 693.0835 | 0 |  | 693.0834 | 0.14338 |  | 684.8947 | 0.0035999 |  | 693.0834 | 0.00042279 |  | 692.7836 | 0.01672 |  | 689.7512 | 0.54587 |  | 693.0835 | 0.67071 |  | 693.0835 | 0.20762
| 693.3168 | 0.00062327 |  | 693.3168 | 0.00062327 |  | 685.1226 | 0.00080199 |  | 685.12 | 0 |  | 693.3168 | 0.00046899 |  | 685.1226 | 5.3016e-05 |  | 693.3168 | 0.0002564 |  | 701.4673 | -0.00019017 |  | 693.3168 | 0.00064718 |  |  |  |  | 693.0172 | 0.070763 |  | 693.3168 | 0.00060195 |  | 693.3168 | 0.14274 |  | 685.1226 | 0.0025789 |  | 693.3168 | 0.00117 |  | 693.0172 | 0.0175 |  | 689.9816 | 0.52796 |  | 693.3168 | 0.68309 |  | 693.3168 | 0.21257
| 693.5501 | -0.0009473 |  | 693.5501 | -0.0009473 |  | 685.3504 | 0.00040613 |  | 685.35 | 0 |  | 693.5501 | 0 |  | 685.3504 | -0.00018674 |  | 693.5501 | -0.00099672 |  | 701.6993 | 0.0005015 |  | 693.5501 | 0 |  |  |  |  | 693.2509 | 0.068742 |  | 693.5501 | 0 |  | 693.5501 | 0.1415 |  | 685.3504 | -0.00046814 |  | 693.5501 | 0.00027435 |  | 693.2509 | 0.01617 |  | 690.2122 | 0.50424 |  | 693.5501 | 0.69388 |  | 693.5501 | 0.21456
| 693.7835 | -6.5705e-05 |  | 693.7835 | -6.5705e-05 |  | 685.5783 | 0.00019721 |  | 685.58 | 0 |  | 693.7835 | 0.00028292 |  | 685.5783 | 0.000435 |  | 693.7835 | 0.00037641 |  | 701.9312 | -0.00024911 |  | 693.7835 | 0.00024769 |  |  |  |  | 693.4845 | 0.069239 |  | 693.7835 | 0.00013588 |  | 693.7835 | 0.14055 |  | 685.5783 | 0.0014136 |  | 693.7835 | 0.00124 |  | 693.4845 | 0.01625 |  | 690.4427 | 0.48779 |  | 693.7835 | 0.70595 |  | 693.7835 | 0.21864
| 694.0168 | -0.00065101 |  | 694.0168 | -0.00065101 |  | 685.8062 | -0.00112 |  | 685.81 | 0 |  | 694.0168 | 0 |  | 685.8062 | -0.00064956 |  | 694.0168 | -0.00069659 |  | 702.1631 | 0.00045085 |  | 694.0168 | 0 |  |  |  |  | 693.7182 | 0.067483 |  | 694.0168 | 0 |  | 694.0168 | 0.13816 |  | 685.8062 | -0.00059834 |  | 694.0168 | 0.00045801 |  | 693.7182 | 0.01487 |  | 690.6732 | 0.46578 |  | 694.0168 | 0.71737 |  | 694.0168 | 0.22156
| 694.2502 | 0.00062531 |  | 694.2502 | 0.00062531 |  | 686.0341 | -0.00024091 |  | 686.03 | 0 |  | 694.2502 | 0.00062423 |  | 686.0341 | 0.00077974 |  | 694.2502 | 0.00044982 |  | 702.3951 | -0.0002273 |  | 694.2502 | 0.00053118 |  |  |  |  | 693.9519 | 0.069406 |  | 694.2502 | 0.00069973 |  | 694.2502 | 0.13709 |  | 686.0341 | -0.00019104 |  | 694.2502 | 0.00103 |  | 693.9519 | 0.01533 |  | 690.9037 | 0.44949 |  | 694.2502 | 0.72668 |  | 694.2502 | 0.2252
| 694.4836 | -0.00078581 |  | 694.4836 | -0.00078581 |  | 686.262 | -0.00087082 |  | 686.26 | 0 |  | 694.4836 | 0 |  | 686.262 | -0.00064391 |  | 694.4836 | -0.0006661 |  | 702.6271 | 0.00046977 |  | 694.4836 | 0 |  |  |  |  | 694.1856 | 0.067658 |  | 694.4836 | 0 |  | 694.4836 | 0.13439 |  | 686.262 | 0.00027859 |  | 694.4836 | 0.00034334 |  | 694.1856 | 0.01368 |  | 691.1343 | 0.42894 |  | 694.4836 | 0.73734 |  | 694.4836 | 0.22753
| 694.717 | -3.2544e-06 |  | 694.717 | -3.2544e-06 |  | 686.49 | 0.00085125 |  | 686.49 | 0 |  | 694.717 | 0.00029443 |  | 686.49 | 0.00082837 |  | 694.717 | 0.00018453 |  | 702.8591 | -0.00016644 |  | 694.717 | 0.00018823 |  |  |  |  | 694.4193 | 0.066926 |  | 694.717 | 0.00015663 |  | 694.717 | 0.13385 |  | 686.49 | 0.003338 |  | 694.717 | 0.00116 |  | 694.4193 | 0.01451 |  | 691.3648 | 0.41409 |  | 694.717 | 0.74749 |  | 694.717 | 0.23203
| 694.9504 | -0.00075239 |  | 694.9504 | -0.00075239 |  | 686.7179 | 3.7882e-05 |  | 686.72 | 0 |  | 694.9504 | 0 |  | 686.7179 | -0.00049847 |  | 694.9504 | -0.00074387 |  | 703.0911 | 0.00055867 |  | 694.9504 | 0 |  |  |  |  | 694.653 | 0.066159 |  | 694.9504 | 0 |  | 694.9504 | 0.13276 |  | 686.7179 | 0.0014437 |  | 694.9504 | 0.00027975 |  | 694.653 | 0.01286 |  | 691.5954 | 0.39522 |  | 694.9504 | 0.7603 |  | 694.9504 | 0.23432
| 695.1838 | 0.00036509 |  | 695.1838 | 0.00036509 |  | 686.9459 | 0.00069306 |  | 686.95 | 0 |  | 695.1838 | 0.00055305 |  | 686.9459 | 0.00042733 |  | 695.1838 | 0.00030879 |  | 703.3231 | -0.00026567 |  | 695.1838 | 0.00051926 |  |  |  |  | 694.8867 | 0.067549 |  | 695.1838 | 0.00033308 |  | 695.1838 | 0.13297 |  | 686.9459 | 0.0015266 |  | 695.1838 | 0.00087668 |  | 694.8867 | 0.01346 |  | 691.826 | 0.3815 |  | 695.1838 | 0.7755 |  | 695.1838 | 0.24059
| 695.4172 | -0.0012 |  | 695.4172 | -0.0012 |  | 687.1738 | 0.00023772 |  | 687.17 | 0 |  | 695.4172 | 0 |  | 687.1738 | -0.00089226 |  | 695.4172 | -0.00064039 |  | 703.5551 | 0.00047147 |  | 695.4172 | 0 |  |  |  |  | 695.1204 | 0.065973 |  | 695.4172 | 0 |  | 695.4172 | 0.12985 |  | 687.1738 | 0.00017807 |  | 695.4172 | 0.00016054 |  | 695.1204 | 0.01253 |  | 692.0566 | 0.36415 |  | 695.4172 | 0.79074 |  | 695.4172 | 0.24282
| 695.6506 | 0.0001916 |  | 695.6506 | 0.0001916 |  | 687.4017 | 0.00033229 |  | 687.4 | 0 |  | 695.6506 | 0.00074118 |  | 687.4017 | 0.00070767 |  | 695.6506 | 0.00024902 |  | 703.7871 | -0.00015379 |  | 695.6506 | 0.00019441 |  |  |  |  | 695.3541 | 0.066806 |  | 695.6506 | 0.00025203 |  | 695.6506 | 0.12926 |  | 687.4017 | 0.00061654 |  | 695.6506 | 0.00109 |  | 695.3541 | 0.01283 |  | 692.2872 | 0.35118 |  | 695.6506 | 0.80337 |  | 695.6506 | 0.24791
| 695.8841 | -0.00053614 |  | 695.8841 | -0.00053614 |  | 687.6298 | -0.00085572 |  | 687.63 | 0 |  | 695.8841 | 0 |  | 687.6298 | 0.0001415 |  | 695.8841 | -0.00062645 |  | 704.0191 | 0.00041496 |  | 695.8841 | 0 |  |  |  |  | 695.5879 | 0.065048 |  | 695.8841 | 0 |  | 695.8841 | 0.12842 |  | 687.6298 | -0.00058064 |  | 695.8841 | 0.00015672 |  | 695.5879 | 0.01148 |  | 692.5178 | 0.33527 |  | 695.8841 | 0.81558 |  | 695.8841 | 0.25126
| 696.1175 | 0.00040981 |  | 696.1175 | 0.00040981 |  | 687.8577 | 0.0004377 |  | 687.86 | 0 |  | 696.1175 | 0.00052081 |  | 687.8577 | 0.00099669 |  | 696.1175 | -9.6647e-05 |  | 704.2512 | -0.00017787 |  | 696.1175 | 0.00035587 |  |  |  |  | 695.8216 | 0.065303 |  | 696.1175 | 0.00062251 |  | 696.1175 | 0.12715 |  | 687.8577 | 0.0026003 |  | 696.1175 | 0.00106 |  | 695.8216 | 0.01204 |  | 692.7484 | 0.32338 |  | 696.1175 | 0.82552 |  | 696.1175 | 0.25478
| 696.351 | -0.00082248 |  | 696.351 | -0.00082248 |  | 688.0857 | -0.00043861 |  | 688.09 | 0 |  | 696.351 | 0 |  | 688.0857 | -0.00074604 |  | 696.351 | -0.0010428 |  | 704.4832 | 0.00046089 |  | 696.351 | 0 |  |  |  |  | 696.0554 | 0.064519 |  | 696.351 | 0 |  | 696.351 | 0.1262 |  | 688.0857 | -0.00018774 |  | 696.351 | 0.00010296 |  | 696.0554 | 0.01105 |  | 692.979 | 0.30834 |  | 696.351 | 0.83578 |  | 696.351 | 0.2575
| 696.5844 | 0.00025109 |  | 696.5844 | 0.00025109 |  | 688.3137 | 0.00034564 |  | 688.31 | 0 |  | 696.5844 | 0.00041478 |  | 688.3137 | -9.5191e-05 |  | 696.5844 | 0.0001871 |  | 704.7153 | -0.0001458 |  | 696.5845 | 0.00030559 |  |  |  |  | 696.2892 | 0.06276 |  | 696.5844 | 0.00050006 |  | 696.5845 | 0.12491 |  | 688.3137 | 0.00080991 |  | 696.5845 | 0.00086991 |  | 696.2892 | 0.01153 |  | 693.2097 | 0.29805 |  | 696.5844 | 0.84758 |  | 696.5844 | 0.26214
| 696.8179 | -0.00043203 |  | 696.8179 | -0.00043203 |  | 688.5417 | 4.6448e-05 |  | 688.54 | 0 |  | 696.8179 | 0 |  | 688.5417 | -0.0014197 |  | 696.8179 | -0.00083786 |  | 704.9473 | 0.00053524 |  | 696.8179 | 0 |  |  |  |  | 696.523 | 0.063433 |  | 696.8179 | 0 |  | 696.8179 | 0.12295 |  | 688.5417 | -0.00021513 |  | 696.8179 | 0.00025167 |  | 696.523 | 0.01064 |  | 693.4403 | 0.28426 |  | 696.8179 | 0.85891 |  | 696.8179 | 0.26542
| 697.0514 | 0.00035369 |  | 697.0514 | 0.00035369 |  | 688.7697 | 0.00046688 |  | 688.77 | 0 |  | 697.0514 | 0.00059934 |  | 688.7697 | 0.001188 |  | 697.0514 | 0.00044226 |  | 705.1794 | -0.00021736 |  | 697.0514 | 0.00067362 |  |  |  |  | 696.7567 | 0.064186 |  | 697.0514 | 0.00041392 |  | 697.0514 | 0.12347 |  | 688.7697 | 0.0036314 |  | 697.0514 | 0.00097667 |  | 696.7568 | 0.01128 |  | 693.671 | 0.27473 |  | 697.0514 | 0.87158 |  | 697.0514 | 0.27081
| 697.2849 | -0.00057914 |  | 697.2849 | -0.00057914 |  | 688.9977 | 0.00081985 |  | 689 | 0 |  | 697.2849 | 0 |  | 688.9977 | 0.0004014 |  | 697.2849 | -0.00077028 |  | 705.4115 | 0.00045979 |  | 697.2849 | 0 |  |  |  |  | 696.9905 | 0.062686 |  | 697.2849 | 0 |  | 697.2849 | 0.1207 |  | 688.9977 | -0.0012056 |  | 697.2849 | 4.1023e-05 |  | 696.9905 | 0.00965 |  | 693.9016 | 0.2616 |  | 697.2849 | 0.88266 |  | 697.2849 | 0.2741
| 697.5184 | 0.00015704 |  | 697.5184 | 0.00015704 |  | 689.2258 | 0.00069104 |  | 689.23 | 0 |  | 697.5184 | 0.00055844 |  | 689.2258 | 0.00010052 |  | 697.5184 | 2.4921e-06 |  | 705.6436 | -0.00015258 |  | 697.5184 | 0.00021429 |  |  |  |  | 697.2244 | 0.061787 |  | 697.5184 | 0.00036498 |  | 697.5184 | 0.12096 |  | 689.2258 | 0.0020897 |  | 697.5184 | 0.00088749 |  | 697.2244 | 0.0102 |  | 694.1323 | 0.25324 |  | 697.5184 | 0.89478 |  | 697.5184 | 0.27978
| 697.7519 | -0.00089022 |  | 697.7519 | -0.00089022 |  | 689.4538 | 0.0004196 |  | 689.45 | 0 |  | 697.7519 | 0 |  | 689.4538 | 0.0013072 |  | 697.7519 | -0.00059007 |  | 705.8757 | 0.00043282 |  | 697.7519 | 0 |  |  |  |  | 697.4582 | 0.062432 |  | 697.7519 | 0 |  | 697.752 | 0.11793 |  | 689.4538 | 0.0018623 |  | 697.7519 | 0.00019778 |  | 697.4582 | 0.0088 |  | 694.363 | 0.24152 |  | 697.7519 | 0.90675 |  | 697.7519 | 0.28198
| 697.9855 | 0.0004657 |  | 697.9855 | 0.0004657 |  | 689.6819 | 0.0002709 |  | 689.68 | 0 |  | 697.9855 | 0.00015705 |  | 689.6819 | -0.00031513 |  | 697.9855 | 0.00040494 |  | 706.1078 | -0.00014236 |  | 697.9855 | 0.00033422 |  |  |  |  | 697.692 | 0.062136 |  | 697.9855 | 0.00071867 |  | 697.9855 | 0.11849 |  | 689.6819 | 0.0021796 |  | 697.9855 | 0.00092228 |  | 697.692 | 0.00946 |  | 694.5936 | 0.23329 |  | 697.9855 | 0.91325 |  | 697.9855 | 0.2876
| 698.219 | -0.0006684 |  | 698.219 | -0.0006684 |  | 689.9099 | 0.0001955 |  | 689.91 | 0 |  | 698.219 | 0 |  | 689.9099 | -0.0008373 |  | 698.219 | -0.0006827 |  | 706.34 | 0.00047637 |  | 698.219 | 0 |  |  |  |  | 697.9259 | 0.060293 |  | 698.219 | 0 |  | 698.219 | 0.11624 |  | 689.9099 | 0.00051719 |  | 698.219 | 7.2382e-05 |  | 697.9259 | 0.00862 |  | 694.8243 | 0.2221 |  | 698.219 | 0.92684 |  | 698.219 | 0.28988
| 698.4526 | 0.00060314 |  | 698.4526 | 0.00060314 |  | 690.138 | 0.00013191 |  | 690.14 | 0 |  | 698.4526 | 0.00053877 |  | 690.138 | 0.0022534 |  | 698.4526 | 0.00032042 |  | 706.5721 | -0.00020452 |  | 698.4526 | 0.00053305 |  |  |  |  | 698.1597 | 0.060838 |  | 698.4526 | 0.00074717 |  | 698.4526 | 0.11774 |  | 690.138 | 0.0019257 |  | 698.4526 | 0.00077282 |  | 698.1597 | 0.00952 |  | 695.0551 | 0.21491 |  | 698.4526 | 0.93201 |  | 698.4526 | 0.29474
| 698.6861 | 4.5426e-05 |  | 698.6861 | 4.5426e-05 |  | 690.3661 | 0.00085578 |  | 690.37 | 0 |  | 698.6861 | 0.00071588 |  | 690.3661 | -0.00028476 |  | 698.6861 | 0.00037834 |  | 706.8043 | 0.00043474 |  | 698.6861 | 0.00047279 |  |  |  |  | 698.3936 | 0.059791 |  | 698.6861 | 0.00052999 |  | 698.6861 | 0.11499 |  | 690.3661 | 0.001822 |  | 698.6861 | 0.00068179 |  | 698.3936 | 0.00849 |  | 695.2858 | 0.19871 |  | 698.6861 | 0.95143 |  | 698.6861 | 0.3049
| 698.9197 | -0.00069415 |  | 698.9197 | -0.00069415 |  | 690.5942 | 7.7949e-05 |  | 690.59 | 0 |  | 698.9197 | 0 |  | 690.5942 | -0.00081494 |  | 698.9197 | -0.00045648 |  | 707.0364 | -0.00016751 |  | 698.9197 | 0 |  |  |  |  | 698.6274 | 0.058091 |  | 698.9197 | 0 |  | 698.9197 | 0.11415 |  | 690.5942 | 0.0012954 |  | 698.9197 | 1.4515e-05 |  | 698.6274 | 0.00727 |  | 695.5165 | 0.18934 |  | 698.9197 | 0.96025 |  | 698.9197 | 0.30676
| 699.1533 | 0.00022398 |  | 699.1533 | 0.00022398 |  | 690.8223 | 0.00136 |  | 690.82 | 0 |  | 699.1533 | 0.00062808 |  | 690.8223 | 0.0015384 |  | 699.1533 | 0.0009008 |  | 707.2686 | 0.00047084 |  | 699.1533 | 0.00037893 |  |  |  |  | 698.8613 | 0.058088 |  | 699.1533 | 0.00038764 |  | 699.1533 | 0.11347 |  | 690.8223 | 0.0007363 |  | 699.1533 | 0.00091334 |  | 698.8613 | 0.00816 |  | 695.7473 | 0.18342 |  | 699.1533 | 0.96675 |  | 699.1533 | 0.31391
| 699.3869 | -0.00021202 |  | 699.3869 | -0.00021202 |  | 691.0503 | 0.00036184 |  | 691.05 | 0 |  | 699.3869 | 0 |  | 691.0504 | 0.00053868 |  | 699.3869 | 0.00043645 |  | 707.5008 | -0.00031148 |  | 699.3868 | 0 |  |  |  |  | 699.0952 | 0.058267 |  | 699.3869 | 0 |  | 699.3868 | 0.1113 |  | 691.0504 | -8.5986e-05 |  | 699.3868 | 8.1073e-05 |  | 699.0952 | 0.0071 |  | 695.978 | 0.17456 |  | 699.3869 | 0.9752 |  | 699.3869 | 0.31767
| 699.6205 | 0.00021045 |  | 699.6205 | 0.00021045 |  | 691.2785 | 0.00128 |  | 691.28 | 0 |  | 699.6205 | 0.00052777 |  | 691.2785 | 0.0013374 |  | 699.6205 | 0.00026823 |  | 707.733 | 0.00057584 |  | 699.6205 | 0.00044017 |  |  |  |  | 699.3291 | 0.057762 |  | 699.6205 | 0.00077514 |  | 699.6205 | 0.11128 |  | 691.2785 | 0.0012372 |  | 699.6205 | 0.00075525 |  | 699.3291 | 0.00786 |  | 696.2087 | 0.16944 |  | 699.6205 | 0.98358 |  | 699.6205 | 0.32356
| 699.8541 | -0.00086104 |  | 699.8541 | -0.00086104 |  | 691.5066 | -0.00042899 |  | 691.51 | 0 |  | 699.8541 | 0 |  | 691.5066 | -0.0025851 |  | 699.8541 | -0.00048757 |  | 707.9651 | -0.00017942 |  | 699.8541 | 0 |  |  |  |  | 699.563 | 0.056483 |  | 699.8541 | 0 |  | 699.8541 | 0.11122 |  | 691.5066 | -0.00080435 |  | 699.8541 | 0 |  | 699.563 | 0.0064 |  | 696.4395 | 0.16136 |  | 699.8541 | 0.98772 |  | 699.8541 | 0.32815
| 700.0877 | 0.00014662 |  | 700.0877 | 0.00014662 |  | 691.7347 | 0.00032878 |  | 691.73 | 0 |  | 700.0877 | 0.00063073 |  | 691.7347 | 0.0015443 |  | 700.0877 | 0.00027132 |  | 708.1974 | 0.00034012 |  | 700.0877 | 0.00033969 |  |  |  |  | 699.7969 | 0.056798 |  | 700.0877 | 0.00031056 |  | 700.0877 | 0.1093 |  | 691.7347 | 0.0016888 |  | 700.0877 | 0.0008595 |  | 699.7969 | 0.00756 |  | 696.6703 | 0.15647 |  | 700.0877 | 0.99317 |  | 700.0877 | 0.33391
| 700.3213 | -0.00079845 |  | 700.3213 | -0.00079845 |  | 691.9629 | -0.00044723 |  | 691.96 | 0 |  | 700.3213 | 0 |  | 691.9629 | 0.00080215 |  | 700.3213 | -0.00033774 |  | 708.4296 | -0.00029794 |  | 700.3213 | 0 |  |  |  |  | 700.0309 | 0.057 |  | 700.3213 | 0 |  | 700.3213 | 0.10743 |  | 691.9629 | 0.0012382 |  | 700.3213 | 0 |  | 700.0309 | 0.00618 |  | 696.9011 | 0.14877 |  | 700.3213 | 0.9972 |  | 700.3213 | 0.33804
| 700.555 | 0.00050544 |  | 700.555 | 0.00050544 |  | 692.191 | 0.00017884 |  | 692.19 | 0 |  | 700.555 | 0.00062618 |  | 692.191 | 0.0010923 |  | 700.555 | 0.00056538 |  | 708.6618 | 0.00082637 |  | 700.5549 | 0.00038303 |  |  |  |  | 700.2648 | 0.055989 |  | 700.555 | 0.00044786 |  | 700.5549 | 0.10686 |  | 692.191 | 0.0025142 |  | 700.5549 | 0.00077029 |  | 700.2648 | 0.00722 |  | 697.1319 | 0.14474 |  | 700.555 | 1 |  | 700.555 | 0.34419
| 700.7886 | -0.00103 |  | 700.7886 | -0.00103 |  | 692.4192 | -0.00049582 |  | 692.42 | 0 |  | 700.7886 | 0 |  | 692.4192 | -0.00035096 |  | 700.7886 | -0.00095324 |  | 708.894 | -0.00017218 |  | 700.7886 | 0 |  |  |  |  | 700.4988 | 0.054474 |  | 700.7886 | 0 |  | 700.7886 | 0.10736 |  | 692.4192 | 0.0019053 |  | 700.7886 | 0 |  | 700.4988 | 0.00541 |  | 697.3627 | 0.13775 |  | 700.7886 | 0.99819 |  | 700.7886 | 0.34774
[7 empty] | 692.6473 | -0.00055179 |  | 692.65 | 0 |  | 701.0223 | 0.00061537 |  | 692.6473 | 0.00062496 |  | 701.0223 | 0.00039411 |  | 709.1263 | 0.00050054 |  | 701.0223 | 0.00061394 |  |  |  |  | 700.7327 | 0.056852 |  | 701.0223 | 0.00028039 |  | 701.0223 | 0.10452 |  | 692.6473 | 0.0016063 |  | 701.0223 | 0.00069129 |  | 700.7327 | 0.00681 |  | 697.5935 | 0.13415 |  | 701.0223 | 0.99841 |  | 701.0223 | 0.3542
[7 empty] | 692.8755 | -0.00013883 |  | 692.88 | 0 |  | 701.2559 | 0 |  | 692.8755 | -0.00062788 |  | 701.2559 | -0.00079886 |  | 709.3585 | -0.00018599 |  | 701.2559 | 0 |  |  |  |  | 700.9667 | 0.054525 |  | 701.2559 | 0 |  | 701.2559 | 0.1044 |  | 692.8755 | 0.00076268 |  | 701.2559 | 0 |  | 700.9667 | 0.00541 |  | 697.8243 | 0.12735 |  | 701.2559 | 0.99929 |  | 701.2559 | 0.35853
[7 empty] | 693.1037 | 0.00034598 |  | 693.1 | 0 |  | 701.4896 | 0.0005983 |  | 693.1037 | 0.00060203 |  | 701.4896 | 0.00061462 |  | 709.5908 | 0.00047383 |  | 701.4896 | 0.00036053 |  |  |  |  | 701.2007 | 0.055167 |  | 701.4896 | 0.0003544 |  | 701.4896 | 0.10277 |  | 693.1037 | 0.0010157 |  | 701.4896 | 0.00065511 |  | 701.2007 | 0.00647 |  | 698.0552 | 0.12406 |  | 701.4896 | 0.99516 |  | 701.4896 | 0.36486
[7 empty] | 693.3319 | 0.00017513 |  | 693.33 | 0 |  | 701.7233 | 0 |  | 693.3319 | 5.192e-05 |  | 701.7233 | -0.00097988 |  | 709.8231 | -0.00017672 |  | 701.7233 | 0 |  |  |  |  | 701.4347 | 0.053279 |  | 701.7233 | 0 |  | 701.7233 | 0.1026 |  | 693.3319 | 0.00012972 |  | 701.7233 | 0 |  | 701.4347 | 0.00513 |  | 698.286 | 0.11782 |  | 701.7233 | 0.99328 |  | 701.7233 | 0.36965
[7 empty] | 693.5601 | -6.9952e-05 |  | 693.56 | 0 |  | 701.957 | 0.00042574 |  | 693.5601 | 0.00062638 |  | 701.957 | 8.4416e-05 |  | 710.0554 | 0.00046832 |  | 701.957 | 0.00032867 |  |  |  |  | 701.6686 | 0.05472 |  | 701.957 | 0.00045432 |  | 701.957 | 0.10231 |  | 693.5601 | 0.0012278 |  | 701.957 | 0.00075845 |  | 701.6686 | 0.00569 |  | 698.5168 | 0.11489 |  | 701.957 | 0.9864 |  | 701.957 | 0.37477
[7 empty] | 693.7883 | -0.00068662 |  | 693.79 | 0 |  | 702.1907 | 0 |  | 693.7883 | 0.00016545 |  | 702.1907 | -0.00095981 |  | 710.2877 | -0.00021506 |  | 702.1907 | 0 |  |  |  |  | 701.9027 | 0.051937 |  | 702.1907 | 0 |  | 702.1907 | 0.099961 |  | 693.7883 | -0.0015239 |  | 702.1907 | 0 |  | 701.9027 | 0.00453 |  | 698.7477 | 0.10932 |  | 702.1907 | 0.9819 |  | 702.1907 | 0.37872
[7 empty] | 694.0165 | 0.00080637 |  | 694.02 | 0 |  | 702.4244 | 0.00021472 |  | 694.0165 | 0.0018679 |  | 702.4244 | 0.00060187 |  | 710.52 | 0.00048918 |  | 702.4244 | 0.00028498 |  |  |  |  | 702.1367 | 0.053653 |  | 702.4244 | 0.00061684 |  | 702.4244 | 0.10044 |  | 694.0165 | 0.0016104 |  | 702.4244 | 0.00058095 |  | 702.1367 | 0.0053 |  | 698.9786 | 0.10647 |  | 702.4244 | 0.97489 |  | 702.4244 | 0.38515
[7 empty] | 694.2447 | 0.00025635 |  | 694.24 | 0 |  | 702.6582 | 0 |  | 694.2448 | 0.00032244 |  | 702.6582 | -0.00055727 |  | 710.7523 | -0.00018703 |  | 702.6581 | 0 |  |  |  |  | 702.3707 | 0.050905 |  | 702.6582 | 0 |  | 702.6581 | 0.098783 |  | 694.2448 | -3.845e-05 |  | 702.6581 | 7.1594e-05 |  | 702.3707 | 0.00425 |  | 699.2095 | 0.10108 |  | 702.6582 | 0.96484 |  | 702.6582 | 0.39019
[7 empty] | 694.473 | 0.00031081 |  | 694.47 | 0 |  | 702.8919 | 0.00072083 |  | 694.473 | 0.00022577 |  | 702.8919 | 0.0007857 |  | 710.9846 | 0.00053128 |  | 702.8919 | 0.00058349 |  |  |  |  | 702.6047 | 0.053681 |  | 702.8919 | 0.00033162 |  | 702.8919 | 0.09966 |  | 694.473 | 0.0006452 |  | 702.8919 | 0.00077116 |  | 702.6047 | 0.00542 |  | 699.4404 | 0.098731 |  | 702.8919 | 0.95526 |  | 702.8919 | 0.3963
[7 empty] | 694.7012 | 0.00060941 |  | 694.7 | 0 |  | 703.1257 | 0 |  | 694.7012 | -0.00055201 |  | 703.1257 | -0.0009717 |  | 711.2169 | -0.00017502 |  | 703.1257 | 0 |  |  |  |  | 702.8388 | 0.051417 |  | 703.1257 | 0 |  | 703.1257 | 0.097212 |  | 694.7012 | -5.8331e-05 |  | 703.1257 | 0 |  | 702.8388 | 0.00402 |  | 699.6713 | 0.093699 |  | 703.1257 | 0.94937 |  | 703.1257 | 0.40178
[7 empty] | 694.9295 | 0.00067016 |  | 694.93 | 0 |  | 703.3594 | 0.00068565 |  | 694.9295 | 0.0014095 |  | 703.3594 | 0.00022192 |  | 711.4493 | 0.00048222 |  | 703.3594 | 0.0005043 |  |  |  |  | 703.0728 | 0.051899 |  | 703.3594 | 0.00068198 |  | 703.3594 | 0.097284 |  | 694.9295 | 0.0021356 |  | 703.3594 | 0.00067436 |  | 703.0728 | 0.00498 |  | 699.9022 | 0.091593 |  | 703.3594 | 0.93488 |  | 703.3594 | 0.40836
[7 empty] | 695.1577 | -0.00097678 |  | 695.16 | 0 |  | 703.5932 | 0 |  | 695.1577 | -0.00078866 |  | 703.5932 | -0.0010709 |  | 711.6816 | -0.00019822 |  | 703.5932 | 0 |  |  |  |  | 703.3069 | 0.051126 |  | 703.5932 | 0 |  | 703.5932 | 0.09702 |  | 695.1577 | -0.0020267 |  | 703.5932 | 0 |  | 703.3069 | 0.00399 |  | 700.1331 | 0.086751 |  | 703.5932 | 0.92347 |  | 703.5932 | 0.41286
[7 empty] | 695.386 | 0.0007405 |  | 695.39 | 0 |  | 703.827 | 0.00063991 |  | 695.386 | 0.0019364 |  | 703.827 | 0.00066441 |  | 711.9139 | 0.00040802 |  | 703.827 | 0.00050592 |  |  |  |  | 703.541 | 0.053594 |  | 703.827 | 0.00049347 |  | 703.827 | 0.096964 |  | 695.386 | 0.0008257 |  | 703.827 | 0.00062208 |  | 703.541 | 0.00471 |  | 700.364 | 0.085321 |  | 703.827 | 0.90827 |  | 703.827 | 0.41958
[7 empty] | 695.6143 | 0.00028764 |  | 695.61 | 0 |  | 704.0608 | 0 |  | 695.6143 | 0.00032593 |  | 704.0608 | -0.00082022 |  | 712.1464 | -0.00025293 |  | 704.0607 | 0 |  |  |  |  | 703.7751 | 0.050723 |  | 704.0608 | 0 |  | 704.0607 | 0.09492 |  | 695.6143 | 0.0014364 |  | 704.0607 | 0 |  | 703.7751 | 0.0032 |  | 700.595 | 0.080133 |  | 704.0608 | 0.89608 |  | 704.0608 | 0.42526
[7 empty] | 695.8426 | -9.8391e-05 |  | 695.84 | 0 |  | 704.2946 | 0.00057171 |  | 695.8426 | 0.0021819 |  | 704.2946 | 0.00034819 |  | 712.3787 | 0.00053445 |  | 704.2946 | 0.00023356 |  |  |  |  | 704.0092 | 0.051568 |  | 704.2946 | 0.00014381 |  | 704.2946 | 0.095159 |  | 695.8426 | 0.0023484 |  | 704.2946 | 0.00061784 |  | 704.0091 | 0.00463 |  | 700.8259 | 0.078747 |  | 704.2946 | 0.87899 |  | 704.2946 | 0.43226
[7 empty] | 696.0709 | 4.1186e-05 |  | 696.07 | 0 |  | 704.5284 | 0 |  | 696.0709 | -0.00071288 |  | 704.5284 | -0.00047622 |  | 712.6111 | -0.00019473 |  | 704.5284 | 0 |  |  |  |  | 704.2433 | 0.049788 |  | 704.5284 | 0 |  | 704.5284 | 0.09448 |  | 696.0709 | -0.0010889 |  | 704.5284 | 0 |  | 704.2433 | 0.00323 |  | 701.0569 | 0.074871 |  | 704.5284 | 0.86345 |  | 704.5284 | 0.43705
[7 empty] | 696.2992 | -6.009e-06 |  | 696.3 | 0 |  | 704.7622 | 0.00070124 |  | 696.2992 | 6.0942e-05 |  | 704.7622 | -3.3507e-05 |  | 712.8435 | 0.00046632 |  | 704.7622 | 0.00029702 |  |  |  |  | 704.4774 | 0.050516 |  | 704.7622 | 0.00024433 |  | 704.7622 | 0.092425 |  | 696.2992 | 0.0013618 |  | 704.7622 | 0.000446 |  | 704.4774 | 0.00433 |  | 701.2878 | 0.073307 |  | 704.7622 | 0.84516 |  | 704.7622 | 0.4436
[7 empty] | 696.5275 | -0.00040279 |  | 696.53 | 0 |  | 704.996 | 0 |  | 696.5275 | -0.0011707 |  | 704.996 | -0.00051808 |  | 713.0759 | -0.00017471 |  | 704.996 | 0 |  |  |  |  | 704.7115 | 0.048881 |  | 704.996 | 0 |  | 704.996 | 0.091536 |  | 696.5275 | 0.00037018 |  | 704.996 | 0 |  | 704.7115 | 0.00332 |  | 701.5189 | 0.06918 |  | 704.996 | 0.82786 |  | 704.996 | 0.44938
[7 empty] | 696.7558 | -9.9827e-05 |  | 696.76 | 0 |  | 705.2299 | 0.00013149 |  | 696.7558 | 0.00093467 |  | 705.2299 | 0.00010284 |  | 713.3083 | 0.00047959 |  | 705.2299 | 0.00050893 |  |  |  |  | 704.9456 | 0.050365 |  | 705.2299 | 0.00024046 |  | 705.2299 | 0.091647 |  | 696.7558 | 0.0016919 |  | 705.2299 | 0.00072438 |  | 704.9456 | 0.00399 |  | 701.7498 | 0.068106 |  | 705.2299 | 0.8071 |  | 705.2299 | 0.45538
[7 empty] | 696.9841 | -0.00030045 |  | 696.98 | 0 |  | 705.4637 | 0 |  | 696.9841 | 0.00025141 |  | 705.4637 | -0.000783 |  | 713.5408 | -0.00024693 |  | 705.4637 | 0 |  |  |  |  | 705.1798 | 0.04953 |  | 705.4637 | 0 |  | 705.4637 | 0.089817 |  | 696.9841 | 0.00027717 |  | 705.4637 | 0 |  | 705.1798 | 0.00313 |  | 701.9808 | 0.064336 |  | 705.4637 | 0.79008 |  | 705.4637 | 0.46189
[7 empty] | 697.2125 | 0.00047177 |  | 697.21 | 0 |  | 705.6976 | 0.000477 |  | 697.2125 | 0.001228 |  | 705.6976 | 0.00034467 |  | 713.7732 | 0.00042022 |  | 705.6976 | 0.00035445 |  |  |  |  | 705.4139 | 0.050228 |  | 705.6976 | 0.00035458 |  | 705.6976 | 0.090702 |  | 697.2125 | 0.000107 |  | 705.6976 | 0.00053875 |  | 705.4139 | 0.00397 |  | 702.2119 | 0.062981 |  | 705.6976 | 0.77226 |  | 705.6976 | 0.46783
[7 empty] | 697.4409 | -0.00024385 |  | 697.44 | 0 |  | 705.9314 | 0 |  | 697.4409 | -0.00087738 |  | 705.9314 | -0.00088335 |  | 714.0057 | -0.00014816 |  | 705.9315 | 0 |  |  |  |  | 705.6481 | 0.048448 |  | 705.9314 | 0 |  | 705.9315 | 0.089254 |  | 697.4409 | -0.0009957 |  | 705.9315 | 0 |  | 705.6481 | 0.00316 |  | 702.4429 | 0.059709 |  | 705.9314 | 0.75276 |  | 705.9314 | 0.47365
[7 empty] | 697.6692 | 0.00108 |  | 697.67 | 0 |  | 706.1653 | 0.00025668 |  | 697.6692 | 0.00080449 |  | 706.1653 | 1.0794e-05 |  | 714.2381 | 0.00051944 |  | 706.1653 | 0.00034697 |  |  |  |  | 705.8822 | 0.048972 |  | 706.1653 | 0.0002818 |  | 706.1653 | 0.089094 |  | 697.6692 | 0.0013547 |  | 706.1653 | 0.00055264 |  | 705.8822 | 0.00355 |  | 702.6739 | 0.058469 |  | 706.1653 | 0.73235 |  | 706.1653 | 0.4808
[7 empty] | 697.8976 | -3.6561e-05 |  | 697.9 | 0 |  | 706.3992 | 0 |  | 697.8976 | 0.00026369 |  | 706.3992 | -0.00087698 |  | 714.4706 | -0.00024807 |  | 706.3992 | 0 |  |  |  |  | 706.1164 | 0.046891 |  | 706.3992 | 0 |  | 706.3992 | 0.087387 |  | 697.8976 | 0.0013537 |  | 706.3992 | 0 |  | 706.1164 | 0.00256 |  | 702.9049 | 0.055536 |  | 706.3992 | 0.71322 |  | 706.3992 | 0.4871
[7 empty] | 698.126 | 0.00133 |  | 698.13 | 0 |  | 706.6331 | 0.00028871 |  | 698.126 | 0.00066843 |  | 706.6331 | 0.0005038 |  | 714.7031 | 0.00041717 |  | 706.6331 | 0.00036633 |  |  |  |  | 706.3506 | 0.049294 |  | 706.6331 | 0.00014894 |  | 706.6331 | 0.088859 |  | 698.126 | 0.0016433 |  | 706.6331 | 0.00042049 |  | 706.3506 | 0.00329 |  | 703.136 | 0.054715 |  | 706.6331 | 0.69415 |  | 706.6331 | 0.49345
[7 empty] | 698.3543 | 0.0002097 |  | 698.35 | 0 |  | 706.867 | 0 |  | 698.3543 | 0.00023311 |  | 706.867 | -0.001 |  | 714.9355 | -0.00027902 |  | 706.867 | 0 |  |  |  |  | 706.5848 | 0.046282 |  | 706.867 | 0 |  | 706.867 | 0.087959 |  | 698.3543 | -0.00057151 |  | 706.867 | 0 |  | 706.5848 | 0.00223 |  | 703.367 | 0.051691 |  | 706.867 | 0.67591 |  | 706.867 | 0.50059
[7 empty] | 698.5827 | 1.7483e-05 |  | 698.58 | 0 |  | 707.1009 | 0.00064895 |  | 698.5827 | 0.00021483 |  | 707.1009 | 0.00057385 |  | 715.168 | 0.00051837 |  | 707.101 | 0.00055336 |  |  |  |  | 706.819 | 0.048262 |  | 707.1009 | 0.00092919 |  | 707.101 | 0.086093 |  | 698.5827 | 0.0014428 |  | 707.101 | 0.0005591 |  | 706.819 | 0.00336 |  | 703.5981 | 0.051128 |  | 707.1009 | 0.65478 |  | 707.1009 | 0.50558
[7 empty] | 698.8111 | -5.3777e-05 |  | 698.81 | 0 |  | 707.3349 | 0 |  | 698.8111 | -0.0017187 |  | 707.3349 | -0.00095635 |  | 715.4005 | -0.00017548 |  | 707.3348 | 0 |  |  |  |  | 707.0532 | 0.045136 |  | 707.3349 | 0 |  | 707.3348 | 0.084951 |  | 698.8111 | 0.00033324 |  | 707.3348 | 0 |  | 707.0533 | 0.00242 |  | 703.8292 | 0.04797 |  | 707.3349 | 0.63452 |  | 707.3349 | 0.51076
[7 empty] | 699.0395 | 0.00074696 |  | 699.04 | 0 |  | 707.5688 | 0.00070245 |  | 699.0396 | 0.0014721 |  | 707.5688 | -4.9001e-06 |  | 715.6331 | 0.00047354 |  | 707.5688 | 0.00028271 |  |  |  |  | 707.2875 | 0.046661 |  | 707.5688 | 0.00017613 |  | 707.5688 | 0.08519 |  | 699.0396 | 0.00095619 |  | 707.5688 | 0.00077376 |  | 707.2875 | 0.00352 |  | 704.0602 | 0.047257 |  | 707.5688 | 0.61607 |  | 707.5688 | 0.51889
[7 empty] | 699.2679 | -0.00051968 |  | 699.27 | 0 |  | 707.8028 | 0 |  | 699.2679 | 0.0001075 |  | 707.8028 | -0.00054647 |  | 715.8656 | -0.00022995 |  | 707.8027 | 0 |  |  |  |  | 707.5217 | 0.044486 |  | 707.8028 | 0 |  | 707.8027 | 0.08476 |  | 699.2679 | -0.0010447 |  | 707.8027 | 0 |  | 707.5217 | 0.00196 |  | 704.2913 | 0.044749 |  | 707.8028 | 0.59942 |  | 707.8028 | 0.52325
[7 empty] | 699.4964 | 0.00027334 |  | 699.5 | 0 |  | 708.0367 | 0.00041009 |  | 699.4964 | 0.0010753 |  | 708.0367 | -8.2207e-05 |  | 716.0981 | 0.00054238 |  | 708.0367 | 0.00023405 |  |  |  |  | 707.756 | 0.045875 |  | 708.0367 | 0.00037576 |  | 708.0367 | 0.083023 |  | 699.4964 | 0.0025772 |  | 708.0367 | 0.00049145 |  | 707.756 | 0.00287 |  | 704.5225 | 0.044275 |  | 708.0367 | 0.58022 |  | 708.0367 | 0.53164
[7 empty] | 699.7248 | -0.00138 |  | 699.72 | 0 |  | 708.2707 | 0 |  | 699.7248 | -0.00045362 |  | 708.2707 | -0.0012715 |  | 716.3306 | -0.00017935 |  | 708.2707 | 0 |  |  |  |  | 707.9902 | 0.04489 |  | 708.2707 | 0 |  | 708.2707 | 0.083713 |  | 699.7248 | 0.0030363 |  | 708.2707 | 0 |  | 707.9902 | 0.00171 |  | 704.7535 | 0.041779 |  | 708.2707 | 0.56047 |  | 708.2707 | 0.53772
[7 empty] | 699.9533 | 0.00052637 |  | 699.95 | 0 |  | 708.5047 | 0.00043334 |  | 699.9532 | 0.001117 |  | 708.5047 | 0.00079864 |  | 716.5632 | 0.00042863 |  | 708.5046 | 0.00050005 |  |  |  |  | 708.2245 | 0.046481 |  | 708.5047 | 0.000358 |  | 708.5046 | 0.08266 |  | 699.9532 | -0.00023429 |  | 708.5046 | 0.00072816 |  | 708.2245 | 0.00327 |  | 704.9847 | 0.041026 |  | 708.5047 | 0.54486 |  | 708.5047 | 0.54658
[7 empty] | 700.1817 | -0.00070365 |  | 700.18 | 0 |  | 708.7386 | 0 |  | 700.1817 | -0.0011624 |  | 708.7386 | -0.00025418 |  | 716.7958 | -0.00018801 |  | 708.7387 | 0 |  |  |  |  | 708.4588 | 0.044277 |  | 708.7386 | 0 |  | 708.7386 | 0.080565 |  | 700.1817 | -0.00055494 |  | 708.7387 | 0 |  | 708.4588 | 0.00183 |  | 705.2158 | 0.038669 |  | 708.7386 | 0.52864 |  | 708.7386 | 0.55195
[7 empty] | 700.4102 | 0.00013981 |  | 700.41 | 0 |  | 708.9726 | 0.00075856 |  | 700.4102 | 0.001074 |  | 708.9726 | 0.00050188 |  | 717.0283 | 0.00048366 |  | 708.9727 | 0.00065176 |  |  |  |  | 708.693 | 0.044809 |  | 708.9726 | 0.00077295 |  | 708.9727 | 0.082824 |  | 700.4102 | 0.0017982 |  | 708.9727 | 0.00051926 |  | 708.693 | 0.00324 |  | 705.447 | 0.038831 |  | 708.9726 | 0.51103 |  | 708.9726 | 0.5583
[7 empty] | 700.6387 | -0.00029243 |  | 700.64 | 0 |  | 709.2067 | 0 |  | 700.6387 | -0.00038748 |  | 709.2067 | -0.00081061 |  | 717.2609 | -0.00011737 |  | 709.2067 | 0 |  |  |  |  | 708.9273 | 0.043297 |  | 709.2067 | 0 |  | 709.2067 | 0.081128 |  | 700.6387 | 0.00048435 |  | 709.2067 | 0 |  | 708.9273 | 0.00126 |  | 705.6781 | 0.036259 |  | 709.2067 | 0.4921 |  | 709.2067 | 0.56456
[7 empty] | 700.8671 | 0.00063807 |  | 700.87 | 0 |  | 709.4407 | 0 |  | 700.8671 | -7.5902e-05 |  | 709.4407 | 4.4866e-05 |  | 717.4935 | 0.0004695 |  | 709.4407 | 0.00028394 |  |  |  |  | 709.1616 | 0.045092 |  | 709.4407 | 7.8596e-06 |  | 709.4407 | 0.08084 |  | 700.8671 | 6.5755e-05 |  | 709.4407 | 0.00036116 |  | 709.1617 | 0.00253 |  | 705.9092 | 0.035864 |  | 709.4407 | 0.47902 |  | 709.4407 | 0.57186
[7 empty] | 701.0956 | -8.4812e-05 |  | 701.1 | 0 |  | 709.6747 | 0 |  | 701.0956 | 0.00027298 |  | 709.6747 | -0.0010063 |  | 717.7261 | -0.00027349 |  | 709.6747 | 0 |  |  |  |  | 709.396 | 0.043054 |  | 709.6747 | 0 |  | 709.6747 | 0.080782 |  | 701.0956 | -0.00065588 |  | 709.6747 | 0 |  | 709.396 | 0.00179 |  | 706.1404 | 0.033892 |  | 709.6747 | 0.46052 |  | 709.6747 | 0.57727
[7 empty] | 701.3241 | 0.00010611 |  | 701.32 | 0 |  | 709.9087 | 0.00060555 |  | 701.3241 | 0.00017741 |  | 709.9087 | 0.00015942 |  | 717.9587 | 0.00054522 |  | 709.9088 | 0.0002195 |  |  |  |  | 709.6303 | 0.043641 |  | 709.9087 | 0.00024725 |  | 709.9088 | 0.081022 |  | 701.3241 | 0.0021987 |  | 709.9088 | 0.00041586 |  | 709.6303 | 0.00257 |  | 706.3716 | 0.033756 |  | 709.9087 | 0.44745 |  | 709.9087 | 0.58375
[7 empty] | 701.5526 | -0.00060342 |  | 701.55 | 0 |  | 710.1428 | 0 |  | 701.5526 | -0.00072675 |  | 710.1428 | 7.2949e-05 |  | 718.1913 | -0.00019819 |  | 710.1428 | 0 |  |  |  |  | 709.8646 | 0.042817 |  | 710.1428 | 0 |  | 710.1428 | 0.078605 |  | 701.5526 | -0.0016144 |  | 710.1428 | 0 |  | 709.8646 | 0.00172 |  | 706.6028 | 0.031699 |  | 710.1428 | 0.43134 |  | 710.1428 | 0.59132
[7 empty] | 701.7811 | 9.0837e-05 |  | 701.78 | 0 |  | 710.3768 | 0.00032342 |  | 701.7811 | 0.0019197 |  | 710.3768 | 0.00054547 |  | 718.424 | 0.00045304 |  | 710.3768 | 0.0003357 |  |  |  |  | 710.099 | 0.043248 |  | 710.3768 | 0.00011062 |  | 710.3768 | 0.078224 |  | 701.7811 | 0.0014932 |  | 710.3768 | 0.00057978 |  | 710.099 | 0.00237 |  | 706.834 | 0.03163 |  | 710.3768 | 0.4165 |  | 710.3768 | 0.59712
[7 empty] | 702.0096 | 0.00031638 |  | 702.01 | 0 |  | 710.6109 | 0 |  | 702.0096 | -0.00089628 |  | 710.6109 | -0.00092656 |  | 718.6566 | -0.00020076 |  | 710.6109 | 0 |  |  |  |  | 710.3333 | 0.043045 |  | 710.6109 | 0 |  | 710.6109 | 0.077761 |  | 702.0096 | -0.00026274 |  | 710.6109 | 0 |  | 710.3333 | 0.0016 |  | 707.0652 | 0.029381 |  | 710.6109 | 0.40313 |  | 710.6109 | 0.60421
[7 empty] | 702.2382 | 0.00081594 |  | 702.24 | 0 |  | 710.845 | 0.00039779 |  | 702.2382 | -0.00041024 |  | 710.845 | 0.00085347 |  | 718.8893 | 0.00043037 |  | 710.845 | 0.0003104 |  |  |  |  | 710.5677 | 0.042997 |  | 710.845 | 0.00052866 |  | 710.845 | 0.07907 |  | 702.2382 | 0.00018638 |  | 710.845 | 0.00051342 |  | 710.5677 | 0.00247 |  | 707.2964 | 0.029582 |  | 710.845 | 0.3909 |  | 710.845 | 0.61223
[7 empty] | 702.4667 | -0.00038114 |  | 702.47 | 0 |  | 711.0791 | 0 |  | 702.4667 | -0.0014277 |  | 711.0791 | -0.0010952 |  | 719.1219 | -0.00029847 |  | 711.0791 | 0 |  |  |  |  | 710.802 | 0.040899 |  | 711.0791 | 0 |  | 711.0791 | 0.077001 |  | 702.4667 | 0.00098362 |  | 711.0791 | 0 |  | 710.8021 | 0.00109 |  | 707.5276 | 0.027413 |  | 711.0791 | 0.37619 |  | 711.0791 | 0.61801
[7 empty] | 702.6953 | -8.6114e-06 |  | 702.7 | 0 |  | 711.3132 | 0.00077998 |  | 702.6953 | 0.00090422 |  | 711.3132 | 0.00067197 |  | 719.3546 | 0.00052393 |  | 711.3132 | 0.00041752 |  |  |  |  | 711.0364 | 0.041991 |  | 711.3132 | 0.00017702 |  | 711.3132 | 0.077611 |  | 702.6953 | 0.0036864 |  | 711.3132 | 0.00054029 |  | 711.0364 | 0.00242 |  | 707.7589 | 0.027586 |  | 711.3132 | 0.36555 |  | 711.3132 | 0.62662
[7 empty] | 702.9238 | -0.00013516 |  | 702.92 | 0 |  | 711.5473 | 0 |  | 702.9238 | 0.00028716 |  | 711.5473 | -0.0008358 |  | 719.5873 | -0.00022184 |  | 711.5473 | 0 |  |  |  |  | 711.2708 | 0.041029 |  | 711.5473 | 0 |  | 711.5473 | 0.076859 |  | 702.9238 | -0.0001779 |  | 711.5473 | 0 |  | 711.2708 | 0.00142 |  | 707.9902 | 0.025699 |  | 711.5473 | 0.35357 |  | 711.5473 | 0.63036
[7 empty] | 703.1524 | -8.8893e-05 |  | 703.15 | 0 |  | 711.7814 | 0.00058816 |  | 703.1524 | 0.00045845 |  | 711.7814 | -0.00022568 |  | 719.8199 | 0.00049395 |  | 711.7814 | 0.00015709 |  |  |  |  | 711.5052 | 0.041358 |  | 711.7814 | 0.00052791 |  | 711.7814 | 0.075762 |  | 703.1524 | 0.0028027 |  | 711.7814 | 0.00034411 |  | 711.5052 | 0.00213 |  | 708.2214 | 0.025846 |  | 711.7814 | 0.33994 |  | 711.7814 | 0.6364
[7 empty] | 703.381 | -9.9805e-05 |  | 703.38 | 0 |  | 712.0155 | 0 |  | 703.381 | 0.00081927 |  | 712.0155 | -0.00032702 |  | 720.0527 | -0.0001127 |  | 712.0155 | 0 |  |  |  |  | 711.7396 | 0.039721 |  | 712.0155 | 0 |  | 712.0155 | 0.074 |  | 703.381 | -0.0013978 |  | 712.0155 | 0 |  | 711.7396 | 0.00119 |  | 708.4527 | 0.023932 |  | 712.0155 | 0.32975 |  | 712.0155 | 0.64325
[7 empty] | 703.6096 | 0.0011 |  | 703.61 | 0 |  | 712.2497 | 0.00034211 |  | 703.6096 | 0.00035986 |  | 712.2497 | -0.00013186 |  | 720.2853 | 0.0005197 |  | 712.2496 | 7.06e-05 |  |  |  |  | 711.9741 | 0.040223 |  | 712.2497 | 0.00043233 |  | 712.2496 | 0.074963 |  | 703.6096 | -0.0005831 |  | 712.2496 | 0.00048026 |  | 711.9741 | 0.00231 |  | 708.684 | 0.024302 |  | 712.2497 | 0.31846 |  | 712.2497 | 0.65053
[7 empty] | 703.8381 | -0.00097121 |  | 703.84 | 0 |  | 712.4838 | 0 |  | 703.8381 | 0.00045396 |  | 712.4838 | -0.00074752 |  | 720.5181 | -0.00024566 |  | 712.4838 | 0 |  |  |  |  | 712.2085 | 0.038733 |  | 712.4838 | 0 |  | 712.4838 | 0.073674 |  | 703.8381 | 6.6824e-05 |  | 712.4838 | 0 |  | 712.2085 | 0.00197 |  | 708.9152 | 0.022488 |  | 712.4838 | 0.30684 |  | 712.4838 | 0.65623
[7 empty] | 704.0668 | 0.00105 |  | 704.07 | 0 |  | 712.718 | 0.00045416 |  | 704.0668 | 0.00039938 |  | 712.718 | 0.00047191 |  | 720.7508 | 0.00043467 |  | 712.718 | 0.00034481 |  |  |  |  | 712.4429 | 0.040649 |  | 712.718 | 4.2421e-05 |  | 712.718 | 0.074626 |  | 704.0668 | 0.0014631 |  | 712.718 | 0.00059736 |  | 712.4429 | 0.00199 |  | 709.1465 | 0.023142 |  | 712.718 | 0.29692 |  | 712.718 | 0.66347
[7 empty] | 704.2953 | -3.7122e-05 |  | 704.3 | 0 |  | 712.9521 | 0 |  | 704.2953 | -0.00033431 |  | 712.9521 | -0.00053276 |  | 720.9835 | -0.00020522 |  | 712.9521 | 0 |  |  |  |  | 712.6774 | 0.03989 |  | 712.9521 | 0 |  | 712.9521 | 0.072932 |  | 704.2953 | -0.0011557 |  | 712.9521 | 0 |  | 712.6774 | 0.00106 |  | 709.3778 | 0.021076 |  | 712.9521 | 0.28626 |  | 712.9521 | 0.6699
[7 empty] | 704.524 | 0.00071304 |  | 704.52 | 0 |  | 713.1863 | 0.00021452 |  | 704.524 | 0.00091422 |  | 713.1863 | 0.00077231 |  | 721.2163 | 0.00054493 |  | 713.1863 | 0.00043607 |  |  |  |  | 712.9118 | 0.04056 |  | 713.1863 | 0.00049234 |  | 713.1863 | 0.074829 |  | 704.524 | 0.0022625 |  | 713.1863 | 0.00063769 |  | 712.9118 | 0.00204 |  | 709.6091 | 0.021551 |  | 713.1863 | 0.27776 |  | 713.1863 | 0.67777
[7 empty] | 704.7526 | -8.8736e-05 |  | 704.75 | 0 |  | 713.4205 | 0 |  | 704.7526 | 0.0005307 |  | 713.4205 | -0.00028893 |  | 721.449 | -0.00018797 |  | 713.4205 | 0 |  |  |  |  | 713.1463 | 0.038597 |  | 713.4205 | 0 |  | 713.4205 | 0.072389 |  | 704.7526 | 0.00064277 |  | 713.4205 | 0 |  | 713.1463 | 0.00114 |  | 709.8405 | 0.020036 |  | 713.4205 | 0.26706 |  | 713.4205 | 0.68359
[7 empty] | 704.9813 | 0.0009245 |  | 704.98 | 0 |  | 713.6547 | 0.0002393 |  | 704.9813 | 0.0005677 |  | 713.6547 | 0.00097775 |  | 721.6818 | 0.00052081 |  | 713.6547 | 0.00052092 |  |  |  |  | 713.3808 | 0.039639 |  | 713.6547 | 0.00064694 |  | 713.6547 | 0.071936 |  | 704.9813 | 0.0029493 |  | 713.6547 | 0.00044392 |  | 713.3808 | 0.00149 |  | 710.0718 | 0.020358 |  | 713.6547 | 0.25699 |  | 713.6547 | 0.68981
[7 empty] | 705.2099 | -0.00066312 |  | 705.21 | 0 |  | 713.8889 | 0 |  | 705.2099 | -0.00046497 |  | 713.8889 | -0.00038332 |  | 721.9146 | -0.00016996 |  | 713.8889 | 0 |  |  |  |  | 713.6153 | 0.037046 |  | 713.8889 | 0 |  | 713.8889 | 0.070983 |  | 705.2099 | -0.00080362 |  | 713.8889 | 0 |  | 713.6152 | 0.00106 |  | 710.3032 | 0.018666 |  | 713.8889 | 0.24874 |  | 713.8889 | 0.69353
[7 empty] | 705.4385 | 0.00054044 |  | 705.44 | 0 |  | 714.1231 | 0.00035839 |  | 705.4385 | -0.00018461 |  | 714.1231 | 0.0007034 |  | 722.1474 | 0.00049889 |  | 714.1231 | 0.00036659 |  |  |  |  | 713.8497 | 0.039383 |  | 714.1231 | 0.00046162 |  | 714.1231 | 0.071599 |  | 705.4385 | 0.0012013 |  | 714.1231 | 0.00058728 |  | 713.8497 | 0.00183 |  | 710.5345 | 0.019331 |  | 714.1231 | 0.23973 |  | 714.1231 | 0.70008
[7 empty] | 705.6672 | 0.0007698 |  | 705.67 | 0 |  | 714.3573 | 0 |  | 705.6672 | -0.00015243 |  | 714.3573 | -0.0011831 |  | 722.3802 | -0.0001864 |  | 714.3574 | 0 |  |  |  |  | 714.0843 | 0.036331 |  | 714.3573 | 0 |  | 714.3574 | 0.069934 |  | 705.6672 | 0.0014794 |  | 714.3574 | 0 |  | 714.0842 | 0.00104 |  | 710.7659 | 0.017414 |  | 714.3573 | 0.23063 |  | 714.3573 | 0.70436
[7 empty] | 705.8959 | 0.00118 |  | 705.9 | 0 |  | 714.5916 | 0.00028805 |  | 705.8959 | 0.000796 |  | 714.5916 | 9.1571e-05 |  | 722.613 | 0.00042209 |  | 714.5915 | 0.00031175 |  |  |  |  | 714.3188 | 0.038613 |  | 714.5916 | 0.0005946 |  | 714.5916 | 0.07043 |  | 705.8959 | 0.0032848 |  | 714.5915 | 0.00049561 |  | 714.3188 | 0.00157 |  | 710.9973 | 0.018153 |  | 714.5916 | 0.22251 |  | 714.5916 | 0.7097
[7 empty] | 706.1246 | -0.00106 |  | 706.12 | 0 |  | 714.8258 | 0 |  | 706.1246 | 0.0007064 |  | 714.8258 | -0.0012296 |  | 722.8458 | -0.00019921 |  | 714.8258 | 0 |  |  |  |  | 714.5533 | 0.037642 |  | 714.8258 | 0 |  | 714.8258 | 0.07066 |  | 706.1246 | -0.00036656 |  | 714.8258 | 0 |  | 714.5533 | 0.0004927 |  | 711.2286 | 0.016323 |  | 714.8258 | 0.2137 |  | 714.8258 | 0.71769
[7 empty] | 706.3533 | 0.0003979 |  | 706.35 | 0 |  | 715.0601 | 0.00042064 |  | 706.3533 | 0.00046223 |  | 715.0601 | 6.8659e-05 |  | 723.0786 | 0.00053806 |  | 715.0601 | 0.00032564 |  |  |  |  | 714.7878 | 0.037978 |  | 715.0601 | 0.00047589 |  | 715.0601 | 0.070082 |  | 706.3533 | 0.0013732 |  | 715.0601 | 0.00055403 |  | 714.7878 | 0.00195 |  | 711.46 | 0.017084 |  | 715.0601 | 0.20816 |  | 715.0601 | 0.72445
[7 empty] | 706.582 | -1.0587e-05 |  | 706.58 | 0 |  | 715.2943 | 0 |  | 706.582 | -0.000276 |  | 715.2943 | -0.00058695 |  | 723.3115 | -0.00025071 |  | 715.2943 | 0 |  |  |  |  | 715.0224 | 0.036315 |  | 715.2943 | 0 |  | 715.2943 | 0.068174 |  | 706.582 | -9.0678e-05 |  | 715.2943 | 0 |  | 715.0224 | 0.00063818 |  | 711.6914 | 0.015358 |  | 715.2943 | 0.20006 |  | 715.2943 | 0.73089
[7 empty] | 706.8107 | 0.00027863 |  | 706.81 | 0 |  | 715.5286 | 0.00042305 |  | 706.8107 | 0.00075334 |  | 715.5286 | 0.00051866 |  | 723.5443 | 0.00044982 |  | 715.5286 | 0.00024595 |  |  |  |  | 715.2569 | 0.036534 |  | 715.5286 | 0.00048963 |  | 715.5286 | 0.068573 |  | 706.8107 | 0.0029523 |  | 715.5286 | 0.00055725 |  | 715.2569 | 0.00167 |  | 711.9229 | 0.015996 |  | 715.5286 | 0.19477 |  | 715.5286 | 0.73831
[7 empty] | 707.0394 | 0.00028052 |  | 707.04 | 0 |  | 715.7629 | 0 |  | 707.0394 | -0.001506 |  | 715.7629 | -0.00073474 |  | 723.7771 | -0.00017576 |  | 715.7629 | 0 |  |  |  |  | 715.4915 | 0.036488 |  | 715.7629 | 0 |  | 715.7629 | 0.068249 |  | 707.0394 | -0.00042227 |  | 715.7629 | 0 |  | 715.4915 | 0.00075064 |  | 712.1542 | 0.014464 |  | 715.7629 | 0.18709 |  | 715.7629 | 0.74314
[7 empty] | 707.2681 | 0.00067356 |  | 707.27 | 0 |  | 715.9972 | 0.00062711 |  | 707.2681 | 0.00033307 |  | 715.9972 | 0.0005701 |  | 724.01 | 0.00041803 |  | 715.9972 | 0.00047611 |  |  |  |  | 715.726 | 0.037088 |  | 715.9972 | 0.00042426 |  | 715.9972 | 0.068228 |  | 707.2681 | 0.0018942 |  | 715.9972 | 0.00049927 |  | 715.726 | 0.0017 |  | 712.3857 | 0.015253 |  | 715.9972 | 0.18231 |  | 715.9972 | 0.74906
[7 empty] | 707.4968 | -7.0548e-05 |  | 707.5 | 0 |  | 716.2315 | 0 |  | 707.4968 | -0.00025448 |  | 716.2315 | -0.00036311 |  | 724.2429 | -0.00024035 |  | 716.2315 | 0 |  |  |  |  | 715.9606 | 0.035823 |  | 716.2315 | 0 |  | 716.2315 | 0.066566 |  | 707.4968 | 0.00011601 |  | 716.2315 | 0 |  | 715.9606 | 0.00035475 |  | 712.6171 | 0.013608 |  | 716.2315 | 0.1742 |  | 716.2315 | 0.75443
[7 empty] | 707.7256 | 0.00085533 |  | 707.73 | 0 |  | 716.4658 | 0.00062171 |  | 707.7256 | -0.00019529 |  | 716.4658 | 0.00055125 |  | 724.4758 | 0.00041368 |  | 716.4658 | 0.00043879 |  |  |  |  | 716.1952 | 0.036055 |  | 716.4658 | 0.00021146 |  | 716.4658 | 0.066853 |  | 707.7256 | 0.0024853 |  | 716.4658 | 0.00030979 |  | 716.1952 | 0.00156 |  | 712.8486 | 0.014482 |  | 716.4658 | 0.16884 |  | 716.4658 | 0.76118
[7 empty] | 707.9543 | -0.00031174 |  | 707.95 | 0 |  | 716.7001 | 0 |  | 707.9543 | 2.6401e-05 |  | 716.7001 | -0.00070103 |  | 724.7086 | -0.00023029 |  | 716.7001 | 0 |  |  |  |  | 716.4298 | 0.035136 |  | 716.7001 | 0 |  | 716.7001 | 0.067122 |  | 707.9543 | -0.00019868 |  | 716.7001 | 0 |  | 716.4298 | 0.00065065 |  | 713.08 | 0.012803 |  | 716.7001 | 0.16171 |  | 716.7001 | 0.76552
[7 empty] | 708.183 | 0.00026889 |  | 708.18 | 0 |  | 716.9345 | 0.00044405 |  | 708.183 | 0.0010206 |  | 716.9345 | -1.0367e-05 |  | 724.9415 | 0.00057614 |  | 716.9344 | 0.00021224 |  |  |  |  | 716.6644 | 0.03556 |  | 716.9345 | 0.00021668 |  | 716.9344 | 0.067291 |  | 708.183 | 0.00057216 |  | 716.9344 | 0.00039484 |  | 716.6644 | 0.00163 |  | 713.3115 | 0.013522 |  | 716.9345 | 0.15699 |  | 716.9345 | 0.77051
[7 empty] | 708.4118 | -0.00063163 |  | 708.41 | 0 |  | 717.1688 | 0 |  | 708.4118 | 0.00069516 |  | 717.1688 | -0.00018482 |  | 725.1744 | -0.00015095 |  | 717.1688 | 0 |  |  |  |  | 716.899 | 0.035022 |  | 717.1688 | 0 |  | 717.1688 | 0.065985 |  | 708.4118 | -0.00013774 |  | 717.1688 | 0 |  | 716.899 | 0.00056218 |  | 713.543 | 0.012212 |  | 717.1688 | 0.15064 |  | 717.1688 | 0.77602
[7 empty] | 708.6406 | 0.0003869 |  | 708.64 | 0 |  | 717.4032 | 0.00033867 |  | 708.6406 | 0.00062065 |  | 717.4032 | 3.6516e-05 |  | 725.4073 | 0.00040513 |  | 717.4031 | 9.6488e-05 |  |  |  |  | 717.1337 | 0.035054 |  | 717.4032 | 0.00017609 |  | 717.4031 | 0.065734 |  | 708.6406 | 0.0016527 |  | 717.4031 | 0.00053232 |  | 717.1337 | 0.0015 |  | 713.7745 | 0.012962 |  | 717.4032 | 0.14623 |  | 717.4032 | 0.78282
[7 empty] | 708.8694 | 4.092e-05 |  | 708.87 | 0 |  | 717.6375 | 0 |  | 708.8694 | 0.00054408 |  | 717.6375 | -0.0005499 |  | 725.6403 | -0.00032391 |  | 717.6375 | 0 |  |  |  |  | 717.3683 | 0.033534 |  | 717.6375 | 0 |  | 717.6375 | 0.06535 |  | 708.8694 | -0.00055336 |  | 717.6375 | 0 |  | 717.3683 | 6.9695e-05 |  | 714.0059 | 0.011274 |  | 717.6375 | 0.1414 |  | 717.6375 | 0.78964
[7 empty] | 709.0982 | -0.00023344 |  | 709.1 | 0 |  | 717.8719 | 0.00019418 |  | 709.0982 | 0.0010401 |  | 717.8719 | -0.00020446 |  | 725.8732 | 0.00044173 |  | 717.8719 | 0.00011832 |  |  |  |  | 717.603 | 0.03506 |  | 717.8719 | 0.0002692 |  | 717.8719 | 0.064524 |  | 709.0982 | 0.0016475 |  | 717.8719 | 0.00040957 |  | 717.6029 | 0.00139 |  | 714.2374 | 0.012173 |  | 717.8719 | 0.13599 |  | 717.8719 | 0.79327
[7 empty] | 709.327 | 0.00014864 |  | 709.33 | 0 |  | 718.1063 | 0 |  | 709.327 | -0.0010198 |  | 718.1063 | -0.00083607 |  | 726.1061 | -0.00023243 |  | 718.1063 | 0 |  |  |  |  | 717.8376 | 0.034548 |  | 718.1063 | 0 |  | 718.1063 | 0.06317 |  | 709.327 | -0.0014837 |  | 718.1063 | 0 |  | 717.8376 | 0.00050187 |  | 714.4689 | 0.010866 |  | 718.1063 | 0.13099 |  | 718.1063 | 0.79879
[7 empty] | 709.5558 | 0.00020414 |  | 709.56 | 0 |  | 718.3407 | 0.0003319 |  | 709.5558 | -0.00036996 |  | 718.3407 | 0.0004799 |  | 726.3391 | 0.0005884 |  | 718.3407 | 0.00047659 |  |  |  |  | 718.0723 | 0.034282 |  | 718.3407 | 0.00062704 |  | 718.3407 | 0.063457 |  | 709.5558 | -0.00043319 |  | 718.3407 | 0.00060003 |  | 718.0723 | 0.00151 |  | 714.7005 | 0.011661 |  | 718.3407 | 0.12759 |  | 718.3407 | 0.80314
[7 empty] | 709.7846 | 0.0001905 |  | 709.78 | 0 |  | 718.5751 | 0 |  | 709.7846 | -0.00023544 |  | 718.5751 | -0.0012253 |  | 726.5721 | -0.00019484 |  | 718.5751 | 0 |  |  |  |  | 718.3069 | 0.031938 |  | 718.5751 | 0 |  | 718.5751 | 0.063535 |  | 709.7846 | -0.00029169 |  | 718.5751 | 0 |  | 718.307 | 0.00012011 |  | 714.932 | 0.010363 |  | 718.5751 | 0.1212 |  | 718.5751 | 0.80966
[7 empty] | 710.0134 | -8.6953e-05 |  | 710.01 | 0 |  | 718.8095 | 0.0002992 |  | 710.0134 | 0.0010797 |  | 718.8095 | 0.00016432 |  | 726.8051 | 0.00051857 |  | 718.8095 | 0.00034376 |  |  |  |  | 718.5416 | 0.033197 |  | 718.8095 | 0.00043268 |  | 718.8095 | 0.064075 |  | 710.0134 | 0.00042594 |  | 718.8095 | 0.00063157 |  | 718.5416 | 0.00108 |  | 715.1636 | 0.011006 |  | 718.8095 | 0.1192 |  | 718.8095 | 0.81316
[7 empty] | 710.2423 | -0.00054343 |  | 710.24 | 0 |  | 719.0439 | 0 |  | 710.2422 | -0.00068549 |  | 719.0439 | -0.00042126 |  | 727.038 | -0.00025648 |  | 719.0439 | 0 |  |  |  |  | 718.7763 | 0.033753 |  | 719.0439 | 0 |  | 719.0439 | 0.062217 |  | 710.2422 | 0.00028304 |  | 719.0439 | 0 |  | 718.7763 | 0.00057563 |  | 715.3951 | 0.0095884 |  | 719.0439 | 0.11412 |  | 719.0439 | 0.8187
[7 empty] | 710.4711 | 4.0538e-05 |  | 710.47 | 0 |  | 719.2783 | 0.00056074 |  | 710.4711 | 0.00077859 |  | 719.2783 | 0.00071236 |  | 727.2711 | 0.0005024 |  | 719.2783 | 0.00037029 |  |  |  |  | 719.011 | 0.034952 |  | 719.2783 | 0.00049486 |  | 719.2783 | 0.062338 |  | 710.4711 | 4.1774e-05 |  | 719.2783 | 0.00048955 |  | 719.011 | 0.00191 |  | 715.6267 | 0.010564 |  | 719.2783 | 0.11093 |  | 719.2783 | 0.82191
[7 empty] | 710.6999 | 0.00044301 |  | 710.7 | 0 |  | 719.5128 | 0 |  | 710.7 | -0.00026275 |  | 719.5128 | -0.00059935 |  | 727.504 | -0.00025447 |  | 719.5128 | 0 |  |  |  |  | 719.2457 | 0.034105 |  | 719.5128 | 0 |  | 719.5128 | 0.063005 |  | 710.7 | 0.00080756 |  | 719.5128 | 0 |  | 719.2457 | 0.00011452 |  | 715.8583 | 0.0091229 |  | 719.5128 | 0.1065 |  | 719.5128 | 0.82608
[7 empty] | 710.9288 | 0.00039635 |  | 710.93 | 0 |  | 719.7472 | 0.0002767 |  | 710.9288 | 0.0015737 |  | 719.7472 | 0.00037499 |  | 727.7371 | 0.00047325 |  | 719.7473 | 0.00031742 |  |  |  |  | 719.4805 | 0.033281 |  | 719.7472 | 0.0004735 |  | 719.7473 | 0.063012 |  | 710.9288 | 0.00014595 |  | 719.7473 | 0.00051478 |  | 719.4805 | 0.00147 |  | 716.0898 | 0.010037 |  | 719.7472 | 0.10364 |  | 719.7472 | 0.8287
[7 empty] | 711.1576 | -6.8419e-05 |  | 711.16 | 0 |  | 719.9817 | 0 |  | 711.1577 | -0.00074988 |  | 719.9817 | -0.00037552 |  | 727.9701 | -0.00018717 |  | 719.9817 | 0 |  |  |  |  | 719.7152 | 0.031205 |  | 719.9817 | 0 |  | 719.9817 | 0.0607 |  | 711.1577 | -0.00051757 |  | 719.9817 | 0 |  | 719.7152 | 0.00032954 |  | 716.3214 | 0.0086692 |  | 719.9817 | 0.099694 |  | 719.9817 | 0.83131
[7 empty] | 711.3865 | 0.00060618 |  | 711.39 | 0 |  | 720.2162 | 0.00030581 |  | 711.3865 | 0.0005114 |  | 720.2162 | 0.00059954 |  | 728.2031 | 0.00047143 |  | 720.2162 | 0.00049197 |  |  |  |  | 719.9499 | 0.033147 |  | 720.2162 | 0.0004819 |  | 720.2162 | 0.060527 |  | 711.3865 | 0.00132 |  | 720.2162 | 0.00043093 |  | 719.9499 | 0.00112 |  | 716.553 | 0.0095567 |  | 720.2162 | 0.096472 |  | 720.2162 | 0.83667
[7 empty] | 711.6154 | 0.00025527 |  | 711.62 | 0 |  | 720.4506 | 0 |  | 711.6154 | -0.00070645 |  | 720.4506 | -0.0003478 |  | 728.4362 | -0.00019284 |  | 720.4506 | 0 |  |  |  |  | 720.1847 | 0.031267 |  | 720.4506 | 0 |  | 720.4506 | 0.059706 |  | 711.6154 | -0.0016587 |  | 720.4506 | 0 |  | 720.1847 | 0.00061464 |  | 716.7847 | 0.0081242 |  | 720.4506 | 0.092037 |  | 720.4506 | 0.84325
[7 empty] | 711.8444 | 7.2674e-05 |  | 711.84 | 0 |  | 720.6851 | 0.00052928 |  | 711.8444 | 0.000803 |  | 720.6851 | 0.00048437 |  | 728.6692 | 0.00049965 |  | 720.6851 | 0.00056567 |  |  |  |  | 720.4194 | 0.032532 |  | 720.6851 | 0.00062661 |  | 720.6851 | 0.060001 |  | 711.8444 | 0.00072658 |  | 720.6851 | 0.00051895 |  | 720.4194 | 0.00112 |  | 717.0162 | 0.0090469 |  | 720.6851 | 0.09036 |  | 720.6851 | 0.84656
[7 empty] | 712.0732 | -0.00103 |  | 712.07 | 0 |  | 720.9196 | 0 |  | 712.0732 | -0.00082206 |  | 720.9196 | -0.0010994 |  | 728.9023 | -0.00017033 |  | 720.9196 | 0 |  |  |  |  | 720.6542 | 0.031391 |  | 720.9196 | 0 |  | 720.9196 | 0.058961 |  | 712.0732 | -0.00054761 |  | 720.9196 | 0 |  | 720.6542 | 4.6427e-05 |  | 717.2479 | 0.0076659 |  | 720.9196 | 0.085623 |  | 720.9196 | 0.85247
[7 empty] | 712.3021 | 0.0009599 |  | 712.3 | 0 |  | 721.1541 | 0.00025752 |  | 712.3021 | -0.00026891 |  | 721.1541 | 0.00058361 |  | 729.1354 | 0.00053881 |  | 721.1542 | 0.00034378 |  |  |  |  | 720.889 | 0.030875 |  | 721.1541 | 0.00075974 |  | 721.1542 | 0.058967 |  | 712.3021 | 0.0011937 |  | 721.1542 | 0.00071497 |  | 720.889 | 0.00094066 |  | 717.4796 | 0.0087229 |  | 721.1541 | 0.084575 |  | 721.1541 | 0.85796
[7 empty] | 712.5311 | -0.00012498 |  | 712.53 | 0 |  | 721.3887 | 0 |  | 712.5311 | -0.0011933 |  | 721.3887 | -0.00047475 |  | 729.3684 | -0.00023034 |  | 721.3887 | 0 |  |  |  |  | 721.1238 | 0.031256 |  | 721.3887 | 0 |  | 721.3887 | 0.058911 |  | 712.5311 | -0.00034454 |  | 721.3887 | 0 |  | 721.1238 | 0.00045388 |  | 717.7112 | 0.0072226 |  | 721.3887 | 0.08136 |  | 721.3887 | 0.86151
[7 empty] | 712.76 | -6.6693e-07 |  | 712.76 | 0 |  | 721.6232 | 0 |  | 712.76 | 0.0015611 |  | 721.6232 | 0.00046985 |  | 729.6015 | 0.0004747 |  | 721.6232 | 0.00060036 |  |  |  |  | 721.3586 | 0.031616 |  | 721.6232 | 0.00063758 |  | 721.6232 | 0.058457 |  | 712.76 | 0.00047817 |  | 721.6232 | 0.00045626 |  | 721.3586 | 0.00146 |  | 717.9428 | 0.0083566 |  | 721.6232 | 0.079669 |  | 721.6232 | 0.86865
[7 empty] | 712.989 | -4.9965e-06 |  | 712.99 | 0 |  | 721.8577 | 0 |  | 712.989 | -0.0002562 |  | 721.8577 | -0.00065904 |  | 729.8346 | -0.00029704 |  | 721.8577 | 0 |  |  |  |  | 721.5934 | 0.030504 |  | 721.8577 | 0 |  | 721.8577 | 0.058577 |  | 712.989 | -0.0013863 |  | 721.8577 | 0 |  | 721.5934 | -7.5232e-05 |  | 718.1745 | 0.0069503 |  | 721.8577 | 0.075467 |  | 721.8577 | 0.87055
[7 empty] | 713.2179 | -5.7367e-05 |  | 713.22 | 0 |  | 722.0923 | 0.00039921 |  | 713.2179 | -0.00018165 |  | 722.0923 | 0.00018238 |  | 730.0677 | 0.0004905 |  | 722.0923 | 0.0001028 |  |  |  |  | 721.8282 | 0.030753 |  | 722.0923 | 0.00050398 |  | 722.0923 | 0.058802 |  | 713.2179 | 0.0025251 |  | 722.0923 | 0.00034578 |  | 721.8282 | 0.00062318 |  | 718.4062 | 0.0077418 |  | 722.0923 | 0.073562 |  | 722.0923 | 0.87499
[7 empty] | 713.4468 | 0.00080199 |  | 713.45 | 0 |  | 722.3268 | 0 |  | 713.4468 | 0.00038131 |  | 722.3268 | -0.00066143 |  | 730.3008 | -0.00020981 |  | 722.3268 | 0 |  |  |  |  | 722.063 | 0.030552 |  | 722.3268 | 0 |  | 722.3268 | 0.058482 |  | 713.4468 | -0.0013886 |  | 722.3268 | 0 |  | 722.063 | 0.00045001 |  | 718.6379 | 0.0064573 |  | 722.3268 | 0.07064 |  | 722.3268 | 0.8775
[7 empty] | 713.6758 | 0.00018107 |  | 713.68 | 0 |  | 722.5614 | 0.00049168 |  | 713.6758 | 0.0020121 |  | 722.5614 | 0.00056641 |  | 730.534 | 0.00052393 |  | 722.5614 | 0.00041497 |  |  |  |  | 722.2978 | 0.031406 |  | 722.5614 | 0.00042397 |  | 722.5614 | 0.057089 |  | 713.6758 | 0.0011559 |  | 722.5614 | 0.00040637 |  | 722.2979 | 0.0011 |  | 718.8696 | 0.0073775 |  | 722.5614 | 0.069837 |  | 722.5614 | 0.88288
[7 empty] | 713.9048 | -0.00056385 |  | 713.9 | 0 |  | 722.796 | 0 |  | 713.9048 | -0.00013545 |  | 722.796 | -0.00075617 |  | 730.7671 | -0.00027715 |  | 722.796 | 0 |  |  |  |  | 722.5327 | 0.028566 |  | 722.796 | 0 |  | 722.796 | 0.058157 |  | 713.9048 | -0.00087112 |  | 722.796 | 0 |  | 722.5327 | -3.5066e-05 |  | 719.1013 | 0.0062728 |  | 722.796 | 0.066071 |  | 722.796 | 0.88782
[7 empty] | 714.1337 | 0.0001396 |  | 714.13 | 0 |  | 723.0306 | 0.00031953 |  | 714.1337 | 0.00044381 |  | 723.0306 | 0.00030941 |  | 731.0002 | 0.00056569 |  | 723.0306 | 0.00037703 |  |  |  |  | 722.7675 | 0.029939 |  | 723.0306 | 0.00044879 |  | 723.0306 | 0.057104 |  | 714.1337 | -0.0004431 |  | 723.0306 | 0.00053389 |  | 722.7675 | 0.00082221 |  | 719.333 | 0.0073161 |  | 723.0306 | 0.064414 |  | 723.0306 | 0.89056
[7 empty] | 714.3627 | -0.00038104 |  | 714.36 | 0 |  | 723.2652 | 0 |  | 714.3627 | 0.00063894 |  | 723.2652 | -0.0012152 |  | 731.2334 | -0.00024608 |  | 723.2651 | 0 |  |  |  |  | 723.0024 | 0.028016 |  | 723.2652 | 0 |  | 723.2651 | 0.056559 |  | 714.3627 | -0.00081198 |  | 723.2651 | 0 |  | 723.0024 | 4.8164e-05 |  | 719.5647 | 0.0057809 |  | 723.2652 | 0.06131 |  | 723.2652 | 0.89476
[7 empty] | 714.5917 | 4.0271e-05 |  | 714.59 | 0 |  | 723.4998 | 0.00047033 |  | 714.5917 | 0.00043769 |  | 723.4998 | 0.00066983 |  | 731.4666 | 0.0004584 |  | 723.4998 | 0.00023701 |  |  |  |  | 723.2373 | 0.030149 |  | 723.4998 | 0.00050078 |  | 723.4998 | 0.056184 |  | 714.5917 | 0.00042232 |  | 723.4998 | 0.00037882 |  | 723.2373 | 0.00115 |  | 719.7964 | 0.0070266 |  | 723.4998 | 0.06164 |  | 723.4998 | 0.89948
[7 empty] | 714.8207 | 0.00046391 |  | 714.82 | 0 |  | 723.7344 | 0 |  | 714.8207 | 0.001139 |  | 723.7344 | -0.00060324 |  | 731.6998 | -0.00020857 |  | 723.7344 | 0 |  |  |  |  | 723.4722 | 0.029189 |  | 723.7344 | 0 |  | 723.7344 | 0.056835 |  | 714.8207 | -0.0003437 |  | 723.7344 | 0 |  | 723.4722 | 4.1998e-05 |  | 720.0282 | 0.0055008 |  | 723.7344 | 0.05807 |  | 723.7344 | 0.90253
[7 empty] | 715.0497 | 0.00091026 |  | 715.05 | 0 |  | 723.969 | 0 |  | 715.0497 | 0.00037649 |  | 723.969 | 0.00055779 |  | 731.9329 | 0.00047736 |  | 723.969 | 0.00043083 |  |  |  |  | 723.707 | 0.029437 |  | 723.969 | 0.00039872 |  | 723.969 | 0.056233 |  | 715.0497 | 0.0020362 |  | 723.969 | 0.00054317 |  | 723.707 | 0.00106 |  | 720.2599 | 0.0066364 |  | 723.969 | 0.056511 |  | 723.969 | 0.9058
[7 empty] | 715.2787 | -0.00053952 |  | 715.28 | 0 |  | 724.2037 | 0 |  | 715.2787 | -0.00060327 |  | 724.2037 | -0.0010765 |  | 732.1661 | -0.00026376 |  | 724.2037 | 0 |  |  |  |  | 723.9419 | 0.02883 |  | 724.2037 | 0 |  | 724.2037 | 0.055071 |  | 715.2787 | 0.00090403 |  | 724.2037 | 0 |  | 723.9419 | -0.00016953 |  | 720.4917 | 0.0051154 |  | 724.2037 | 0.054786 |  | 724.2037 | 0.91353
[7 empty] | 715.5078 | 0.0001771 |  | 715.51 | 0 |  | 724.4383 | 0.00067894 |  | 715.5078 | 0.00090135 |  | 724.4383 | 0.0005979 |  | 732.3994 | 0.00042585 |  | 724.4383 | 0.00037864 |  |  |  |  | 724.1769 | 0.029016 |  | 724.4383 | 0.000539 |  | 724.4383 | 0.055785 |  | 715.5078 | 0.0024482 |  | 724.4383 | 0.00037255 |  | 724.1768 | 0.00144 |  | 720.7235 | 0.0061536 |  | 724.4383 | 0.054496 |  | 724.4383 | 0.91458
[7 empty] | 715.7368 | -0.00057953 |  | 715.74 | 0 |  | 724.673 | 0 |  | 715.7368 | -0.00074755 |  | 724.673 | -0.0010438 |  | 732.6326 | -0.00026748 |  | 724.673 | 0 |  |  |  |  | 724.4118 | 0.027368 |  | 724.673 | 0 |  | 724.673 | 0.054685 |  | 715.7368 | -0.0010901 |  | 724.673 | 0 |  | 724.4118 | -0.00013025 |  | 720.9553 | 0.0049758 |  | 724.673 | 0.050642 |  | 724.673 | 0.91762
[7 empty] | 715.9659 | 0.00023624 |  | 715.97 | 0 |  | 724.9076 | 0.00072286 |  | 715.9659 | 0.00076549 |  | 724.9076 | 0.00045617 |  | 732.8658 | 0.00048197 |  | 724.9076 | 0.0002706 |  |  |  |  | 724.6467 | 0.029348 |  | 724.9076 | 0.00037678 |  | 724.9076 | 0.05454 |  | 715.9659 | 0.0024514 |  | 724.9076 | 0.00028416 |  | 724.6467 | 0.00113 |  | 721.1871 | 0.0060626 |  | 724.9076 | 0.0504 |  | 724.9076 | 0.92292
[7 empty] | 716.1949 | 0.00037066 |  | 716.19 | 0 |  | 725.1423 | 0 |  | 716.1949 | -0.00099702 |  | 725.1423 | -0.0011313 |  | 733.099 | -0.0001902 |  | 725.1423 | 0 |  |  |  |  | 724.8816 | 0.028264 |  | 725.1423 | 0 |  | 725.1423 | 0.05352 |  | 716.1949 | -0.0002422 |  | 725.1423 | 0 |  | 724.8816 | -0.00018521 |  | 721.4189 | 0.0048714 |  | 725.1423 | 0.047115 |  | 725.1423 | 0.92676
[7 empty] | 716.424 | 0.0004855 |  | 716.42 | 0 |  | 725.377 | 0.0004559 |  | 716.424 | -0.00064579 |  | 725.377 | 0.00034062 |  | 733.3323 | 0.0005205 |  | 725.3769 | 0.00017633 |  |  |  |  | 725.1166 | 0.028741 |  | 725.377 | 7.9167e-05 |  | 725.377 | 0.055056 |  | 716.424 | 0.00060233 |  | 725.3769 | 0.00055227 |  | 725.1166 | 0.00106 |  | 721.6507 | 0.0058585 |  | 725.377 | 0.047171 |  | 725.377 | 0.93167
[7 empty] | 716.6531 | -0.00062546 |  | 716.65 | 0 |  | 725.6117 | 0 |  | 716.6531 | -0.0011827 |  | 725.6117 | -0.00098566 |  | 733.5655 | -0.00015969 |  | 725.6117 | 0 |  |  |  |  | 725.3515 | 0.027125 |  | 725.6117 | 0 |  | 725.6117 | 0.052929 |  | 716.6531 | 0.00088894 |  | 725.6117 | 0 |  | 725.3515 | 0.0001569 |  | 721.8825 | 0.0044516 |  | 725.6117 | 0.045264 |  | 725.6117 | 0.93592
[7 empty] | 716.8821 | 0.00059522 |  | 716.88 | 0 |  | 725.8464 | 0.00017826 |  | 716.8821 | 0.00021884 |  | 725.8464 | 0.00011465 |  | 733.7988 | 0.0004515 |  | 725.8464 | 0.00011411 |  |  |  |  | 725.5865 | 0.028339 |  | 725.8464 | 0 |  | 725.8464 | 0.053563 |  | 716.8821 | 0.00057432 |  | 725.8464 | 0.00036963 |  | 725.5865 | 0.00044815 |  | 722.1143 | 0.0055151 |  | 725.8464 | 0.043797 |  | 725.8464 | 0.94241
[7 empty] | 717.1113 | -0.00023012 |  | 717.11 | 0 |  | 726.0811 | 0 |  | 717.1113 | -0.0002612 |  | 726.0811 | -0.00093201 |  | 734.032 | -0.00023104 |  | 726.0811 | 0 |  |  |  |  | 725.8215 | 0.026776 |  | 726.0811 | 0 |  | 726.0811 | 0.053993 |  | 717.1113 | -0.0006975 |  | 726.0811 | 0 |  | 725.8215 | -0.00032931 |  | 722.3462 | 0.0040631 |  | 726.0811 | 0.041624 |  | 726.0811 | 0.94517
[7 empty] | 717.3403 | 0.00068165 |  | 717.34 | 0 |  | 726.3158 | 0.00035422 |  | 717.3403 | 0.00083143 |  | 726.3158 | 0.00045276 |  | 734.2653 | 0.00037976 |  | 726.3158 | 0.00058289 |  |  |  |  | 726.0564 | 0.027239 |  | 726.3158 | 0.00041356 |  | 726.3158 | 0.053145 |  | 717.3403 | 0.002186 |  | 726.3158 | 0.0006313 |  | 726.0565 | 0.00089215 |  | 722.578 | 0.0055304 |  | 726.3158 | 0.042447 |  | 726.3158 | 0.94775
[7 empty] | 717.5695 | -0.00053838 |  | 717.57 | 0 |  | 726.5505 | 0 |  | 717.5695 | 0.00090125 |  | 726.5505 | -0.00070918 |  | 734.4986 | -0.0002445 |  | 726.5505 | 0 |  |  |  |  | 726.2914 | 0.026034 |  | 726.5505 | 0 |  | 726.5505 | 0.052964 |  | 717.5695 | 0.00068949 |  | 726.5505 | 0 |  | 726.2914 | -5.7741e-05 |  | 722.8099 | 0.0038175 |  | 726.5505 | 0.039432 |  | 726.5505 | 0.94981
[7 empty] | 717.7986 | 7.3442e-05 |  | 717.8 | 0 |  | 726.7853 | 0.0007855 |  | 717.7986 | -6.2191e-05 |  | 726.7853 | 0.00038924 |  | 734.7319 | 0.00060019 |  | 726.7853 | 0.00038373 |  |  |  |  | 726.5264 | 0.027357 |  | 726.7853 | 0.00022161 |  | 726.7853 | 0.052811 |  | 717.7986 | 0.0025922 |  | 726.7853 | 0.00048787 |  | 726.5264 | 0.00113 |  | 723.0417 | 0.0051657 |  | 726.7853 | 0.038922 |  | 726.7853 | 0.9493
[7 empty] | 718.0277 | -1.5957e-05 |  | 718.03 | 0 |  | 727.02 | 0 |  | 718.0277 | -0.00073304 |  | 727.02 | -0.00062386 |  | 734.9652 | -0.00026394 |  | 727.02 | 0 |  |  |  |  | 726.7615 | 0.025911 |  | 727.02 | 0 |  | 727.02 | 0.053002 |  | 718.0277 | -0.0011803 |  | 727.02 | 0 |  | 726.7614 | 0.00011901 |  | 723.2736 | 0.0038576 |  | 727.02 | 0.036512 |  | 727.02 | 0.95229
[7 empty] | 718.2568 | 0.00017805 |  | 718.26 | 0 |  | 727.2548 | 0.0005312 |  | 718.2568 | 0.00085059 |  | 727.2548 | 0.00053268 |  | 735.1985 | 0.00038018 |  | 727.2548 | 0.00022041 |  |  |  |  | 726.9965 | 0.026534 |  | 727.2548 | 0.00019234 |  | 727.2548 | 0.052717 |  | 718.2568 | 0.00065458 |  | 727.2548 | 0.00041151 |  | 726.9965 | 0.00097963 |  | 723.5055 | 0.0048627 |  | 727.2548 | 0.035725 |  | 727.2548 | 0.95628
[7 empty] | 718.486 | -0.00050887 |  | 718.49 | 0 |  | 727.4896 | 0 |  | 718.486 | -0.00040692 |  | 727.4896 | -0.0011776 |  | 735.4319 | -0.00022915 |  | 727.4896 | 0 |  |  |  |  | 727.2315 | 0.026036 |  | 727.4896 | 0 |  | 727.4896 | 0.051732 |  | 718.486 | -0.00024455 |  | 727.4896 | 0 |  | 727.2315 | 0.00010901 |  | 723.7374 | 0.0035959 |  | 727.4896 | 0.03393 |  | 727.4896 | 0.96041
[7 empty] | 718.7151 | 0.00015068 |  | 718.72 | 0 |  | 727.7244 | 0.00037671 |  | 718.7151 | 0.00054355 |  | 727.7244 | -5.2913e-05 |  | 735.6652 | 0.00041594 |  | 727.7244 | 0 |  |  |  |  | 727.4665 | 0.027055 |  | 727.7244 | 0.00032644 |  | 727.7244 | 0.051521 |  | 718.7151 | 0.0027844 |  | 727.7244 | 0.00033679 |  | 727.4665 | 0.00109 |  | 723.9693 | 0.0049085 |  | 727.7244 | 0.03396 |  | 727.7244 | 0.96439
[7 empty] | 718.9443 | 0.00022788 |  | 718.94 | 0 |  | 727.9591 | 0 |  | 718.9443 | -0.00023908 |  | 727.9591 | -0.00027961 |  | 735.8986 | -0.00026535 |  | 727.9592 | 0 |  |  |  |  | 727.7016 | 0.025476 |  | 727.9591 | 0 |  | 727.9592 | 0.051047 |  | 718.9443 | 0.00034194 |  | 727.9592 | 0 |  | 727.7016 | -4.2203e-06 |  | 724.2012 | 0.0033146 |  | 727.9591 | 0.032752 |  | 727.9591 | 0.97014
[7 empty] | 719.1735 | 0.00014901 |  | 719.17 | 0 |  | 728.1939 | 0.00036043 |  | 719.1735 | 0.00081662 |  | 728.1939 | 0.00026939 |  | 736.1319 | 0.00040129 |  | 728.194 | 0.00018906 |  |  |  |  | 727.9366 | 0.025548 |  | 728.1939 | 0.00055466 |  | 728.194 | 0.052476 |  | 719.1735 | 0.0020367 |  | 728.194 | 0.00033738 |  | 727.9366 | 0.0007675 |  | 724.4332 | 0.0044929 |  | 728.1939 | 0.032401 |  | 728.1939 | 0.97436
[7 empty] | 719.4026 | -0.00060713 |  | 719.4 | 0 |  | 728.4288 | 0 |  | 719.4026 | -0.00084846 |  | 728.4288 | -0.00084881 |  | 736.3653 | -0.00019641 |  | 728.4288 | 0 |  |  |  |  | 728.1717 | 0.025094 |  | 728.4288 | 0 |  | 728.4288 | 0.052171 |  | 719.4026 | 4.757e-05 |  | 728.4288 | 0 |  | 728.1717 | -0.00018231 |  | 724.6651 | 0.00321 |  | 728.4288 | 0.030505 |  | 728.4288 | 0.97713
[7 empty] | 719.6318 | 0.00039679 |  | 719.63 | 0 |  | 728.6636 | 0.00070506 |  | 719.6318 | 0.00069042 |  | 728.6636 | 0.00025898 |  | 736.5987 | 0.00048854 |  | 728.6636 | 0.00029403 |  |  |  |  | 728.4068 | 0.025765 |  | 728.6636 | 0.00028073 |  | 728.6636 | 0.051711 |  | 719.6318 | -0.0001397 |  | 728.6636 | 0.00042455 |  | 728.4068 | 0.00062979 |  | 724.897 | 0.0042363 |  | 728.6636 | 0.030582 |  | 728.6636 | 0.97759
[7 empty] | 719.861 | -0.00024678 |  | 719.86 | 0 |  | 728.8984 | 0 |  | 719.861 | 0.00054998 |  | 728.8984 | -0.001131 |  | 736.832 | -0.00024539 |  | 728.8984 | 0 |  |  |  |  | 728.6419 | 0.025181 |  | 728.8984 | 0 |  | 728.8984 | 0.050726 |  | 719.861 | -0.00028793 |  | 728.8984 | 0 |  | 728.6419 | 0.00043566 |  | 725.129 | 0.0028677 |  | 728.8984 | 0.027709 |  | 728.8984 | 0.97451
[7 empty] | 720.0902 | 0.00053197 |  | 720.09 | 0 |  | 729.1332 | 0.00027029 |  | 720.0902 | 4.2307e-05 |  | 729.1332 | 0.00026864 |  | 737.0654 | 0.00039851 |  | 729.1332 | 0.00014718 |  |  |  |  | 728.877 | 0.025959 |  | 729.1332 | 0.00041258 |  | 729.1332 | 0.050116 |  | 720.0902 | 0.003214 |  | 729.1332 | 0.00050114 |  | 728.877 | 0.00080855 |  | 725.361 | 0.0042858 |  | 729.1332 | 0.028138 |  | 729.1332 | 0.97567
[7 empty] | 720.3194 | 7.8942e-05 |  | 720.32 | 0 |  | 729.3681 | 0 |  | 720.3194 | 0.00020106 |  | 729.3681 | -0.00063699 |  | 737.2988 | -0.00022893 |  | 729.3681 | 0 |  |  |  |  | 729.1121 | 0.025214 |  | 729.3681 | 0 |  | 729.3681 | 0.04919 |  | 720.3194 | -0.002679 |  | 729.3681 | 0 |  | 729.1121 | -0.00022529 |  | 725.593 | 0.002877 |  | 729.3681 | 0.026386 |  | 729.3681 | 0.97436
[7 empty] | 720.5486 | 0.00126 |  | 720.55 | 0 |  | 729.6029 | 0.00027575 |  | 720.5486 | 1.6586e-05 |  | 729.6029 | 0.00044159 |  | 737.5323 | 0.00049912 |  | 729.603 | 0.0005707 |  |  |  |  | 729.3472 | 0.02535 |  | 729.6029 | 0.00036807 |  | 729.603 | 0.050406 |  | 720.5486 | 0.0016687 |  | 729.603 | 0.00049842 |  | 729.3472 | 0.00088177 |  | 725.8249 | 0.0040193 |  | 729.6029 | 0.02735 |  | 729.6029 | 0.98006
[7 empty] | 720.7779 | -0.00053611 |  | 720.78 | 0 |  | 729.8378 | 0 |  | 720.7779 | -0.00014238 |  | 729.8378 | -0.00065173 |  | 737.7657 | -0.00019509 |  | 729.8378 | 0 |  |  |  |  | 729.5823 | 0.02468 |  | 729.8378 | 0 |  | 729.8378 | 0.049439 |  | 720.7779 | 0.00065547 |  | 729.8378 | 0 |  | 729.5823 | 7.2512e-05 |  | 726.0569 | 0.0027325 |  | 729.8378 | 0.02489 |  | 729.8378 | 0.98442
[7 empty] | 721.0071 | 0.00011352 |  | 721.01 | 0 |  | 730.0727 | 0.00050491 |  | 721.0071 | 0.0012978 |  | 730.0727 | 0.00055187 |  | 737.9991 | 0.00055072 |  | 730.0727 | 0.0002674 |  |  |  |  | 729.8174 | 0.025352 |  | 730.0727 | 0.00022546 |  | 730.0727 | 0.049224 |  | 721.0071 | 0.0019605 |  | 730.0727 | 0.00048503 |  | 729.8174 | 0.00079509 |  | 726.2889 | 0.0038766 |  | 730.0727 | 0.025627 |  | 730.0727 | 0.98841
[7 empty] | 721.2363 | 0.00026628 |  | 721.24 | 0 |  | 730.3076 | 0 |  | 721.2363 | -0.00070897 |  | 730.3076 | -0.0011058 |  | 738.2325 | -0.00022762 |  | 730.3076 | 0 |  |  |  |  | 730.0526 | 0.023629 |  | 730.3076 | 0 |  | 730.3076 | 0.049337 |  | 721.2363 | -0.0020517 |  | 730.3076 | 0 |  | 730.0526 | -0.00021453 |  | 726.5209 | 0.0027131 |  | 730.3076 | 0.022707 |  | 730.3076 | 0.99306
[7 empty] | 721.4656 | 2.3147e-05 |  | 721.47 | 0 |  | 730.5425 | 0.00031294 |  | 721.4656 | 0.00044967 |  | 730.5425 | 0.00032817 |  | 738.466 | 0.00052665 |  | 730.5425 | 0.00011515 |  |  |  |  | 730.2877 | 0.024878 |  | 730.5425 | 0.00042067 |  | 730.5425 | 0.048729 |  | 721.4656 | 0.0014512 |  | 730.5425 | 0.00015736 |  | 730.2877 | 0.00089064 |  | 726.7529 | 0.0036312 |  | 730.5425 | 0.02309 |  | 730.5425 | 0.99201
[7 empty] | 721.6948 | -0.00102 |  | 721.69 | 0 |  | 730.7774 | 0 |  | 721.6948 | -0.0014128 |  | 730.7774 | -0.00081267 |  | 738.6995 | -0.00022253 |  | 730.7774 | 0 |  |  |  |  | 730.5229 | 0.023136 |  | 730.7774 | 0 |  | 730.7774 | 0.048519 |  | 721.6948 | -0.0010861 |  | 730.7774 | 0 |  | 730.5229 | -5.7806e-05 |  | 726.985 | 0.0024332 |  | 730.7774 | 0.021433 |  | 730.7774 | 0.99165
[7 empty] | 721.9241 | 0.00054979 |  | 721.92 | 0 |  | 731.0123 | 0.00062462 |  | 721.9241 | -3.4776e-05 |  | 731.0123 | 0.0004259 |  | 738.933 | 0.00050741 |  | 731.0123 | 0.00028914 |  |  |  |  | 730.758 | 0.024754 |  | 731.0123 | 0.00041709 |  | 731.0123 | 0.04861 |  | 721.9241 | 0.0032218 |  | 731.0123 | 0.00051073 |  | 730.758 | 0.00067796 |  | 727.217 | 0.003732 |  | 731.0123 | 0.021853 |  | 731.0123 | 0.98865
[7 empty] | 722.1534 | -0.00027243 |  | 722.15 | 0 |  | 731.2472 | 0 |  | 722.1534 | 0.0010658 |  | 731.2472 | -0.000813 |  | 739.1664 | -0.00021495 |  | 731.2473 | 0 |  |  |  |  | 730.9932 | 0.022508 |  | 731.2472 | 0 |  | 731.2473 | 0.048175 |  | 722.1534 | -0.0015099 |  | 731.2473 | 0 |  | 730.9932 | -0.00046195 |  | 727.449 | 0.002401 |  | 731.2472 | 0.020042 |  | 731.2472 | 0.99072
[7 empty] | 722.3827 | 0.00027391 |  | 722.38 | 0 |  | 731.4822 | 0.00026931 |  | 722.3827 | -0.0012366 |  | 731.4822 | 0.00034542 |  | 739.3999 | 0.00043651 |  | 731.4822 | 0.00028164 |  |  |  |  | 731.2284 | 0.024386 |  | 731.4822 | 0.00044135 |  | 731.4822 | 0.048653 |  | 722.3827 | -0.00049354 |  | 731.4822 | 0.00047218 |  | 731.2284 | 0.00064284 |  | 727.6812 | 0.0036857 |  | 731.4822 | 0.020436 |  | 731.4822 | 0.98958
[7 empty] | 722.612 | 0.00013729 |  | 722.61 | 0 |  | 731.7171 | 0 |  | 722.612 | -0.00097147 |  | 731.7171 | -0.00045001 |  | 739.6334 | -0.00014167 |  | 731.7171 | 0 |  |  |  |  | 731.4636 | 0.022222 |  | 731.7171 | 0 |  | 731.7171 | 0.046734 |  | 722.612 | 2.2176e-05 |  | 731.7171 | 0 |  | 731.4636 | -7.0364e-05 |  | 727.9132 | 0.0022103 |  | 731.7171 | 0.018236 |  | 731.7171 | 0.98913
[7 empty] | 722.8413 | 0.00022579 |  | 722.84 | 0 |  | 731.9521 | 0.00053271 |  | 722.8413 | 0.00037091 |  | 731.9521 | 0.00015825 |  | 739.8669 | 0.00044601 |  | 731.9521 | 0.00021325 |  |  |  |  | 731.6988 | 0.023512 |  | 731.9521 | 0.00023706 |  | 731.9521 | 0.047433 |  | 722.8413 | 0.00042899 |  | 731.9521 | 0.00028616 |  | 731.6988 | 0.00082364 |  | 728.1453 | 0.0033902 |  | 731.9521 | 0.018775 |  | 731.9521 | 0.99204
[7 empty] | 723.0706 | -0.00069379 |  | 723.07 | 0 |  | 732.187 | 0 |  | 723.0706 | -0.00012278 |  | 732.187 | -0.00079311 |  | 740.1005 | -0.00023138 |  | 732.187 | 0 |  |  |  |  | 731.934 | 0.023008 |  | 732.187 | 0 |  | 732.187 | 0.047608 |  | 723.0706 | 0.00047131 |  | 732.187 | 0 |  | 731.934 | 0.00020085 |  | 728.3774 | 0.002095 |  | 732.187 | 0.01739 |  | 732.187 | 0.99304
[7 empty] | 723.2999 | 0.00087256 |  | 723.3 | 0 |  | 732.422 | 0.00033018 |  | 723.2999 | 0.00056799 |  | 732.422 | 0.00072694 |  | 740.334 | 0.00045514 |  | 732.422 | 0.00043167 |  |  |  |  | 732.1692 | 0.02314 |  | 732.422 | 0.00049378 |  | 732.422 | 0.047409 |  | 723.2999 | 0.001046 |  | 732.422 | 0.00052727 |  | 732.1692 | 0.00091448 |  | 728.6094 | 0.0032281 |  | 732.422 | 0.0185 |  | 732.422 | 0.9931
[7 empty] | 723.5292 | 0.00036608 |  | 723.53 | 0 |  | 732.657 | 0 |  | 723.5292 | 0.00011962 |  | 732.657 | -0.0010849 |  | 740.5675 | -0.00019387 |  | 732.657 | 0 |  |  |  |  | 732.4045 | 0.021598 |  | 732.657 | 0 |  | 732.657 | 0.046241 |  | 723.5292 | -0.0016009 |  | 732.657 | 0 |  | 732.4045 | -3.9381e-05 |  | 728.8416 | 0.0019197 |  | 732.657 | 0.015494 |  | 732.657 | 0.99258
[7 empty] | 723.7586 | -1.2891e-05 |  | 723.76 | 0 |  | 732.892 | 0.0003351 |  | 723.7586 | 0.00028806 |  | 732.892 | -0.00028182 |  | 740.8011 | 0.00035974 |  | 732.892 | 0.00018944 |  |  |  |  | 732.6397 | 0.022939 |  | 732.892 | 0 |  | 732.892 | 0.046281 |  | 723.7586 | 0.0022087 |  | 732.892 | 0.00037041 |  | 732.6397 | 0.00089262 |  | 729.0737 | 0.003306 |  | 732.892 | 0.016619 |  | 732.892 | 0.99322
[7 empty] | 723.9879 | -0.00067522 |  | 723.99 | 0 |  | 733.127 | 0 |  | 723.9879 | 0.00034214 |  | 733.127 | -0.00078653 |  | 741.0346 | -0.00020682 |  | 733.1269 | 0 |  |  |  |  | 732.8749 | 0.021554 |  | 733.127 | 0 |  | 733.127 | 0.045354 |  | 723.9879 | -5.4774e-05 |  | 733.1269 | 0 |  | 732.875 | -0.00043861 |  | 729.3058 | 0.0017992 |  | 733.127 | 0.015327 |  | 733.127 | 0.9935
[7 empty] | 724.2173 | 0.00065849 |  | 724.22 | 0 |  | 733.362 | 0.00044577 |  | 724.2173 | 0.0012945 |  | 733.362 | -0.00010176 |  | 741.2682 | 0.00042931 |  | 733.362 | 8.6813e-05 |  |  |  |  | 733.1102 | 0.022911 |  | 733.362 | 0.000181 |  | 733.362 | 0.045592 |  | 724.2173 | 0.0016352 |  | 733.362 | 0.00041447 |  | 733.1102 | 0.00051386 |  | 729.538 | 0.0031586 |  | 733.362 | 0.014844 |  | 733.362 | 0.99158
[7 empty] | 724.4467 | -0.00049066 |  | 724.45 | 0 |  | 733.597 | 0 |  | 724.4467 | 0.0014342 |  | 733.597 | 5.7185e-05 |  | 741.5018 | -0.00019847 |  | 733.597 | 0 |  |  |  |  | 733.3455 | 0.022392 |  | 733.597 | 0 |  | 733.597 | 0.045254 |  | 724.4467 | -0.00035185 |  | 733.597 | 0 |  | 733.3455 | 0.00032633 |  | 729.7701 | 0.0018795 |  | 733.597 | 0.015212 |  | 733.597 | 0.9911
[7 empty] | 724.676 | 0.00079508 |  | 724.68 | 0 |  | 733.832 | 0.00053803 |  | 724.676 | 0.0011219 |  | 733.832 | 3.5918e-05 |  | 741.7354 | 0.00045911 |  | 733.832 | 0.00019942 |  |  |  |  | 733.5808 | 0.022423 |  | 733.832 | 0.00034574 |  | 733.832 | 0.046133 |  | 724.676 | -0.0001445 |  | 733.832 | 0.000464 |  | 733.5807 | 0.00073263 |  | 730.0023 | 0.0030337 |  | 733.832 | 0.01429 |  | 733.832 | 0.98819
[7 empty] | 724.9054 | -0.00097535 |  | 724.91 | 0 |  | 734.0671 | 0 |  | 724.9054 | -0.00087962 |  | 734.0671 | -0.00048177 |  | 741.9689 | -0.0002451 |  | 734.0671 | 0 |  |  |  |  | 733.816 | 0.021195 |  | 734.0671 | 0 |  | 734.0671 | 0.043965 |  | 724.9054 | -0.0013504 |  | 734.0671 | 0 |  | 733.816 | -0.00017165 |  | 730.2344 | 0.001842 |  | 734.0671 | 0.013106 |  | 734.0671 | 0.98819
[7 empty] | 725.1348 | 0.0002512 |  | 725.13 | 0 |  | 734.3021 | 7.8892e-05 |  | 725.1348 | 0.00024117 |  | 734.3021 | 0.00025551 |  | 742.2026 | 0.0004524 |  | 734.3021 | 0.00026236 |  |  |  |  | 734.0513 | 0.02267 |  | 734.3021 | 0.00042316 |  | 734.3021 | 0.045234 |  | 725.1348 | -0.0013713 |  | 734.3021 | 0.00031819 |  | 734.0513 | 0.00105 |  | 730.4666 | 0.0030777 |  | 734.3021 | 0.013348 |  | 734.3021 | 0.9854
[7 empty] | 725.3641 | -0.00057092 |  | 725.36 | 0 |  | 734.5372 | 0 |  | 725.3641 | -0.00065998 |  | 734.5372 | -0.00069538 |  | 742.4362 | -0.00025527 |  | 734.5372 | 0 |  |  |  |  | 734.2866 | 0.021084 |  | 734.5372 | 0 |  | 734.5372 | 0.044301 |  | 725.3641 | -0.0022252 |  | 734.5372 | 0 |  | 734.2866 | -0.00034159 |  | 730.6988 | 0.0018095 |  | 734.5372 | 0.012603 |  | 734.5372 | 0.98479
[7 empty] | 725.5936 | 5.1921e-06 |  | 725.59 | 0 |  | 734.7723 | 0.00043637 |  | 725.5936 | 0.0014462 |  | 734.7723 | 0.00055719 |  | 742.6698 | 0.00043034 |  | 734.7723 | 0.00038679 |  |  |  |  | 734.5219 | 0.022261 |  | 734.7723 | 0.00027327 |  | 734.7723 | 0.045251 |  | 725.5936 | 0.0025407 |  | 734.7723 | 0.00036458 |  | 734.5219 | 0.00084907 |  | 730.931 | 0.0030141 |  | 734.7723 | 0.013695 |  | 734.7723 | 0.98287
[7 empty] | 725.823 | 0.00077577 |  | 725.82 | -0.0024641 |  | 735.0073 | 0 |  | 725.823 | -0.00053527 |  | 735.0073 | -0.00081475 |  | 742.9034 | -0.00031777 |  | 735.0073 | 0 |  |  |  |  | 734.7573 | 0.020762 |  | 735.0073 | 0 |  | 735.0073 | 0.043345 |  | 725.823 | -0.0006113 |  | 735.0073 | 0 |  | 734.7573 | -7.1297e-05 |  | 731.1631 | 0.0015463 |  | 735.0073 | 0.011458 |  | 735.0073 | 0.97903
[7 empty] | 726.0524 | 0.00051503 |  | 726.05 | 0 |  | 735.2424 | 0.00029741 |  | 726.0524 | 0.00074793 |  | 735.2424 | 0.00029311 |  | 743.1371 | 0.00039338 |  | 735.2424 | 0.00020916 |  |  |  |  | 734.9926 | 0.021681 |  | 735.2424 | 0.00024831 |  | 735.2424 | 0.044524 |  | 726.0524 | 0.0027158 |  | 735.2424 | 0.00028541 |  | 734.9926 | 0.000937 |  | 731.3954 | 0.0029096 |  | 735.2424 | 0.011664 |  | 735.2424 | 0.97488
[7 empty] | 726.2819 | -0.00093852 |  | 726.28 | 0 |  | 735.4775 | 0 |  | 726.2819 | -0.0013967 |  | 735.4775 | -0.00072667 |  | 743.3707 | -0.0002094 |  | 735.4775 | 0 |  |  |  |  | 735.2279 | 0.021014 |  | 735.4775 | 0 |  | 735.4775 | 0.044224 |  | 726.2819 | -0.001106 |  | 735.4775 | 0 |  | 735.2279 | -0.00030823 |  | 731.6276 | 0.0015226 |  | 735.4775 | 0.01023 |  | 735.4775 | 0.97412
[7 empty] | 726.5113 | 0.00075952 |  | 726.51 | 0 |  | 735.7126 | 0.0001316 |  | 726.5113 | 0.0007415 |  | 735.7126 | 0.00027779 |  | 743.6044 | 0.0005529 |  | 735.7127 | 0.00020783 |  |  |  |  | 735.4633 | 0.021247 |  | 735.7126 | 0.00023505 |  | 735.7126 | 0.044926 |  | 726.5113 | 0.0010219 |  | 735.7127 | 0.0003189 |  | 735.4633 | 0.00037735 |  | 731.8598 | 0.0028234 |  | 735.7126 | 0.011194 |  | 735.7126 | 0.96858
[7 empty] | 726.7407 | 0.00061146 |  | 726.74 | 0 |  | 735.9477 | 0 |  | 726.7407 | 0.00055733 |  | 735.9477 | -0.00064964 |  | 743.8381 | -0.00023662 |  | 735.9478 | 0 |  |  |  |  | 735.6987 | 0.020994 |  | 735.9477 | 0 |  | 735.9478 | 0.042862 |  | 726.7407 | -0.0001482 |  | 735.9478 | 0 |  | 735.6987 | -0.00032603 |  | 732.092 | 0.0013895 |  | 735.9477 | 0.010031 |  | 735.9477 | 0.9656
[7 empty] | 726.9701 | 0.00011674 |  | 726.97 | 0 |  | 736.1829 | 0.00052642 |  | 726.9702 | 0.00059719 |  | 736.1829 | 0.00028177 |  | 744.0717 | 0.00049698 |  | 736.1829 | 0.00018853 |  |  |  |  | 735.934 | 0.021288 |  | 736.1829 | 0.00058183 |  | 736.1829 | 0.042737 |  | 726.9702 | 0.0011638 |  | 736.1829 | 0.00039943 |  | 735.934 | 0.001 |  | 732.3243 | 0.0026106 |  | 736.1829 | 0.010274 |  | 736.1829 | 0.96116
[7 empty] | 727.1997 | 0.00018824 |  | 727.2 | 0 |  | 736.418 | 0 |  | 727.1996 | -0.00080786 |  | 736.418 | -0.00044373 |  | 744.3054 | -0.00027765 |  | 736.418 | 0 |  |  |  |  | 736.1694 | 0.020095 |  | 736.418 | 0 |  | 736.418 | 0.04268 |  | 727.1996 | -0.0006076 |  | 736.418 | 0 |  | 736.1694 | 6.1546e-05 |  | 732.5566 | 0.0014357 |  | 736.418 | 0.0090522 |  | 736.418 | 0.95565
[7 empty] | 727.4291 | 0.00050283 |  | 727.43 | 0 |  | 736.6532 | 4.4876e-05 |  | 727.4291 | 0.00020118 |  | 736.6532 | -6.1309e-05 |  | 744.5391 | 0.0004642 |  | 736.6531 | 0.00025006 |  |  |  |  | 736.4048 | 0.019982 |  | 736.6532 | 0.00023867 |  | 736.6531 | 0.043204 |  | 727.4291 | 5.3573e-05 |  | 736.6531 | 0.00029391 |  | 736.4048 | 0.00070116 |  | 732.7888 | 0.0025364 |  | 736.6532 | 0.0095221 |  | 736.6532 | 0.94822
[7 empty] | 727.6586 | -0.00013082 |  | 727.66 | 0 |  | 736.8883 | 0 |  | 727.6586 | -0.00054643 |  | 736.8883 | -0.00095964 |  | 744.7728 | -0.00027222 |  | 736.8883 | 0 |  |  |  |  | 736.6402 | 0.019501 |  | 736.8883 | 0 |  | 736.8883 | 0.041687 |  | 727.6586 | -0.00018957 |  | 736.8883 | 0 |  | 736.6402 | -0.00033842 |  | 733.0211 | 0.0014433 |  | 736.8883 | 0.0079735 |  | 736.8883 | 0.94099
[7 empty] | 727.8881 | 0.00039786 |  | 727.89 | 0 |  | 737.1235 | 0.00027478 |  | 727.8881 | -0.00039635 |  | 737.1235 | -0.00020595 |  | 745.0065 | 0.00043767 |  | 737.1235 | 0.00019153 |  |  |  |  | 736.8756 | 0.019557 |  | 737.1235 | 0.00048839 |  | 737.1235 | 0.042359 |  | 727.8881 | 0.003227 |  | 737.1235 | 0.00030516 |  | 736.8756 | 0.00045328 |  | 733.2534 | 0.0024392 |  | 737.1235 | 0.0084301 |  | 737.1235 | 0.93575
[7 empty] | 728.1176 | -0.00010429 |  | 728.12 | 0 |  | 737.3586 | 0 |  | 728.1176 | -0.0017516 |  | 737.3586 | -0.00087494 |  | 745.2403 | -0.00031373 |  | 737.3586 | 0 |  |  |  |  | 737.111 | 0.019705 |  | 737.3586 | 0 |  | 737.3586 | 0.04062 |  | 728.1176 | -0.00021866 |  | 737.3586 | 0 |  | 737.111 | -0.0007004 |  | 733.4857 | 0.0014231 |  | 737.3586 | 0.008298 |  | 737.3586 | 0.93059
[7 empty] | 728.347 | 0.00049284 |  | 728.35 | 0 |  | 737.5938 | 0 |  | 728.347 | 0.001413 |  | 737.5938 | 0.00044121 |  | 745.474 | 0.00053046 |  | 737.5938 | 0.00044522 |  |  |  |  | 737.3464 | 0.019493 |  | 737.5938 | 0.00042715 |  | 737.5938 | 0.042175 |  | 728.347 | 0.0005093 |  | 737.5938 | 0.00039987 |  | 737.3464 | 0.00074303 |  | 733.718 | 0.0024907 |  | 737.5938 | 0.0081683 |  | 737.5938 | 0.92414
[7 empty] | 728.5766 | -0.00123 |  | 728.58 | 0 |  | 737.829 | 0 |  | 728.5766 | 0.00098587 |  | 737.829 | -0.00096037 |  | 745.7078 | -0.00027851 |  | 737.829 | 0 |  |  |  |  | 737.5818 | 0.018917 |  | 737.829 | 0 |  | 737.829 | 0.040441 |  | 728.5766 | 0.0014599 |  | 737.829 | 0 |  | 737.5819 | -0.0001388 |  | 733.9503 | 0.0013332 |  | 737.829 | 0.0069082 |  | 737.829 | 0.91871
[7 empty] | 728.8061 | 0.00075655 |  | 728.81 | 0 |  | 738.0642 | 0.00041658 |  | 728.8061 | 0.00010637 |  | 738.0642 | 8.0668e-05 |  | 745.9415 | 0.00039762 |  | 738.0642 | 0.00015839 |  |  |  |  | 737.8173 | 0.02027 |  | 738.0642 | 0.00015182 |  | 738.0642 | 0.040838 |  | 728.8061 | 0.00033443 |  | 738.0642 | 0.00037287 |  | 737.8173 | 0.00068392 |  | 734.1827 | 0.0025792 |  | 738.0642 | 0.0079333 |  | 738.0642 | 0.9132
[7 empty] | 729.0356 | -0.00099616 |  | 729.04 | 0 |  | 738.2994 | 0 |  | 729.0356 | -0.0009281 |  | 738.2994 | -0.00095265 |  | 746.1753 | -0.00022172 |  | 738.2994 | 0 |  |  |  |  | 738.0527 | 0.018733 |  | 738.2994 | 0 |  | 738.2994 | 0.039945 |  | 729.0356 | -0.0020612 |  | 738.2994 | 0 |  | 738.0527 | -8.6911e-05 |  | 734.415 | 0.0010116 |  | 738.2994 | 0.0068619 |  | 738.2994 | 0.90654
[7 empty] | 729.2652 | 0.0008628 |  | 729.27 | 0 |  | 738.5347 | 0.00021165 |  | 729.2652 | 5.3147e-05 |  | 738.5347 | 0.00042921 |  | 746.4091 | 0.000495 |  | 738.5347 | 0.00024176 |  |  |  |  | 738.2882 | 0.019399 |  | 738.5347 | 0.00019141 |  | 738.5347 | 0.040713 |  | 729.2652 | 0.00098039 |  | 738.5347 | 0.00037484 |  | 738.2882 | 0.00074791 |  | 734.6473 | 0.0023682 |  | 738.5347 | 0.0070552 |  | 738.5347 | 0.89775
[7 empty] | 729.4947 | 0.00016589 |  | 729.49 | 0 |  | 738.7699 | 0 |  | 729.4947 | 0.00023662 |  | 738.7699 | -0.00091107 |  | 746.6428 | -0.0001281 |  | 738.7699 | 0 |  |  |  |  | 738.5237 | 0.019805 |  | 738.7699 | 0 |  | 738.7699 | 0.039479 |  | 729.4947 | -0.00091907 |  | 738.7699 | 0 |  | 738.5237 | -6.9634e-05 |  | 734.8797 | 0.0010746 |  | 738.7699 | 0.0056988 |  | 738.7699 | 0.89118
[7 empty] | 729.7242 | 9.3499e-05 |  | 729.72 | 0 |  | 739.0051 | 0.00071004 |  | 729.7242 | 0.00067688 |  | 739.0051 | 0.00071407 |  | 746.8766 | 0.00052796 |  | 739.0051 | 0.00067139 |  |  |  |  | 738.7591 | 0.019489 |  | 739.0051 | 0.00052528 |  | 739.0051 | 0.04017 |  | 729.7242 | 0.0007574 |  | 739.0051 | 0.00036663 |  | 738.7591 | 0.00066819 |  | 735.1121 | 0.0023643 |  | 739.0051 | 0.0081065 |  | 739.0051 | 0.88019
[7 empty] | 729.9539 | -0.00111 |  | 729.95 | 0 |  | 739.2404 | 0 |  | 729.9539 | 0.00029051 |  | 739.2404 | -0.00084893 |  | 747.1104 | -0.00023611 |  | 739.2404 | 0 |  |  |  |  | 738.9946 | 0.017858 |  | 739.2404 | 0 |  | 739.2404 | 0.039969 |  | 729.9539 | -5.5135e-05 |  | 739.2404 | 0 |  | 738.9946 | -0.00057112 |  | 735.3444 | 0.00096994 |  | 739.2404 | 0.0057124 |  | 739.2404 | 0.87212
[7 empty] | 730.1834 | -0.00034632 |  | 730.18 | 0 |  | 739.4756 | 0.00041889 |  | 730.1834 | 0.0001841 |  | 739.4756 | 0.00051343 |  | 747.3442 | 0.00049634 |  | 739.4756 | 0.0002867 |  |  |  |  | 739.2301 | 0.01955 |  | 739.4756 | 0.000457 |  | 739.4756 | 0.038937 |  | 730.1834 | 0.0014973 |  | 739.4756 | 0.00023002 |  | 739.2301 | 0.00114 |  | 735.5768 | 0.0024204 |  | 739.4756 | 0.006609 |  | 739.4756 | 0.86428
[7 empty] | 730.413 | -0.00023237 |  | 730.41 | 0 |  | 739.7109 | 0 |  | 730.413 | -0.00083065 |  | 739.7109 | -0.00031979 |  | 747.5781 | -0.00028099 |  | 739.7109 | 0 |  |  |  |  | 739.4656 | 0.017473 |  | 739.7109 | 0 |  | 739.7109 | 0.038658 |  | 730.413 | -0.00093929 |  | 739.7109 | 0 |  | 739.4656 | -0.00034627 |  | 735.8092 | 0.0009714 |  | 739.7109 | 0.0052108 |  | 739.7109 | 0.85389
[7 empty] | 730.6426 | 0.00055167 |  | 730.64 | 0 |  | 739.9462 | 0.00038428 |  | 730.6426 | -8.4797e-05 |  | 739.9462 | 0.00015688 |  | 747.8119 | 0.00059024 |  | 739.9462 | 0.0003838 |  |  |  |  | 739.7011 | 0.018827 |  | 739.9462 | 0.00036129 |  | 739.9462 | 0.039042 |  | 730.6426 | 0.0012346 |  | 739.9462 | 0.00055134 |  | 739.7011 | 0.00067435 |  | 736.0416 | 0.0023631 |  | 739.9462 | 0.0059846 |  | 739.9462 | 0.84442
[7 empty] | 730.8722 | -0.00092125 |  | 730.87 | 0 |  | 740.1815 | 0 |  | 730.8722 | -0.0004913 |  | 740.1815 | -0.00094721 |  | 748.0458 | -0.00029762 |  | 740.1815 | 0 |  |  |  |  | 739.9367 | 0.017496 |  | 740.1815 | 0 |  | 740.1815 | 0.038655 |  | 730.8722 | -0.001135 |  | 740.1815 | 0 |  | 739.9367 | -0.00035968 |  | 736.274 | 0.00096719 |  | 740.1815 | 0.0047237 |  | 740.1815 | 0.83459
[7 empty] | 731.1018 | 0.00077421 |  | 731.1 | 0 |  | 740.4168 | 3.0645e-05 |  | 731.1017 | 0.00095843 |  | 740.4168 | 6.7722e-05 |  | 748.2796 | 0.00048784 |  | 740.4168 | 0.00015576 |  |  |  |  | 740.1722 | 0.017961 |  | 740.4168 | 6.448e-05 |  | 740.4168 | 0.038737 |  | 731.1017 | 0.00089765 |  | 740.4168 | 0.00012544 |  | 740.1722 | 0.00037211 |  | 736.5065 | 0.0023967 |  | 740.4168 | 0.0057372 |  | 740.4168 | 0.82351
[7 empty] | 731.3314 | -0.00025119 |  | 731.33 | 0 |  | 740.6521 | 0 |  | 731.3314 | -0.00020046 |  | 740.6521 | -0.00060924 |  | 748.5134 | -0.00021954 |  | 740.6521 | 0 |  |  |  |  | 740.4077 | 0.018037 |  | 740.6521 | 0 |  | 740.6521 | 0.037457 |  | 731.3314 | -0.0013567 |  | 740.6521 | 0 |  | 740.4077 | -0.00055434 |  | 736.7389 | 0.00092353 |  | 740.6521 | 0.0044688 |  | 740.6521 | 0.8137
[7 empty] | 731.561 | 0.00034687 |  | 731.56 | 0 |  | 740.8874 | 0.00055149 |  | 731.561 | 0.0013686 |  | 740.8874 | 0.00026701 |  | 748.7473 | 0.00046687 |  | 740.8874 | 0.00052813 |  |  |  |  | 740.6433 | 0.018604 |  | 740.8874 | 0.00063827 |  | 740.8874 | 0.037628 |  | 731.561 | 0.00018381 |  | 740.8874 | 0.00048069 |  | 740.6433 | 0.000744 |  | 736.9713 | 0.0020923 |  | 740.8874 | 0.0053496 |  | 740.8874 | 0.80389
[7 empty] | 731.7907 | 0.00075783 |  | 731.79 | 0 |  | 741.1227 | 0 |  | 731.7906 | 4.0796e-05 |  | 741.1227 | -0.0011953 |  | 748.9812 | -0.00022537 |  | 741.1227 | 0 |  |  |  |  | 740.8788 | 0.017179 |  | 741.1227 | 0 |  | 741.1227 | 0.038295 |  | 731.7906 | -0.00031381 |  | 741.1227 | 0 |  | 740.8788 | -0.00010946 |  | 737.2037 | 0.00088499 |  | 741.1227 | 0.0034003 |  | 741.1227 | 0.79272
[7 empty] | 732.0203 | -0.00057712 |  | 732.02 | 0 |  | 741.3581 | 0.00031427 |  | 732.0203 | 0.00022711 |  | 741.3581 | 1.6993e-05 |  | 749.2151 | 0.00052753 |  | 741.3581 | 0.00028426 |  |  |  |  | 741.1144 | 0.017981 |  | 741.3581 | 0.00023847 |  | 741.3581 | 0.038565 |  | 732.0203 | 0.0032624 |  | 741.3581 | 0.00045577 |  | 741.1144 | 0.0002046 |  | 737.4362 | 0.0022103 |  | 741.3581 | 0.0049918 |  | 741.3581 | 0.78274
[7 empty] | 732.2499 | -0.00036888 |  | 732.25 | 0 |  | 741.5934 | 0 |  | 732.2499 | 0.0014605 |  | 741.5934 | -0.00091796 |  | 749.449 | -0.00027598 |  | 741.5934 | 0 |  |  |  |  | 741.35 | 0.01657 |  | 741.5934 | 0 |  | 741.5934 | 0.036688 |  | 732.2499 | -0.00047031 |  | 741.5934 | 0 |  | 741.35 | -0.00030097 |  | 737.6687 | 0.00085612 |  | 741.5934 | 0.0032253 |  | 741.5934 | 0.7721
[7 empty] | 732.4796 | 1.6426e-05 |  | 732.48 | 0 |  | 741.8288 | 0.00036735 |  | 732.4796 | 0.00022269 |  | 741.8288 | 0.00047109 |  | 749.6829 | 0.00051272 |  | 741.8288 | 0.00033669 |  |  |  |  | 741.5856 | 0.017821 |  | 741.8288 | 0.00040202 |  | 741.8288 | 0.036397 |  | 732.4796 | -0.00045845 |  | 741.8288 | 0.00039563 |  | 741.5856 | 0.00047924 |  | 737.9012 | 0.0024412 |  | 741.8288 | 0.0049725 |  | 741.8288 | 0.76191
[7 empty] | 732.7092 | -0.00058038 |  | 732.71 | 0 |  | 742.0641 | 0 |  | 732.7092 | 0.00015719 |  | 742.0641 | -0.0010312 |  | 749.9168 | -0.00024059 |  | 742.0642 | 0 |  |  |  |  | 741.8212 | 0.016642 |  | 742.0641 | 0 |  | 742.0641 | 0.037331 |  | 732.7092 | 0.0013085 |  | 742.0642 | 0 |  | 741.8212 | -9.5236e-05 |  | 738.1337 | 0.00076366 |  | 742.0641 | 0.0035382 |  | 742.0641 | 0.74928
[7 empty] | 732.9389 | 0.00091593 |  | 732.94 | 0 |  | 742.2995 | 0.00048634 |  | 732.9389 | 0.00032015 |  | 742.2995 | -9.6928e-05 |  | 750.1508 | 0.00038712 |  | 742.2995 | 8.9946e-05 |  |  |  |  | 742.0568 | 0.017161 |  | 742.2995 | 2.0274e-05 |  | 742.2995 | 0.036812 |  | 732.9389 | 0.0020573 |  | 742.2995 | 0.00033741 |  | 742.0568 | 0.0004419 |  | 738.3661 | 0.0020604 |  | 742.2995 | 0.0041973 |  | 742.2995 | 0.73714
[7 empty] | 733.1686 | -0.00044695 |  | 733.17 | 0 |  | 742.5349 | 0 |  | 733.1686 | -0.0018117 |  | 742.5349 | -0.00061035 |  | 750.3847 | -0.00022336 |  | 742.5349 | 0 |  |  |  |  | 742.2924 | 0.017214 |  | 742.5349 | 0 |  | 742.5349 | 0.035429 |  | 733.1686 | 0.0016053 |  | 742.5349 | 0 |  | 742.2924 | -0.00032158 |  | 738.5987 | 0.00082971 |  | 742.5349 | 0.0034202 |  | 742.5349 | 0.72687
[7 empty] | 733.3982 | 0.00047508 |  | 733.4 | 0 |  | 742.7703 | 0.00047363 |  | 733.3983 | 0.0007758 |  | 742.7703 | 3.0216e-05 |  | 750.6187 | 0.0004531 |  | 742.7703 | 0.00030777 |  |  |  |  | 742.528 | 0.017702 |  | 742.7703 | 0.0006651 |  | 742.7703 | 0.035874 |  | 733.3983 | 2.9342e-05 |  | 742.7703 | 0.00047712 |  | 742.528 | 0.00087713 |  | 738.8312 | 0.0020709 |  | 742.7703 | 0.0036631 |  | 742.7703 | 0.71646
[7 empty] | 733.628 | -0.00032323 |  | 733.63 | 0 |  | 743.0057 | 0 |  | 733.628 | 9.838e-05 |  | 743.0057 | -0.00061251 |  | 750.8526 | -0.00028003 |  | 743.0057 | 0 |  |  |  |  | 742.7636 | 0.016473 |  | 743.0057 | 0 |  | 743.0057 | 0.035025 |  | 733.628 | -5.4412e-05 |  | 743.0057 | 0 |  | 742.7636 | -0.00050247 |  | 739.0637 | 0.00080259 |  | 743.0057 | 0.0030815 |  | 743.0057 | 0.70422
[7 empty] | 733.8577 | 0.00122 |  | 733.86 | 0 |  | 743.2411 | 4.7915e-05 |  | 733.8577 | -0.00035051 |  | 743.2411 | 0.00010215 |  | 751.0865 | 0.00049976 |  | 743.2411 | 0.00011225 |  |  |  |  | 742.9993 | 0.01691 |  | 743.2411 | 0.00034227 |  | 743.2411 | 0.035814 |  | 733.8577 | 0.00033179 |  | 743.2411 | 0.00043365 |  | 742.9993 | 0.00029783 |  | 739.2963 | 0.0020002 |  | 743.2411 | 0.0040206 |  | 743.2411 | 0.69195
[7 empty] | 734.0874 | -0.0009216 |  | 734.09 | 0 |  | 743.4765 | 0 |  | 734.0874 | -0.00026121 |  | 743.4765 | -0.00070826 |  | 751.3205 | -0.00029008 |  | 743.4765 | 0 |  |  |  |  | 743.2349 | 0.015961 |  | 743.4765 | 0 |  | 743.4765 | 0.034409 |  | 734.0874 | -0.00041057 |  | 743.4765 | 0 |  | 743.2349 | -9.0677e-05 |  | 739.5288 | 0.00083015 |  | 743.4765 | 0.0028381 |  | 743.4765 | 0.68155
[7 empty] | 734.3171 | 0.00060485 |  | 734.32 | 0 |  | 743.7119 | 0.00034382 |  | 734.3171 | 0.0013964 |  | 743.7119 | 0.00040926 |  | 751.5545 | 0.00048911 |  | 743.712 | 0.00030026 |  |  |  |  | 743.4706 | 0.016842 |  | 743.7119 | 0.00032551 |  | 743.712 | 0.034578 |  | 734.3171 | 0.0015439 |  | 743.712 | 0.00034058 |  | 743.4706 | 0.00052527 |  | 739.7614 | 0.002112 |  | 743.7119 | 0.003294 |  | 743.7119 | 0.66949
[7 empty] | 734.5469 | 0.00016761 |  | 734.55 | 0 |  | 743.9474 | 0 |  | 734.5469 | -0.00049882 |  | 743.9474 | -0.0010547 |  | 751.7885 | -0.0002844 |  | 743.9474 | 0 |  |  |  |  | 743.7062 | 0.016447 |  | 743.9474 | 0 |  | 743.9474 | 0.034216 |  | 734.5469 | 0.00074395 |  | 743.9474 | 0 |  | 743.7062 | -0.00018924 |  | 739.9939 | 0.00077788 |  | 743.9474 | 0.002325 |  | 743.9474 | 0.65749
[7 empty] | 734.7766 | -1.5388e-05 |  | 734.78 | 0 |  | 744.1828 | 0.00039513 |  | 734.7766 | 0.00025088 |  | 744.1828 | 0.00029318 |  | 752.0225 | 0.00046737 |  | 744.1829 | 0.0003602 |  |  |  |  | 743.9419 | 0.017541 |  | 744.1828 | 0 |  | 744.1829 | 0.03452 |  | 734.7766 | 0.00080491 |  | 744.1829 | 0.0003838 |  | 743.9419 | 0.00038583 |  | 740.2265 | 0.0019668 |  | 744.1828 | 0.0036192 |  | 744.1828 | 0.64431
[7 empty] | 735.0063 | -0.00121 |  | 735.01 | 0 |  | 744.4183 | 0 |  | 735.0063 | -0.0010056 |  | 744.4183 | -0.0011197 |  | 752.2565 | -0.00019852 |  | 744.4183 | 0 |  |  |  |  | 744.1776 | 0.015088 |  | 744.4183 | 0 |  | 744.4183 | 0.033245 |  | 735.0063 | -0.0012709 |  | 744.4183 | 0 |  | 744.1776 | -0.000391 |  | 740.459 | 0.0006334 |  | 744.4183 | 0.0017958 |  | 744.4183 | 0.63224
[7 empty] | 735.2361 | 0.00101 |  | 735.24 | 0 |  | 744.6538 | 0.00036678 |  | 735.2361 | 0.00024892 |  | 744.6538 | -5.2535e-05 |  | 752.4905 | 0.00057867 |  | 744.6537 | 0.00018834 |  |  |  |  | 744.4133 | 0.016089 |  | 744.6538 | 2.326e-05 |  | 744.6537 | 0.03463 |  | 735.2361 | -0.00098972 |  | 744.6537 | 0.00030327 |  | 744.4133 | 0.00067319 |  | 740.6917 | 0.002057 |  | 744.6538 | 0.0030571 |  | 744.6538 | 0.61977
[7 empty] | 735.4659 | 9.6088e-05 |  | 735.47 | 0 |  | 744.8892 | 0 |  | 735.4659 | -0.00017247 |  | 744.8892 | -0.00091507 |  | 752.7245 | -0.0003462 |  | 744.8892 | 0 |  |  |  |  | 744.649 | 0.014893 |  | 744.8892 | 0 |  | 744.8892 | 0.034098 |  | 735.4659 | -0.0011581 |  | 744.8892 | 0 |  | 744.649 | -0.00028408 |  | 740.9243 | 0.00068615 |  | 744.8892 | 0.0020595 |  | 744.8892 | 0.60696
[7 empty] | 735.6956 | 0.00029782 |  | 735.7 | 0 |  | 745.1247 | 0.00010142 |  | 735.6956 | 0.00088833 |  | 745.1247 | 3.6826e-05 |  | 752.9586 | 0.00044284 |  | 745.1248 | 9.3199e-05 |  |  |  |  | 744.8847 | 0.017233 |  | 745.1247 | 0.00030531 |  | 745.1248 | 0.032808 |  | 735.6956 | 0.0018598 |  | 745.1248 | 0.00022837 |  | 744.8847 | 0.00036488 |  | 741.1569 | 0.0019162 |  | 745.1247 | 0.0031808 |  | 745.1247 | 0.59448
[7 empty] | 735.9254 | -0.00076842 |  | 735.93 | 0 |  | 745.3602 | 0 |  | 735.9254 | -0.00026467 |  | 745.3602 | -0.0010694 |  | 753.1926 | -0.00015598 |  | 745.3602 | 0 |  |  |  |  | 745.1204 | 0.014645 |  | 745.3602 | 0 |  | 745.3602 | 0.033567 |  | 735.9254 | -0.0004883 |  | 745.3602 | 0 |  | 745.1204 | -0.0006898 |  | 741.3895 | 0.00076231 |  | 745.3602 | 0.0016718 |  | 745.3602 | 0.58214
[7 empty] | 736.1552 | 0.0011 |  | 736.16 | 0 |  | 745.5957 | 0.0003183 |  | 736.1552 | -0.00068372 |  | 745.5957 | 0.00015137 |  | 753.4267 | 0.00051321 |  | 745.5957 | 0.0003673 |  |  |  |  | 745.3561 | 0.016019 |  | 745.5957 | 0.00069774 |  | 745.5957 | 0.033166 |  | 736.1552 | 0.00067601 |  | 745.5957 | 0.00027094 |  | 745.3561 | 0.00072216 |  | 741.6221 | 0.0018863 |  | 745.5957 | 0.0027628 |  | 745.5957 | 0.5713
[7 empty] | 736.385 | -1.2953e-05 |  | 736.39 | 0 |  | 745.8312 | 0 |  | 736.385 | -0.00061763 |  | 745.8312 | -0.00096854 |  | 753.6608 | -0.00025954 |  | 745.8312 | 0 |  |  |  |  | 745.5919 | 0.015119 |  | 745.8312 | 0 |  | 745.8312 | 0.032755 |  | 736.385 | -0.001781 |  | 745.8312 | 0 |  | 745.5919 | 3.9682e-05 |  | 741.8547 | 0.00053853 |  | 745.8312 | 0.001905 |  | 745.8312 | 0.5597
[7 empty] | 736.6148 | 0.00132 |  | 736.61 | 0 |  | 746.0668 | 0.00047105 |  | 736.6148 | 0.0016076 |  | 746.0668 | -5.3807e-05 |  | 753.8948 | 0.00040239 |  | 746.0668 | 0.00022523 |  |  |  |  | 745.8276 | 0.016454 |  | 746.0668 | 0.00026633 |  | 746.0668 | 0.031971 |  | 736.6148 | 0.0014604 |  | 746.0668 | 0.00033684 |  | 745.8276 | 0.00040935 |  | 742.0874 | 0.0019282 |  | 746.0668 | 0.0028347 |  | 746.0668 | 0.54725
[7 empty] | 736.8446 | -0.00041755 |  | 736.84 | 0 |  | 746.3023 | 0 |  | 736.8446 | 0.00026574 |  | 746.3023 | -0.0013661 |  | 754.1289 | -0.00029188 |  | 746.3023 | 0 |  |  |  |  | 746.0634 | 0.013951 |  | 746.3023 | 0 |  | 746.3023 | 0.031483 |  | 736.8446 | 1.964e-05 |  | 746.3023 | 0 |  | 746.0634 | -0.00019096 |  | 742.3201 | 0.0006865 |  | 746.3023 | 0.0012189 |  | 746.3023 | 0.53627
[7 empty] | 737.0744 | 0.00066686 |  | 737.07 | 0 |  | 746.5378 | 0.00042465 |  | 737.0744 | -0.00011836 |  | 746.5378 | 0.00068094 |  | 754.363 | 0.00050411 |  | 746.5378 | 0.00018991 |  |  |  |  | 746.2992 | 0.015632 |  | 746.5378 | 0.00041247 |  | 746.5378 | 0.031927 |  | 737.0744 | 0.00058014 |  | 746.5378 | 0.00026804 |  | 746.2992 | 0.00055368 |  | 742.5527 | 0.001877 |  | 746.5378 | 0.0033139 |  | 746.5378 | 0.52447
[7 empty] | 737.3043 | 0.00051725 |  | 737.3 | 0 |  | 746.7734 | 0 |  | 737.3043 | -0.0011759 |  | 746.7734 | -0.00046667 |  | 754.5971 | -0.00018788 |  | 746.7734 | 0 |  |  |  |  | 746.5349 | 0.014822 |  | 746.7734 | 0 |  | 746.7734 | 0.031647 |  | 737.3043 | 0.00024965 |  | 746.7734 | 0 |  | 746.5349 | -0.00044545 |  | 742.7854 | 0.00070154 |  | 746.7734 | 0.001021 |  | 746.7734 | 0.51234
[7 empty] | 737.5341 | 0.00161 |  | 737.53 | 0 |  | 747.009 | 0.00044636 |  | 737.5341 | 0.0010214 |  | 747.009 | 0.00031371 |  | 754.8312 | 0.00059581 |  | 747.009 | 0.00042643 |  |  |  |  | 746.7707 | 0.015305 |  | 747.009 | 0.00030728 |  | 747.009 | 0.031555 |  | 737.5341 | 0.0016018 |  | 747.009 | 0.00043971 |  | 746.7707 | 0.00051089 |  | 743.0181 | 0.001895 |  | 747.009 | 0.0026055 |  | 747.009 | 0.50167
[7 empty] | 737.7639 | -8.8252e-05 |  | 737.76 | 0 |  | 747.2445 | 0 |  | 737.7639 | -0.0012503 |  | 747.2445 | -7.9652e-05 |  | 755.0654 | -0.000207 |  | 747.2445 | 0 |  |  |  |  | 747.0065 | 0.014425 |  | 747.2445 | 0 |  | 747.2445 | 0.030708 |  | 737.7639 | 0.00045949 |  | 747.2445 | 0 |  | 747.0065 | -5.4662e-05 |  | 743.2508 | 0.00065368 |  | 747.2445 | 0.0014476 |  | 747.2445 | 0.48945
[7 empty] | 737.9938 | 0.00018852 |  | 737.99 | 0 |  | 747.4801 | 0.00025955 |  | 737.9938 | 0.00086972 |  | 747.4801 | 0.00043985 |  | 755.2995 | -0.00028354 |  | 747.4801 | 0.00045837 |  |  |  |  | 747.2423 | 0.014858 |  | 747.4801 | 0.00070487 |  | 747.4801 | 0.031142 |  | 737.9938 | 0.00082846 |  | 747.4801 | 0.0004341 |  | 747.2423 | 0.00060547 |  | 743.4835 | 0.0019357 |  | 747.4801 | 0.0025195 |  | 747.4801 | 0.47943
[7 empty] | 738.2236 | -0.00026985 |  | 738.22 | 0 |  | 747.7157 | 0 |  | 738.2236 | 1.3811e-06 |  | 747.7157 | -0.00055596 |  | 755.5336 | 0.00047465 |  | 747.7157 | 0 |  |  |  |  | 747.4781 | 0.013904 |  | 747.7157 | 0 |  | 747.7157 | 0.029691 |  | 738.2236 | -0.00027954 |  | 747.7157 | 0 |  | 747.4781 | -0.00010711 |  | 743.7162 | 0.00055313 |  | 747.7157 | 0.0017766 |  | 747.7157 | 0.47011
[7 empty] | 738.4535 | -0.00018439 |  | 738.45 | 0 |  | 747.9513 | 0.00052552 |  | 738.4536 | -0.00018098 |  | 747.9513 | -0.00029548 |  | 755.7678 | -0.00020788 |  | 747.9513 | 0.00026886 |  |  |  |  | 747.7139 | 0.014715 |  | 747.9513 | 0.00026822 |  | 747.9513 | 0.030252 |  | 738.4536 | 0.0014421 |  | 747.9513 | 0.00027885 |  | 747.7139 | 0.00044041 |  | 743.949 | 0.0018942 |  | 747.9513 | 0.0019002 |  | 747.9513 | 0.45979
[7 empty] | 738.6834 | -0.00046399 |  | 738.68 | 0 |  | 748.1869 | 0 |  | 738.6834 | -0.0010067 |  | 748.1869 | -0.00037775 |  | 756.002 | 0.00051196 |  | 748.1869 | 0 |  |  |  |  | 747.9498 | 0.013819 |  | 748.1869 | 0 |  | 748.1869 | 0.02964 |  | 738.6834 | -0.00066732 |  | 748.1869 | 0 |  | 747.9497 | -3.5896e-05 |  | 744.1817 | 0.00057192 |  | 748.1869 | 0.0014399 |  | 748.1869 | 0.4481
[7 empty] | 738.9133 | 0.00054583 |  | 738.91 | 0 |  | 748.4225 | 0.00059714 |  | 738.9133 | -0.00013492 |  | 748.4225 | 0.00081197 |  | 756.2361 | -0.0002189 |  | 748.4226 | 0.00044226 |  |  |  |  | 748.1856 | 0.014462 |  | 748.4225 | 0.00050842 |  | 748.4225 | 0.0304 |  | 738.9133 | 0.001708 |  | 748.4226 | 0.00036733 |  | 748.1856 | 0.00073615 |  | 744.4144 | 0.0019607 |  | 748.4225 | 0.0024235 |  | 748.4225 | 0.44004
[7 empty] | 739.1432 | 0.00021588 |  | 739.14 | 0 |  | 748.6582 | 0 |  | 739.1432 | 0.00031179 |  | 748.6582 | -0.00089913 |  | 756.4703 | 0.00048974 |  | 748.6581 | 0 |  |  |  |  | 748.4214 | 0.01367 |  | 748.6582 | 0 |  | 748.6581 | 0.029237 |  | 739.1432 | 0.00039612 |  | 748.6581 | 0 |  | 748.4214 | -0.00054586 |  | 744.6472 | 0.00058319 |  | 748.6582 | 0.00035899 |  | 748.6582 | 0.42777
[7 empty] | 739.3731 | 0.00018015 |  | 739.37 | 0 |  | 748.8938 | 0.00066583 |  | 739.3731 | 0.00047583 |  | 748.8938 | 0.00022843 |  | 756.7045 | -0.00022551 |  | 748.8938 | 0.00025278 |  |  |  |  | 748.6573 | 0.014371 |  | 748.8938 | 0.000416 |  | 748.8938 | 0.028462 |  | 739.3731 | 0.0024142 |  | 748.8938 | 0.00046917 |  | 748.6573 | 0.00057768 |  | 744.8799 | 0.001797 |  | 748.8938 | 0.0019637 |  | 748.8938 | 0.41872
[7 empty] | 739.603 | -0.00042811 |  | 739.6 | 0 |  | 749.1294 | 0 |  | 739.603 | -0.00044631 |  | 749.1294 | -0.00039491 |  | 756.9387 | 0.00053575 |  | 749.1295 | 0 |  |  |  |  | 748.8931 | 0.01325 |  | 749.1294 | 0 |  | 749.1295 | 0.029702 |  | 739.603 | 0.00087172 |  | 749.1295 | 0 |  | 748.8931 | -2.1399e-05 |  | 745.1127 | 0.0005534 |  | 749.1294 | 0.0011506 |  | 749.1294 | 0.40711
[7 empty] | 739.8329 | 0.00065526 |  | 739.83 | 0 |  | 749.3651 | 0.00052952 |  | 739.8329 | 0.00086516 |  | 749.3651 | 0.00044967 |  | 757.1729 | -0.00025993 |  | 749.3651 | 0.00025479 |  |  |  |  | 749.129 | 0.014083 |  | 749.3651 | 0.00049243 |  | 749.3651 | 0.028828 |  | 739.8329 | 0.0018407 |  | 749.3651 | 0.00033189 |  | 749.129 | 0.00051317 |  | 745.3455 | 0.0018092 |  | 749.3651 | 0.0019158 |  | 749.3651 | 0.39712
[7 empty] | 740.0629 | -0.00023342 |  | 740.06 | 0 |  | 749.6008 | 0 |  | 740.0629 | -0.00064345 |  | 749.6008 | -0.0010348 |  | 757.4071 | 0.00041803 |  | 749.6008 | 0 |  |  |  |  | 749.3649 | 0.012459 |  | 749.6008 | 0 |  | 749.6008 | 0.028453 |  | 740.0629 | -0.0013894 |  | 749.6008 | 0 |  | 749.3649 | -0.00020264 |  | 745.5783 | 0.00072197 |  | 749.6008 | 0.00065683 |  | 749.6008 | 0.38676
[7 empty] | 740.2928 | 0.00010093 |  | 740.29 | 0 |  | 749.8364 | 0.00029068 |  | 740.2928 | 0.00074685 |  | 749.8364 | 0.00030304 |  | 757.6414 | -0.00022867 |  | 749.8364 | 0.00018253 |  |  |  |  | 749.6008 | 0.014774 |  | 749.8364 | 0.0002147 |  | 749.8364 | 0.028148 |  | 740.2928 | 0.001353 |  | 749.8364 | 0.0004247 |  | 749.6008 | 0.00049974 |  | 745.8111 | 0.001968 |  | 749.8364 | 0.0018971 |  | 749.8364 | 0.37843
[7 empty] | 740.5228 | -0.0012 |  | 740.52 | 0 |  | 750.0721 | 0 |  | 740.5228 | 0.00068734 |  | 750.0721 | -0.0012653 |  | 757.8756 | 0.00044137 |  | 750.0721 | 0 |  |  |  |  | 749.8367 | 0.01272 |  | 750.0721 | 0 |  | 750.0721 | 0.027132 |  | 740.5228 | -0.00042606 |  | 750.0721 | 0 |  | 749.8367 | -0.00037498 |  | 746.0439 | 0.00062674 |  | 750.0721 | -0.00028427 |  | 750.0721 | 0.36668
[7 empty] | 740.7527 | -9.1087e-05 |  | 740.75 | 0 |  | 750.3078 | 0.0004309 |  | 740.7527 | 0.00054667 |  | 750.3078 | 0.00038343 |  | 758.1099 | -0.00030544 |  | 750.3078 | 0.00049086 |  |  |  |  | 750.0726 | 0.014024 |  | 750.3078 | 0.0005805 |  | 750.3078 | 0.028223 |  | 740.7527 | 0.00072781 |  | 750.3078 | 0.00030847 |  | 750.0726 | 0.00052083 |  | 746.2767 | 0.0017201 |  | 750.3078 | 0.0020764 |  | 750.3078 | 0.35858
[7 empty] | 740.9827 | -0.00085352 |  | 740.98 | 0 |  | 750.5435 | 0 |  | 740.9827 | -0.0015532 |  | 750.5435 | -0.00091784 |  | 758.3441 | 0.00042493 |  | 750.5435 | 0 |  |  |  |  | 750.3085 | 0.012655 |  | 750.5435 | 0 |  | 750.5435 | 0.027552 |  | 740.9827 | -0.00026014 |  | 750.5435 | 0 |  | 750.3085 | -0.00078006 |  | 746.5096 | 0.00041623 |  | 750.5435 | -0.00013798 |  | 750.5435 | 0.34815
[7 empty] | 741.2127 | 0.0003545 |  | 741.21 | 0 |  | 750.7792 | 0.00042028 |  | 741.2126 | 0.0007369 |  | 750.7792 | 0.00020371 |  | 758.5784 | -0.00018462 |  | 750.7792 | 0.0001425 |  |  |  |  | 750.5444 | 0.013979 |  | 750.7792 | 0.00044027 |  | 750.7792 | 0.027601 |  | 741.2126 | 0.0027766 |  | 750.7792 | 0.00036373 |  | 750.5444 | 0.00033522 |  | 746.7424 | 0.0017672 |  | 750.7792 | 0.0015446 |  | 750.7792 | 0.34064
[7 empty] | 741.4426 | -0.00021888 |  | 741.44 | 0 |  | 751.015 | 0 |  | 741.4426 | 0.00028341 |  | 751.015 | -0.00042036 |  | 758.8126 | 0.00047241 |  | 751.0149 | 0 |  |  |  |  | 750.7804 | 0.014057 |  | 751.015 | 0 |  | 751.015 | 0.027473 |  | 741.4426 | -0.00112 |  | 751.0149 | 0 |  | 750.7804 | -0.00058377 |  | 746.9753 | 0.00044174 |  | 751.015 | 0.00047732 |  | 751.015 | 0.33065
[7 empty] | 741.6726 | 0.00086468 |  | 741.67 | 0 |  | 751.2507 | 0.00031069 |  | 741.6726 | 0.0011746 |  | 751.2507 | 0.00046396 |  | 759.0469 | -0.00020568 |  | 751.2507 | 0.00029738 |  |  |  |  | 751.0163 | 0.013997 |  | 751.2507 | 0.00033925 |  | 751.2507 | 0.026913 |  | 741.6726 | 0.00095767 |  | 751.2507 | 0.00042104 |  | 751.0163 | 0.00075937 |  | 747.2081 | 0.0018791 |  | 751.2507 | 0.0013606 |  | 751.2507 | 0.32359
[7 empty] | 741.9026 | -0.00059498 |  | 741.9 | 0 |  | 751.4864 | 0 |  | 741.9026 | -0.00055647 |  | 751.4864 | -0.00039971 |  | 759.2812 | 0.00054686 |  | 751.4864 | 0 |  |  |  |  | 751.2523 | 0.012575 |  | 751.4864 | 0 |  | 751.4865 | 0.026278 |  | 741.9026 | -0.0010232 |  | 751.4864 | 0 |  | 751.2523 | -0.00041497 |  | 747.441 | 0.00038731 |  | 751.4864 | 0.00098567 |  | 751.4864 | 0.31403
[7 empty] | 742.1326 | -0.00012864 |  | 742.13 | 0 |  | 751.7222 | 0.00040942 |  | 742.1326 | 0.00030345 |  | 751.7222 | 0.0010463 |  | 759.5155 | -0.0003214 |  | 751.7222 | 0.00037707 |  |  |  |  | 751.4882 | 0.013744 |  | 751.7222 | 0.00046763 |  | 751.7222 | 0.027725 |  | 742.1326 | 0.0021351 |  | 751.7222 | 0.0001273 |  | 751.4882 | 0.00097336 |  | 747.6738 | 0.0017784 |  | 751.7222 | 0.0020969 |  | 751.7222 | 0.3055
[7 empty] | 742.3626 | -0.00155 |  | 742.36 | 0 |  | 751.9579 | 0 |  | 742.3626 | -0.0013104 |  | 751.9579 | -0.00095735 |  | 759.7498 | 0.00044942 |  | 751.9579 | 0 |  |  |  |  | 751.7242 | 0.011843 |  | 751.9579 | 0 |  | 751.9579 | 0.025587 |  | 742.3626 | 0.000106 |  | 751.9579 | 0 |  | 751.7242 | -0.00015322 |  | 747.9067 | 0.00044504 |  | 751.9579 | 0.00047517 |  | 751.9579 | 0.29653
[7 empty] | 742.5927 | 0.00041426 |  | 742.59 | 0 |  | 752.1937 | 0.00034469 |  | 742.5927 | 0.001388 |  | 752.1937 | 0.00021768 |  | 759.9841 | -0.00015888 |  | 752.1937 | 7.4e-05 |  |  |  |  | 751.9602 | 0.013392 |  | 752.1937 | 0.00033015 |  | 752.1937 | 0.025997 |  | 742.5927 | 0.0036212 |  | 752.1937 | 0.00041459 |  | 751.9602 | 0.00034271 |  | 748.1396 | 0.0017319 |  | 752.1937 | 0.001557 |  | 752.1937 | 0.28792
[7 empty] | 742.8226 | -0.00073427 |  | 742.82 | 0 |  | 752.4295 | 0 |  | 742.8226 | -0.0014932 |  | 752.4295 | -0.00024241 |  | 760.2185 | 0.00052255 |  | 752.4295 | 0 |  |  |  |  | 752.1961 | 0.0122 |  | 752.4295 | 0 |  | 752.4295 | 0.025417 |  | 742.8226 | -0.0017265 |  | 752.4295 | 0 |  | 752.1961 | -0.00040475 |  | 748.3726 | 0.00040005 |  | 752.4295 | -5.5531e-06 |  | 752.4295 | 0.27956
[7 empty] | 743.0527 | 9.2715e-05 |  | 743.05 | 0 |  | 752.6653 | 0.00031209 |  | 743.0527 | -0.00070014 |  | 752.6653 | 9.1892e-05 |  | 760.4528 | -0.00030244 |  | 752.6653 | 0.00025901 |  |  |  |  | 752.4321 | 0.013103 |  | 752.6653 | 0.00035156 |  | 752.6653 | 0.026447 |  | 743.0527 | -0.00091372 |  | 752.6653 | 0.00027136 |  | 752.4321 | 0.00055918 |  | 748.6055 | 0.0018818 |  | 752.6653 | 0.0015066 |  | 752.6653 | 0.27245
[7 empty] | 743.2827 | -0.00016581 |  | 743.28 | 0 |  | 752.9011 | 0 |  | 743.2827 | -0.00030031 |  | 752.9011 | -0.0010346 |  | 760.6872 | 0.00057949 |  | 752.9011 | 0 |  |  |  |  | 752.6681 | 0.012648 |  | 752.9011 | 0 |  | 752.9011 | 0.024215 |  | 743.2827 | -0.00032199 |  | 752.9011 | 0 |  | 752.6681 | -0.00039892 |  | 748.8384 | 0.00060198 |  | 752.9011 | 0.00010464 |  | 752.9011 | 0.26387
[7 empty] | 743.5128 | -0.00023957 |  | 743.51 | 0 |  | 753.1369 | 0.00031693 |  | 743.5128 | 0.000567 |  | 753.1369 | 0.00054564 |  | 760.9215 | -0.00031657 |  | 753.1368 | 0.00048132 |  |  |  |  | 752.9042 | 0.012932 |  | 753.1369 | 0.0007871 |  | 753.1368 | 0.025207 |  | 743.5128 | 0.0020855 |  | 753.1368 | 0.00042572 |  | 752.9042 | 0.00081388 |  | 749.0714 | 0.0018292 |  | 753.1369 | 0.0019834 |  | 753.1369 | 0.2574
[7 empty] | 743.7429 | 0.00053925 |  | 743.74 | 0 |  | 753.3727 | 0 |  | 743.7429 | -0.0003501 |  | 753.3727 | -0.00074157 |  | 761.1559 | 0.00044386 |  | 753.3727 | 0 |  |  |  |  | 753.1402 | 0.012743 |  | 753.3727 | 0 |  | 753.3727 | 0.024196 |  | 743.7429 | 0.00097469 |  | 753.3727 | 0 |  | 753.1402 | -0.00075201 |  | 749.3043 | 0.00023678 |  | 753.3727 | -0.00013958 |  | 753.3727 | 0.24929
[7 empty] | 743.9729 | 0.00074784 |  | 743.97 | 0 |  | 753.6085 | 0.00059056 |  | 743.9729 | 0.00034063 |  | 753.6085 | 0.0002998 |  | 761.3903 | -0.00027793 |  | 753.6085 | 0.00037393 |  |  |  |  | 753.3762 | 0.013075 |  | 753.6085 | 0.00054482 |  | 753.6085 | 0.025022 |  | 743.9729 | 0.0021403 |  | 753.6085 | 0.00030146 |  | 753.3762 | 0.00067111 |  | 749.5372 | 0.0017338 |  | 753.6085 | 0.0014961 |  | 753.6085 | 0.24308
[7 empty] | 744.203 | -0.00026664 |  | 744.2 | 0 |  | 753.8443 | 0 |  | 744.203 | -0.0010783 |  | 753.8443 | -0.0009077 |  | 761.6247 | 0.00065487 |  | 753.8444 | 0 |  |  |  |  | 753.6122 | 0.011224 |  | 753.8443 | 0 |  | 753.8444 | 0.023984 |  | 744.203 | -0.0031855 |  | 753.8444 | 0 |  | 753.6123 | -0.0003633 |  | 749.7702 | 0.00037152 |  | 753.8443 | -0.00023276 |  | 753.8443 | 0.2339
[7 empty] | 744.4331 | -7.4e-05 |  | 744.43 | 0 |  | 754.0802 | 0.00035017 |  | 744.4331 | 0.0024056 |  | 754.0802 | 0.00062253 |  | 761.8591 | -0.00037825 |  | 754.0802 | 0.00032398 |  |  |  |  | 753.8483 | 0.012691 |  | 754.0802 | 0.00060576 |  | 754.0802 | 0.024911 |  | 744.4331 | 0.0010902 |  | 754.0802 | 0.00044997 |  | 753.8483 | 0.0006228 |  | 750.0032 | 0.0017838 |  | 754.0802 | 0.0017674 |  | 754.0802 | 0.22851
[7 empty] | 744.6631 | -0.00114 |  | 744.66 | 0 |  | 754.316 | 0 |  | 744.6631 | -0.00085734 |  | 754.316 | -0.00083913 |  | 762.0934 | 0.00033883 |  | 754.316 | 0 |  |  |  |  | 754.0844 | 0.011026 |  | 754.316 | 0 |  | 754.316 | 0.024545 |  | 744.6631 | -6.326e-05 |  | 754.316 | 0 |  | 754.0843 | -0.00070248 |  | 750.2361 | 0 |  | 754.316 | -0.00070877 |  | 754.316 | 0.22099
[7 empty] | 744.8932 | 0.00087761 |  | 744.89 | 0 |  | 754.5519 | 0.00031158 |  | 744.8932 | 0.00090831 |  | 754.5519 | 0.00024316 |  | 762.3279 | -0.00032605 |  | 754.5519 | 0 |  |  |  |  | 754.3204 | 0.01206 |  | 754.5519 | 0.00041829 |  | 754.5519 | 0.024323 |  | 744.8932 | 0.0023351 |  | 754.5519 | 0.00039033 |  | 754.3204 | 0.00014518 |  | 750.4691 | 0 |  | 754.5519 | 0.00092059 |  | 754.5519 | 0.21357
[7 empty] | 745.1234 | 5.2155e-05 |  | 745.12 | 0 |  | 754.7878 | 0 |  | 745.1234 | -0.0012992 |  | 754.7878 | -0.00064806 |  | 762.5623 | 0.00048994 |  | 754.7878 | 0 |  |  |  |  | 754.5565 | 0.011491 |  | 754.7878 | 0 |  | 754.7878 | 0.022609 |  | 745.1234 | -0.0013347 |  | 754.7878 | 0 |  | 754.5565 | -0.00017532 |  | 750.7021 | 0 |  | 754.7878 | 0.00022591 |  | 754.7878 | 0.20727
[7 empty] | 745.3535 | 0.00040731 |  | 745.35 | 0 |  | 755.0236 | 1.0236e-05 |  | 745.3535 | 0.0013455 |  | 755.0236 | 0.00032548 |  | 762.7968 | -0.00022543 |  | 755.0236 | 4.0422e-05 |  |  |  |  | 754.7926 | 0.012104 |  | 755.0236 | 7.6982e-05 |  | 755.0236 | 0.023985 |  | 745.3535 | -0.00068446 |  | 755.0236 | 0.00019724 |  | 754.7926 | 0.0002732 |  | 750.9351 | 0 |  | 755.0236 | 0.00061464 |  | 755.0236 | 0.20162
[7 empty] | 745.5836 | 0.00019396 |  | 745.58 | 0 |  | 755.2595 | 0 |  | 745.5836 | -0.00091002 |  | 755.2595 | -0.00067087 |  | 763.0312 | 0.00046945 |  | 755.2595 | 0 |  |  |  |  | 755.0287 | 0.011335 |  | 755.2595 | 0 |  | 755.2595 | 0.02307 |  | 745.5836 | 0.0013122 |  | 755.2595 | 0 |  | 755.0287 | -0.00065961 |  | 751.1682 | 0 |  | 755.2595 | 0.00030706 |  | 755.2595 | 0.19496
[7 empty] | 745.8138 | 0.0015 |  | 745.81 | 0 |  | 755.4954 | 0.0005395 |  | 745.8138 | 0.00074392 |  | 755.4954 | 0.00024498 |  | 763.2656 | -0.0002845 |  | 755.4954 | 0.00024277 |  |  |  |  | 755.2648 | 0.012094 |  | 755.4954 | 0.00038157 |  | 755.4954 | 0.023911 |  | 745.8138 | 0.0013537 |  | 755.4954 | 0.00018193 |  | 755.2648 | 0.00046754 |  | 751.4012 | 0 |  | 755.4954 | 0.0011466 |  | 755.4954 | 0.18925
[7 empty] | 746.0439 | -0.00077203 |  | 746.04 | 0 |  | 755.7313 | 0 |  | 746.0439 | -0.00040389 |  | 755.7313 | -0.0011941 |  | 763.5001 | 0.00049615 |  | 755.7313 | 0 |  |  |  |  | 755.5009 | 0.011276 |  | 755.7313 | 0 |  | 755.7313 | 0.021861 |  | 746.0439 | -0.00080697 |  | 755.7313 | 0 |  | 755.5009 | -0.00022549 |  | 751.6342 | 0 |  | 755.7313 | -0.00018128 |  | 755.7313 | 0.18403
[7 empty] | 746.274 | -0.00043225 |  | 746.27 | 0 |  | 755.9673 | 0.0003242 |  | 746.274 | 0.00074899 |  | 755.9673 | 0.00010842 |  | 763.7346 | -0.00026832 |  | 755.9673 | 0.00016103 |  |  |  |  | 755.737 | 0.011029 |  | 755.9673 | 0.00044608 |  | 755.9673 | 0.02305 |  | 746.274 | 0.001159 |  | 755.9673 | 0.00037824 |  | 755.737 | 0.00051827 |  | 751.8673 | 0 |  | 755.9673 | 0.00065917 |  | 755.9673 | 0.17831
[7 empty] | 746.5042 | -1.0811e-06 |  | 746.5 | 0 |  | 756.2032 | 0 |  | 746.5042 | -0.00035378 |  | 756.2032 | -0.00077863 |  | 763.9691 | 0.00047679 |  | 756.2032 | 0 |  |  |  |  | 755.9731 | 0.011162 |  | 756.2032 | 0 |  | 756.2032 | 0.021613 |  | 746.5042 | 0.0012594 |  | 756.2032 | 0 |  | 755.9731 | -8.7595e-05 |  | 752.1003 | 0 |  | 756.2032 | 0.00072396 |  | 756.2032 | 0.17243
[7 empty] | 746.7344 | 0.00066392 |  | 746.73 | 0 |  | 756.4391 | 0.00035692 |  | 746.7344 | 0.0010752 |  | 756.4391 | 4.9443e-05 |  | 764.2036 | -0.0002179 |  | 756.4392 | 0.00026157 |  |  |  |  | 756.2093 | 0.011325 |  | 756.4391 | 0.00063391 |  | 756.4391 | 0.021667 |  | 746.7344 | 0.0022597 |  | 756.4392 | 0.000256 |  | 756.2092 | 0.00043007 |  | 752.3334 | 0 |  | 756.4391 | 0.00096156 |  | 756.4391 | 0.16765
[7 empty] | 746.9645 | -0.00057308 |  | 746.96 | 0 |  | 756.6751 | 0 |  | 746.9645 | -0.0014081 |  | 756.6751 | -0.0011741 |  | 764.438 | 0.00048734 |  | 756.6751 | 0 |  |  |  |  | 756.4454 | 0.010635 |  | 756.6751 | 0 |  | 756.675 | 0.022086 |  | 746.9645 | 0.0010569 |  | 756.6751 | 0 |  | 756.4454 | -0.00056602 |  | 752.5665 | 0 |  | 756.6751 | -0.0012398 |  | 756.6751 | 0.16119
[7 empty] | 747.1948 | 0.00096694 |  | 747.19 | 0 |  | 756.911 | 0.00060952 |  | 747.1948 | -0.00028017 |  | 756.911 | 0.000299 |  | 764.6725 | -0.00032002 |  | 756.911 | 0.00026505 |  |  |  |  | 756.6816 | 0.011388 |  | 756.911 | 0.00028403 |  | 756.911 | 0.022163 |  | 747.1948 | 0.00062479 |  | 756.911 | 0.00042288 |  | 756.6816 | 0.00054974 |  | 752.7996 | 0 |  | 756.911 | 0.0010635 |  | 756.911 | 0.1574
[7 empty] | 747.4249 | 0.00018939 |  | 747.42 | 0 |  | 757.147 | 0 |  | 747.4249 | -0.00038645 |  | 757.147 | -0.0011218 |  | 764.9071 | 0.00053967 |  | 757.147 | 0 |  |  |  |  | 756.9177 | 0.010464 |  | 757.147 | 0 |  | 757.147 | 0.020405 |  | 747.4249 | -0.00012387 |  | 757.147 | 0 |  | 756.9177 | -0.00074302 |  | 753.0327 | 0 |  | 757.147 | -0.0010404 |  | 757.147 | 0.15211
[7 empty] | 747.6552 | 0.00037246 |  | 747.66 | 0 |  | 757.383 | 0.00043604 |  | 747.6552 | 0.00022777 |  | 757.383 | -0.0003757 |  | 765.1416 | -0.00034088 |  | 757.3829 | 3.3025e-05 |  |  |  |  | 757.1539 | 0.010167 |  | 757.383 | 0.00029795 |  | 757.3829 | 0.022535 |  | 747.6552 | 0.0013802 |  | 757.3829 | 0.00030164 |  | 757.1539 | 0.00038066 |  | 753.2657 | 0 |  | 757.383 | -3.1119e-05 |  | 757.383 | 0.14743
[7 empty] | 747.8853 | -0.00081064 |  | 747.89 | 0 |  | 757.6189 | 0 |  | 747.8853 | 0.00029313 |  | 757.6189 | -0.0010583 |  | 765.3762 | 0.00051463 |  | 757.619 | 0 |  |  |  |  | 757.3901 | 0.0095492 |  | 757.6189 | 0 |  | 757.619 | 0.020581 |  | 747.8853 | 0.0003174 |  | 757.619 | 0 |  | 757.3901 | -0.00059126 |  | 753.4989 | 0 |  | 757.6189 | -0.00012482 |  | 757.6189 | 0.14224
[7 empty] | 748.1155 | 0.00145 |  | 748.12 | 0 |  | 757.8549 | 0.00031673 |  | 748.1155 | 0.0021583 |  | 757.8549 | 7.1026e-05 |  | 765.6107 | -0.00027363 |  | 757.8549 | 0.00023672 |  |  |  |  | 757.6263 | 0.011148 |  | 757.8549 | 0.00051612 |  | 757.8549 | 0.021638 |  | 748.1155 | 0.0020044 |  | 757.8549 | 0.00034267 |  | 757.6263 | 0.00019074 |  | 753.732 | 0 |  | 757.8549 | 0.00052899 |  | 757.8549 | 0.13866
[7 empty] | 748.3458 | -0.00136 |  | 748.35 | 0 |  | 758.0909 | 0 |  | 748.3458 | -0.0010205 |  | 758.0909 | -0.00012287 |  | 765.8452 | 0.00050814 |  | 758.0909 | 0 |  |  |  |  | 757.8624 | 0.0097315 |  | 758.0909 | 0 |  | 758.0909 | 0.021048 |  | 748.3458 | -0.00078307 |  | 758.0909 | 0 |  | 757.8624 | -0.00051067 |  | 753.9651 | 0 |  | 758.0909 | 0.0001227 |  | 758.0909 | 0.13367
[7 empty] | 748.576 | -0.00073867 |  | 748.58 | 0 |  | 758.3269 | 0.00023104 |  | 748.576 | 0.00012775 |  | 758.3269 | 0.00052132 |  | 766.0798 | -0.00040452 |  | 758.327 | 0.00028211 |  |  |  |  | 758.0987 | 0.010694 |  | 758.3269 | 0.00038665 |  | 758.327 | 0.021403 |  | 748.576 | 0.0015421 |  | 758.327 | 0.00045988 |  | 758.0987 | 0.00046188 |  | 754.1983 | 0 |  | 758.3269 | 0.00037419 |  | 758.3269 | 0.12936
[7 empty] | 748.8063 | 0.00049838 |  | 748.81 | 0 |  | 758.563 | 0 |  | 748.8063 | -0.00057755 |  | 758.563 | -0.00099001 |  | 766.3144 | 0.00056546 |  | 758.563 | 0 |  |  |  |  | 758.3349 | 0.0098383 |  | 758.563 | 0 |  | 758.563 | 0.019918 |  | 748.8063 | -0.00047713 |  | 758.563 | 0 |  | 758.3349 | -0.00083527 |  | 754.4315 | 0 |  | 758.563 | -0.00044685 |  | 758.563 | 0.12519
[7 empty] | 749.0365 | -0.00022707 |  | 749.04 | 0 |  | 758.799 | 0 |  | 749.0365 | -0.0011588 |  | 758.799 | -0.00089605 |  | 766.549 | -0.00032491 |  | 758.799 | 0 |  |  |  |  | 758.5711 | 0.0097831 |  | 758.799 | 0 |  | 758.799 | 0.020916 |  | 749.0365 | -0.002511 |  | 758.799 | 0 |  | 758.5711 | -9.4567e-05 |  | 754.6646 | 0 |  | 758.799 | -0.00064553 |  | 758.799 | 0.11735
[7 empty] | 749.2668 | 0.00054446 |  | 749.27 | 0 |  | 759.035 | 0.00032507 |  | 749.2668 | 0.0010851 |  | 759.035 | 0.00047754 |  | 766.7836 | 0.0005301 |  | 759.035 | 0.00031749 |  |  |  |  | 758.8073 | 0.011148 |  | 759.035 | 0.00069171 |  | 759.035 | 0.020458 |  | 749.2668 | 0.0035699 |  | 759.035 | 0.00040552 |  | 758.8073 | 0.00018614 |  | 754.8978 | 0 |  | 759.035 | 0.0012049 |  | 759.035 | 0.11366
[7 empty] | 749.497 | -0.00025679 |  | 749.5 | 0 |  | 759.2711 | 0 |  | 749.497 | 0.00047558 |  | 759.2711 | -0.0010251 |  | 767.0182 | -0.00028485 |  | 759.2711 | 0 |  |  |  |  | 759.0436 | 0.0099463 |  | 759.2711 | 0 |  | 759.2711 | 0.019651 |  | 749.497 | -0.00085196 |  | 759.2711 | 0 |  | 759.0436 | -0.00055137 |  | 755.131 | 0 |  | 759.2711 | -0.00062536 |  | 759.2711 | 0.10926
[7 empty] | 749.7273 | 0.00012277 |  | 749.73 | 0 |  | 759.5071 | 0.00068199 |  | 749.7273 | 0.0022511 |  | 759.5071 | 0.00085918 |  | 767.2527 | 0.00052723 |  | 759.5071 | 0.00046248 |  |  |  |  | 759.2798 | 0.011947 |  | 759.5071 | 0.00024266 |  | 759.5071 | 0.019681 |  | 749.7273 | 0.0024147 |  | 759.5071 | 0.00045286 |  | 759.2798 | 0.00089693 |  | 755.3641 | 0 |  | 759.5071 | 0.00053742 |  | 759.5071 | 0.10669
[7 empty] | 749.9576 | 0.00025838 |  | 749.96 | 0 |  | 759.7432 | 0 |  | 749.9576 | -0.0012527 |  | 759.7432 | 9.8592e-05 |  | 767.4874 | -0.00029006 |  | 759.7432 | 0 |  |  |  |  | 759.5161 | 0.0093417 |  | 759.7432 | 0 |  | 759.7432 | 0.019203 |  | 749.9576 | -0.00027825 |  | 759.7432 | 0 |  | 759.5161 | -0.00027861 |  | 755.5974 | 0 |  | 759.7432 | 0.00060357 |  | 759.7432 | 0.10218
[7 empty] | 750.1879 | 0.00034988 |  | 750.19 | 0 |  | 759.9793 | 0.00031805 |  | 750.1879 | 0.0012992 |  | 759.9793 | 0.00017956 |  | 767.722 | 0.00060853 |  | 759.9792 | 0.00021045 |  |  |  |  | 759.7523 | 0.011287 |  | 759.9793 | 0 |  | 759.9792 | 0.019615 |  | 750.1879 | 0.0020377 |  | 759.9792 | 0.00038795 |  | 759.7523 | 0.00047205 |  | 755.8306 | 0 |  | 759.9793 | 0.00052125 |  | 759.9793 | 0.099634
[7 empty] | 750.4181 | -0.00121 |  | 750.42 | 0 |  | 760.2154 | 0 |  | 750.4182 | 5.1367e-05 |  | 760.2154 | -0.0014858 |  | 767.9567 | -0.00029414 |  | 760.2153 | 0 |  |  |  |  | 759.9886 | 0.010305 |  | 760.2154 | 0 |  | 760.2153 | 0.018536 |  | 750.4182 | -0.0011376 |  | 760.2153 | 0 |  | 759.9886 | -0.00049021 |  | 756.0638 | 0 |  | 760.2154 | -0.00055761 |  | 760.2154 | 0.095768
[7 empty] | 750.6485 | 0.00071122 |  | 750.65 | 0 |  | 760.4514 | 0.00039375 |  | 750.6485 | 0.00062204 |  | 760.4514 | 0.0003884 |  | 768.1913 | 0.00054177 |  | 760.4515 | 0.00017236 |  |  |  |  | 760.2249 | 0.0096367 |  | 760.4514 | 0.00040989 |  | 760.4515 | 0.019036 |  | 750.6485 | -0.00043378 |  | 760.4515 | 0.00032891 |  | 760.2249 | 0.00064937 |  | 756.297 | 0 |  | 760.4514 | 0.0010777 |  | 760.4514 | 0.093479
[7 empty] | 750.8788 | -0.00047972 |  | 750.88 | 0 |  | 760.6876 | 0 |  | 750.8788 | 0.00082413 |  | 760.6876 | -0.00036919 |  | 768.426 | -0.00020801 |  | 760.6876 | 0 |  |  |  |  | 760.4612 | 0.0090612 |  | 760.6876 | 0 |  | 760.6876 | 0.018471 |  | 750.8788 | -0.00056596 |  | 760.6876 | 0 |  | 760.4612 | -0.00031469 |  | 756.5303 | 0 |  | 760.6876 | -0.00058192 |  | 760.6876 | 0.090394
[7 empty] | 751.1091 | 0.00021526 |  | 751.11 | 0 |  | 760.9237 | 0.00087208 |  | 751.1091 | 0.0002255 |  | 760.9237 | 0.00048511 |  | 768.6606 | 0.00051446 |  | 760.9236 | 0.00042466 |  |  |  |  | 760.6975 | 0.010783 |  | 760.9237 | 0.00055373 |  | 760.9236 | 0.018649 |  | 751.1091 | 0.0031256 |  | 760.9236 | 0.00041499 |  | 760.6975 | 0.00046653 |  | 756.7635 | 0 |  | 760.9237 | 0.00090309 |  | 760.9237 | 0.088281
[7 empty] | 751.3395 | -0.00054716 |  | 751.34 | 0 |  | 761.1598 | 0 |  | 751.3395 | 0.00099005 |  | 761.1598 | -0.00084101 |  | 768.8953 | -0.00018584 |  | 761.1598 | 0 |  |  |  |  | 760.9338 | 0.0087888 |  | 761.1598 | 0 |  | 761.1598 | 0.017358 |  | 751.3395 | -9.843e-05 |  | 761.1598 | 0 |  | 760.9338 | -0.00019205 |  | 756.9968 | 0 |  | 761.1598 | -0.0010175 |  | 761.1598 | 0.083723
[7 empty] | 751.5698 | 0.00014434 |  | 751.57 | 0 |  | 761.3959 | 0.00022976 |  | 751.5698 | -0.00045103 |  | 761.3959 | 0.00025202 |  | 769.13 | 0.00047819 |  | 761.3959 | 0.00046309 |  |  |  |  | 761.1701 | 0.010506 |  | 761.3959 | 0.00041098 |  | 761.3959 | 0.018356 |  | 751.5698 | -0.0010527 |  | 761.3959 | 0.00035668 |  | 761.1701 | 0.0005026 |  | 757.23 | 0 |  | 761.3959 | 0.00028514 |  | 761.3959 | 0.082521
[7 empty] | 751.8001 | -0.00116 |  | 751.8 | 0 |  | 761.6321 | 0 |  | 751.8001 | -0.00025328 |  | 761.6321 | -0.00093425 |  | 769.3647 | -0.00039116 |  | 761.6321 | 0 |  |  |  |  | 761.4064 | 0.0089406 |  | 761.6321 | 0 |  | 761.6321 | 0.017521 |  | 751.8001 | -0.0029421 |  | 761.6321 | 0 |  | 761.4064 | -0.00046321 |  | 757.4633 | 0 |  | 761.6321 | -0.00055547 |  | 761.6321 | 0.077747
[7 empty] | 752.0305 | -0.00040707 |  | 752.03 | 0 |  | 761.8682 | 0.00040227 |  | 752.0305 | 0.00038331 |  | 761.8682 | -7.6912e-05 |  | 769.5994 | 0.00061564 |  | 761.8682 | 0.00031538 |  |  |  |  | 761.6428 | 0.009428 |  | 761.8682 | 0.0002337 |  | 761.8682 | 0.017935 |  | 752.0305 | 0.0019876 |  | 761.8682 | 0.00042237 |  | 761.6428 | 0.00068324 |  | 757.6966 | 0 |  | 761.8682 | 0.00025043 |  | 761.8682 | 0.077006
[7 empty] | 752.2609 | -0.00105 |  | 752.26 | 0 |  | 762.1044 | 0 |  | 752.2609 | -0.00039232 |  | 762.1044 | -0.0011184 |  | 769.8341 | -0.00019206 |  | 762.1044 | 0 |  |  |  |  | 761.8791 | 0.0083635 |  | 762.1044 | 0 |  | 762.1044 | 0.016361 |  | 752.2609 | -0.0023001 |  | 762.1044 | 0 |  | 761.8791 | -0.0004194 |  | 757.9299 | 0 |  | 762.1044 | -0.0010132 |  | 762.1044 | 0.072847
[7 empty] | 752.4912 | 3.167e-05 |  | 752.49 | 0 |  | 762.3405 | 0.00053677 |  | 752.4912 | 0.00038779 |  | 762.3405 | 0.00025355 |  | 770.0688 | 0.00048245 |  | 762.3405 | 0.0003541 |  |  |  |  | 762.1155 | 0.010109 |  | 762.3405 | 0.00028494 |  | 762.3405 | 0.018695 |  | 752.4912 | 0.00097311 |  | 762.3405 | 0.00026717 |  | 762.1155 | 0.00050266 |  | 758.1632 | 0 |  | 762.3405 | 0.0008654 |  | 762.3405 | 0.07213
[7 empty] | 752.7216 | -3.0252e-05 |  | 752.72 | 0 |  | 762.5767 | 0 |  | 752.7216 | -0.0019667 |  | 762.5767 | -0.00065039 |  | 770.3036 | -0.00030808 |  | 762.5767 | 0 |  |  |  |  | 762.3518 | 0.0095161 |  | 762.5767 | 0 |  | 762.5767 | 0.016519 |  | 752.7216 | -0.00080968 |  | 762.5767 | 0 |  | 762.3518 | -0.00052499 |  | 758.3965 | 0 |  | 762.5767 | -0.00061903 |  | 762.5767 | 0.068863
[7 empty] | 752.952 | 0.00094887 |  | 752.95 | 0 |  | 762.8129 | 0.00034585 |  | 752.952 | 0.00074828 |  | 762.8129 | 9.3921e-05 |  | 770.5383 | 0.00042398 |  | 762.8129 | 0.00011193 |  |  |  |  | 762.5882 | 0.0096145 |  | 762.8129 | 0.00024647 |  | 762.8129 | 0.017054 |  | 752.952 | 0.0010467 |  | 762.8129 | 0.00024915 |  | 762.5882 | 0.00025483 |  | 758.6298 | 0 |  | 762.8129 | -0.00018288 |  | 762.8129 | 0.067835
[7 empty] | 753.1824 | -0.00070182 |  | 753.18 | 0 |  | 763.0491 | 0 |  | 753.1824 | 8.2395e-06 |  | 763.0491 | -0.00048173 |  | 770.7731 | -0.00032388 |  | 763.0491 | 0 |  |  |  |  | 762.8246 | 0.0086322 |  | 763.0491 | 0 |  | 763.0491 | 0.016642 |  | 753.1824 | -0.0014493 |  | 763.0491 | 0 |  | 762.8246 | -0.0003243 |  | 758.8632 | 0 |  | 763.0491 | -5.3391e-06 |  | 763.0491 | 0.065065
[7 empty] | 753.4128 | 0.0009505 |  | 753.41 | 0 |  | 763.2853 | 0.00063831 |  | 753.4128 | 3.8705e-05 |  | 763.2853 | 0.00092311 |  | 771.0078 | 0.00052009 |  | 763.2853 | 0.00014351 |  |  |  |  | 763.061 | 0.0097679 |  | 763.2853 | 0.00045935 |  | 763.2853 | 0.017408 |  | 753.4128 | 8.9993e-05 |  | 763.2853 | 0.00038376 |  | 763.061 | 0.00067457 |  | 759.0965 | 0 |  | 763.2853 | 0.00084617 |  | 763.2853 | 0.064034
[7 empty] | 753.6432 | -0.00062676 |  | 753.64 | 0 |  | 763.5215 | 0 |  | 753.6432 | 1.5802e-05 |  | 763.5215 | -0.0013774 |  | 771.2426 | -0.00041404 |  | 763.5215 | 0 |  |  |  |  | 763.2974 | 0.0080682 |  | 763.5215 | 0 |  | 763.5215 | 0.016668 |  | 753.6432 | 1.3893e-05 |  | 763.5215 | 0 |  | 763.2974 | -0.00081996 |  | 759.3298 | 0 |  | 763.5215 | -0.00086274 |  | 763.5215 | 0.061163
[7 empty] | 753.8736 | 0.0007835 |  | 753.87 | 0 |  | 763.7577 | 0.00072104 |  | 753.8736 | 0.00065752 |  | 763.7577 | 0.00016637 |  | 771.4774 | 0.00054846 |  | 763.7577 | 0.00011325 |  |  |  |  | 763.5338 | 0.0099476 |  | 763.7577 | 0.00052725 |  | 763.7577 | 0.016858 |  | 753.8736 | -0.00046512 |  | 763.7577 | 0.00045239 |  | 763.5338 | 0.0004266 |  | 759.5632 | 0 |  | 763.7577 | 0.0011289 |  | 763.7577 | 0.060382
[7 empty] | 754.1041 | -0.00014118 |  | 754.1 | 0 |  | 763.9939 | 0 |  | 754.1041 | -0.0012727 |  | 763.9939 | 0.00065308 |  | 771.7122 | -0.00020055 |  | 763.994 | 0 |  |  |  |  | 763.7702 | 0.008602 |  | 763.9939 | 0 |  | 763.994 | 0.016105 |  | 754.1041 | -0.00050812 |  | 763.994 | 0 |  | 763.7702 | -0.00070014 |  | 759.7966 | 0 |  | 763.9939 | 6.1347e-05 |  | 763.9939 | 0.057129
[7 empty] | 754.3345 | 0.00027277 |  | 754.33 | 0 |  | 764.2302 | 0.00033988 |  | 754.3345 | 0.00047328 |  | 764.2302 | 0.00021353 |  | 771.947 | 0.00050221 |  | 764.2302 | 0.00050054 |  |  |  |  | 764.0066 | 0.0095787 |  | 764.2302 | 0.00022007 |  | 764.2302 | 0.016121 |  | 754.3345 | -0.0011251 |  | 764.2302 | 0.00034643 |  | 764.0066 | 0.00079615 |  | 760.03 | 0 |  | 764.2302 | 0.00078206 |  | 764.2302 | 0.056263
[7 empty] | 754.5649 | -7.6084e-05 |  | 754.56 | 0 |  | 764.4664 | 0 |  | 754.5649 | -0.00076782 |  | 764.4664 | -0.00088477 |  | 772.1818 | -0.00023411 |  | 764.4664 | 0 |  |  |  |  | 764.243 | 0.0082911 |  | 764.4664 | 0 |  | 764.4664 | 0.015512 |  | 754.5649 | -0.00014812 |  | 764.4664 | 0 |  | 764.243 | -0.0005465 |  | 760.2634 | 0 |  | 764.4664 | -0.00067878 |  | 764.4664 | 0.053536
[7 empty] | 754.7954 | 0.00011004 |  | 754.8 | 0 |  | 764.7027 | 0.00034749 |  | 754.7954 | -0.00060065 |  | 764.7027 | 0.0003062 |  | 772.4166 | 0.00051721 |  | 764.7027 | 0.00031491 |  |  |  |  | 764.4795 | 0.0085589 |  | 764.7027 | 0.00072385 |  | 764.7027 | 0.016414 |  | 754.7954 | 0.0016827 |  | 764.7027 | 0.00041425 |  | 764.4795 | 0.00064339 |  | 760.4968 | 0 |  | 764.7027 | 0.00042411 |  | 764.7027 | 0.052835
[7 empty] | 755.0258 | -0.00018236 |  | 755.03 | 0 |  | 764.939 | 0 |  | 755.0258 | 0.0012484 |  | 764.939 | -0.0013463 |  | 772.6514 | -0.00025689 |  | 764.939 | 0 |  |  |  |  | 764.7159 | 0.0082107 |  | 764.939 | 0 |  | 764.939 | 0.015841 |  | 755.0258 | -0.0014809 |  | 764.939 | 0 |  | 764.7159 | -0.00032109 |  | 760.7302 | 0 |  | 764.939 | -0.0010184 |  | 764.939 | 0.049981
[7 empty] | 755.2563 | 0.00017233 |  | 755.26 | 0 |  | 765.1752 | 0.00054944 |  | 755.2563 | 0.0017919 |  | 765.1752 | 0.00066013 |  | 772.8863 | 0.00044914 |  | 765.1752 | 0.00051064 |  |  |  |  | 764.9524 | 0.0093129 |  | 765.1752 | 0.00040919 |  | 765.1752 | 0.016438 |  | 755.2563 | 0.0039616 |  | 765.1752 | 0.00045927 |  | 764.9524 | 0.0004292 |  | 760.9636 | 0 |  | 765.1752 | 0.00078488 |  | 765.1752 | 0.050166
[7 empty] | 755.4868 | -0.00059949 |  | 755.49 | 0 |  | 765.4115 | 0 |  | 755.4868 | -0.00060476 |  | 765.4115 | -0.00088312 |  | 773.1211 | -0.0002555 |  | 765.4115 | 0 |  |  |  |  | 765.1888 | 0.0084321 |  | 765.4115 | 0 |  | 765.4115 | 0.015601 |  | 755.4868 | 0.0001422 |  | 765.4115 | 0 |  | 765.1889 | -0.00052691 |  | 761.197 | 0 |  | 765.4115 | -0.0013582 |  | 765.4115 | 0.047414
[7 empty] | 755.7173 | 0.00034463 |  | 755.72 | 0 |  | 765.6478 | 0.00028054 |  | 755.7173 | 4.1385e-05 |  | 765.6478 | 0.0001727 |  | 773.356 | 0.00048241 |  | 765.6478 | 0.00014116 |  |  |  |  | 765.4253 | 0.0087466 |  | 765.6478 | 0.00039977 |  | 765.6478 | 0.015811 |  | 755.7173 | 0.0016202 |  | 765.6478 | 0.00024703 |  | 765.4253 | 0.00040791 |  | 761.4304 | 0 |  | 765.6478 | -0.00034242 |  | 765.6478 | 0.046704
[7 empty] | 755.9478 | -0.00038044 |  | 755.95 | 0 |  | 765.8841 | 0 |  | 755.9478 | -0.00045192 |  | 765.8841 | -0.0012882 |  | 773.5908 | -0.00030497 |  | 765.8842 | 0 |  |  |  |  | 765.6618 | 0.0067091 |  | 765.8841 | 0 |  | 765.8842 | 0.014822 |  | 755.9478 | -0.0033901 |  | 765.8842 | 0 |  | 765.6618 | -0.00056281 |  | 761.6639 | 0 |  | 765.8841 | -0.0019012 |  | 765.8841 | 0.044163
[7 empty] | 756.1783 | 0.00134 |  | 756.18 | 0 |  | 766.1204 | 0.00020085 |  | 756.1783 | 0.00035905 |  | 766.1204 | 0.00034518 |  | 773.8257 | 0.00054122 |  | 766.1204 | 0.00019412 |  |  |  |  | 765.8983 | 0.0087941 |  | 766.1204 | 0.00051735 |  | 766.1204 | 0.015667 |  | 756.1783 | 0.0015708 |  | 766.1204 | 0.0002666 |  | 765.8983 | 0.00046173 |  | 761.8973 | 0 |  | 766.1204 | 9.7483e-05 |  | 766.1204 | 0.044836
[7 empty] | 756.4088 | -0.00073886 |  | 756.41 | 0 |  | 766.3568 | 0 |  | 756.4088 | -0.0011361 |  | 766.3568 | -0.00043412 |  | 774.0606 | -0.00027159 |  | 766.3568 | 0 |  |  |  |  | 766.1348 | 0.0082492 |  | 766.3568 | 0 |  | 766.3568 | 0.014722 |  | 756.4088 | -0.0010071 |  | 766.3568 | 0 |  | 766.1348 | -0.00060435 |  | 762.1308 | 0 |  | 766.3568 | 0.00042473 |  | 766.3568 | 0.042209
[7 empty] | 756.6393 | 0.00010106 |  | 756.64 | 0 |  | 766.5931 | 0.00019737 |  | 756.6393 | 0.0018457 |  | 766.5931 | -0.00013303 |  | 774.2955 | 0.00049139 |  | 766.5931 | 0.00025383 |  |  |  |  | 766.3713 | 0.0083069 |  | 766.5931 | 0.00060564 |  | 766.5931 | 0.015635 |  | 756.6393 | 0.0016748 |  | 766.5931 | 0.00017954 |  | 766.3713 | 0.00040601 |  | 762.3643 | 0 |  | 766.5931 | -0.00019181 |  | 766.5931 | 0.041971
[7 empty] | 756.8698 | -0.00049639 |  | 756.87 | 0 |  | 766.8294 | 0 |  | 756.8698 | -0.00011109 |  | 766.8294 | -0.00035544 |  | 774.5304 | -0.00026145 |  | 766.8294 | 0 |  |  |  |  | 766.6078 | 0.0073545 |  | 766.8294 | 0 |  | 766.8294 | 0.014444 |  | 756.8698 | 0.0001072 |  | 766.8294 | 0 |  | 766.6078 | -0.00020049 |  | 762.5978 | 0 |  | 766.8294 | -0.0002631 |  | 766.8294 | 0.040049
[7 empty] | 757.1003 | 0.00082316 |  | 757.1 | 0 |  | 767.0658 | 0.00062649 |  | 757.1003 | 0.0020551 |  | 767.0658 | -7.0392e-05 |  | 774.7653 | 0.00056453 |  | 767.0658 | 8.9872e-05 |  |  |  |  | 766.8443 | 0.0084591 |  | 767.0658 | 0.00062917 |  | 767.0658 | 0.014813 |  | 757.1003 | 0.0012531 |  | 767.0658 | 0.00039859 |  | 766.8443 | 0.0004589 |  | 762.8312 | 0 |  | 767.0658 | 0.0003712 |  | 767.0658 | 0.03956
[7 empty] | 757.3309 | -5.4225e-05 |  | 757.33 | 0 |  | 767.3021 | 0 |  | 757.3309 | 0.0010123 |  | 767.3021 | -0.0014985 |  | 775.0002 | -0.00028964 |  | 767.3021 | 0 |  |  |  |  | 767.0809 | 0.0086006 |  | 767.3021 | 0 |  | 767.3021 | 0.014307 |  | 757.3309 | -0.0014641 |  | 767.3021 | 0 |  | 767.0809 | -0.0005072 |  | 763.0648 | 0 |  | 767.3021 | -0.00071244 |  | 767.3021 | 0.037335
[7 empty] | 757.5615 | 0.00029569 |  | 757.56 | 0 |  | 767.5385 | 0.00037042 |  | 757.5615 | -0.00063353 |  | 767.5385 | 0.00031331 |  | 775.2352 | 0.00049765 |  | 767.5385 | 0.00042482 |  |  |  |  | 767.3174 | 0.0073354 |  | 767.5385 | 0.00083337 |  | 767.5385 | 0.014556 |  | 757.5615 | 0.0022939 |  | 767.5385 | 0.00043985 |  | 767.3174 | 0.00049486 |  | 763.2983 | 0 |  | 767.5385 | 0.0009609 |  | 767.5385 | 0.037324
[7 empty] | 757.792 | 4.4536e-05 |  | 757.79 | 0 |  | 767.7749 | 0 |  | 757.792 | 0.00051123 |  | 767.7749 | -0.00092343 |  | 775.4701 | -0.00017589 |  | 767.7749 | 0 |  |  |  |  | 767.554 | 0.0073309 |  | 767.7749 | 0 |  | 767.7749 | 0.01447 |  | 757.792 | -0.00039345 |  | 767.7749 | 0 |  | 767.554 | -0.00041872 |  | 763.5318 | 0 |  | 767.7749 | -0.0002335 |  | 767.7749 | 0.035179
[7 empty] | 758.0226 | 0.00060889 |  | 758.02 | 0 |  | 768.0113 | 0.00028129 |  | 758.0226 | 0.00093337 |  | 768.0113 | 0.0002741 |  | 775.705 | 0.00050462 |  | 768.0113 | 0 |  |  |  |  | 767.7905 | 0.0077531 |  | 768.0113 | 0.00022757 |  | 768.0113 | 0.014328 |  | 758.0226 | 0.0030166 |  | 768.0113 | 0.00018206 |  | 767.7905 | 0.00043806 |  | 763.7653 | 0 |  | 768.0113 | 0.0004256 |  | 768.0113 | 0.035308
[7 empty] | 758.2532 | -0.00082877 |  | 758.25 | 0 |  | 768.2477 | 0 |  | 758.2532 | -0.0003327 |  | 768.2477 | -0.0015341 |  | 775.94 | -0.00030509 |  | 768.2477 | 0 |  |  |  |  | 768.0271 | 0.0084886 |  | 768.2477 | 0 |  | 768.2477 | 0.013455 |  | 758.2532 | 0.00040223 |  | 768.2477 | 0 |  | 768.0271 | -0.00023074 |  | 763.9989 | 0 |  | 768.2477 | -0.0014034 |  | 768.2477 | 0.03292
[7 empty] | 758.4837 | 0.00050868 |  | 758.48 | 0 |  | 768.4841 | 0.00034198 |  | 758.4837 | -0.0011001 |  | 768.4841 | 0.00052448 |  | 776.1749 | 0.00056164 |  | 768.4841 | 0.00049482 |  |  |  |  | 768.2637 | 0.0090906 |  | 768.4841 | 0.00066153 |  | 768.4841 | 0.014084 |  | 758.4837 | 0.00013754 |  | 768.4841 | 0.00021161 |  | 768.2637 | 0.00061146 |  | 764.2324 | 0 |  | 768.4841 | 0.00096229 |  | 768.4841 | 0.033008
[7 empty] | 758.7143 | -6.5771e-05 |  | 758.71 | 0 |  | 768.7205 | 0 |  | 758.7143 | 0.00027167 |  | 768.7205 | -0.0011817 |  | 776.4099 | -0.00016219 |  | 768.7205 | 0 |  |  |  |  | 768.5003 | 0.0084642 |  | 768.7205 | 0 |  | 768.7205 | 0.01325 |  | 758.7143 | -0.0011023 |  | 768.7205 | 0 |  | 768.5003 | -0.00063209 |  | 764.466 | 0 |  | 768.7205 | -0.0013354 |  | 768.7205 | 0.031122
[7 empty] | 758.9449 | 0.00128 |  | 758.94 | 0 |  | 768.9569 | 0.00029722 |  | 758.9449 | 0.00059472 |  | 768.9569 | 0.00044652 |  | 776.6449 | 0.0005405 |  | 768.9569 | 0.00045171 |  |  |  |  | 768.7369 | 0.0095217 |  | 768.9569 | 0.0006881 |  | 768.9569 | 0.014333 |  | 758.9449 | 0.00066728 |  | 768.9569 | 0.00058677 |  | 768.7369 | 0.00085928 |  | 764.6995 | 0 |  | 768.9569 | 0.00076559 |  | 768.9569 | 0.031597
[7 empty] | 759.1755 | -0.0004647 |  | 759.18 | 0 |  | 769.1933 | 0 |  | 759.1755 | 0.00091776 |  | 769.1933 | -0.0008521 |  | 776.8799 | -0.00025686 |  | 769.1934 | 0 |  |  |  |  | 768.9735 | 0.007266 |  | 769.1933 | 0 |  | 769.1934 | 0.012797 |  | 759.1755 | -0.00084144 |  | 769.1934 | 0 |  | 768.9735 | -0.00057585 |  | 764.9331 | 0 |  | 769.1933 | -0.0010816 |  | 769.1933 | 0.028372
[7 empty] | 759.4061 | -0.00018013 |  | 759.41 | 0 |  | 769.4298 | 0.00040424 |  | 759.4061 | 0.00050902 |  | 769.4298 | 0.00068229 |  | 777.1149 | 0.00044802 |  | 769.4298 | 0.00042196 |  |  |  |  | 769.2101 | 0.0077896 |  | 769.4298 | 0.00074824 |  | 769.4298 | 0.014044 |  | 759.4061 | 0.0017098 |  | 769.4298 | 0.00038256 |  | 769.2101 | 0.0012 |  | 765.1667 | 0 |  | 769.4298 | 0.0012387 |  | 769.4298 | 0.029947
[7 empty] | 759.6368 | -0.00059801 |  | 759.64 | 0 |  | 769.6662 | 0 |  | 759.6368 | 0.0002674 |  | 769.6662 | -9.1747e-05 |  | 777.3499 | -0.00026568 |  | 769.6663 | 0 |  |  |  |  | 769.4467 | 0.0066946 |  | 769.6662 | 0 |  | 769.6663 | 0.013485 |  | 759.6368 | -0.00015972 |  | 769.6663 | 0 |  | 769.4467 | -0.00053351 |  | 765.4003 | 0 |  | 769.6662 | -0.0008227 |  | 769.6662 | 0.028003
[7 empty] | 759.8674 | -0.00041957 |  | 759.87 | 0 |  | 769.9027 | 0.00038124 |  | 759.8674 | -0.00039723 |  | 769.9027 | 0.00024185 |  | 777.585 | 0.00058074 |  | 769.9027 | 0.00020283 |  |  |  |  | 769.6833 | 0.0083322 |  | 769.9027 | 0.00017062 |  | 769.9027 | 0.012959 |  | 759.8674 | 0.0023845 |  | 769.9027 | 0.00013752 |  | 769.6833 | 0.00038694 |  | 765.6339 | 0 |  | 769.9027 | 0.0010131 |  | 769.9027 | 0.028346
[7 empty] | 760.098 | -0.00026181 |  | 760.1 | 0 |  | 770.1392 | 0 |  | 760.098 | -0.0020862 |  | 770.1392 | -0.00016073 |  | 777.8199 | -0.00028468 |  | 770.1392 | 0 |  |  |  |  | 769.9199 | 0.006845 |  | 770.1392 | 0 |  | 770.1392 | 0.012603 |  | 760.098 | -0.0013293 |  | 770.1392 | 0 |  | 769.9199 | -0.00041535 |  | 765.8676 | 0 |  | 770.1392 | -0.00099562 |  | 770.1392 | 0.025449
[7 empty] | 760.3287 | 0.00038288 |  | 760.33 | 0 |  | 770.3756 | 0.00013964 |  | 760.3287 | 0.00073891 |  | 770.3756 | 0.00046751 |  | 778.055 | 0.00057387 |  | 770.3757 | 0.0002951 |  |  |  |  | 770.1566 | 0.0081499 |  | 770.3756 | 0.00078897 |  | 770.3757 | 0.012798 |  | 760.3287 | 0.001775 |  | 770.3757 | 0.00042332 |  | 770.1566 | 0.00079967 |  | 766.1012 | 0 |  | 770.3756 | 0.00083909 |  | 770.3756 | 0.027011
[7 empty] | 760.5593 | -0.00125 |  | 760.56 | 0 |  | 770.6121 | 0 |  | 760.5593 | 0.00014362 |  | 770.6121 | -0.00073018 |  | 778.29 | -0.00034633 |  | 770.6121 | 0 |  |  |  |  | 770.3932 | 0.0068422 |  | 770.6121 | 0 |  | 770.6121 | 0.012485 |  | 760.5593 | -0.0016092 |  | 770.6121 | 0 |  | 770.3932 | -0.00042792 |  | 766.3348 | 0 |  | 770.6121 | -0.00057295 |  | 770.6121 | 0.024546
[7 empty] | 760.79 | 0.00068822 |  | 760.79 | 0 |  | 770.8486 | 0.00046825 |  | 760.79 | -0.00037094 |  | 770.8486 | -0.00027607 |  | 778.5251 | 0.00045284 |  | 770.8486 | 0.00018872 |  |  |  |  | 770.6299 | 0.0082943 |  | 770.8486 | 0.00063975 |  | 770.8486 | 0.012386 |  | 760.79 | -0.0015441 |  | 770.8486 | 0.00020484 |  | 770.6299 | 0.00044442 |  | 766.5684 | 0 |  | 770.8486 | 0.00031602 |  | 770.8486 | 0.02511
[7 empty] | 761.0206 | -7.7006e-05 |  | 761.02 | 0 |  | 771.0851 | 0 |  | 761.0206 | -0.0014226 |  | 771.0851 | -0.00083766 |  | 778.7602 | -0.00027913 |  | 771.0851 | 0 |  |  |  |  | 770.8666 | 0.0073207 |  | 771.0851 | 0 |  | 771.0851 | 0.012547 |  | 761.0206 | 0.0024736 |  | 771.0851 | 0 |  | 770.8666 | -0.00085575 |  | 766.8021 | 0 |  | 771.0851 | -0.00072124 |  | 771.0851 | 0.023563
[7 empty] | 761.2513 | 0.00011122 |  | 761.25 | 0 |  | 771.3216 | 0.00031038 |  | 761.2513 | 0.0011324 |  | 771.3216 | 1.8919e-05 |  | 778.9953 | 0.00059061 |  | 771.3217 | 0.0002642 |  |  |  |  | 771.1033 | 0.0077726 |  | 771.3216 | 5.5797e-05 |  | 771.3217 | 0.0128 |  | 761.2513 | 0.0011096 |  | 771.3217 | 0.00032305 |  | 771.1033 | 0.00038121 |  | 767.0358 | 0 |  | 771.3216 | 0.00043427 |  | 771.3216 | 0.023233
[7 empty] | 761.482 | -0.00020752 |  | 761.48 | 0 |  | 771.5582 | 0 |  | 761.482 | -0.00050933 |  | 771.5582 | -0.00012773 |  | 779.2303 | -0.00032906 |  | 771.5582 | 0 |  |  |  |  | 771.3399 | 0.0069844 |  | 771.5582 | 0 |  | 771.5582 | 0.011344 |  | 761.482 | 0.0011289 |  | 771.5582 | 0 |  | 771.34 | -0.00053709 |  | 767.2695 | 0 |  | 771.5582 | 0.0002235 |  | 771.5582 | 0.022339
[7 empty] | 761.7127 | 0.00085509 |  | 761.71 | 0 |  | 771.7947 | 0.00059063 |  | 761.7127 | 0.0011821 |  | 771.7947 | -0.00016627 |  | 779.4655 | 0.00047576 |  | 771.7947 | 0.00039466 |  |  |  |  | 771.5766 | 0.0085171 |  | 771.7947 | 0.00057817 |  | 771.7947 | 0.012912 |  | 761.7127 | 0.0014966 |  | 771.7947 | 0.00020967 |  | 771.5766 | 0.0004738 |  | 767.5031 | 0 |  | 771.7947 | 0.00067443 |  | 771.7947 | 0.022585
[7 empty] | 761.9434 | -0.00053589 |  | 761.94 | 0 |  | 772.0312 | 0 |  | 761.9434 | -0.0010755 |  | 772.0312 | -0.0011054 |  | 779.7006 | -0.00027209 |  | 772.0312 | 0 |  |  |  |  | 771.8133 | 0.0073752 |  | 772.0312 | 0 |  | 772.0312 | 0.010987 |  | 761.9434 | -0.0029319 |  | 772.0312 | 0 |  | 771.8134 | -0.00038124 |  | 767.7368 | 0 |  | 772.0312 | -0.0010263 |  | 772.0312 | 0.020323
[7 empty] | 762.1741 | 0.00096659 |  | 762.17 | 0 |  | 772.2678 | 0.00015475 |  | 762.1741 | -0.00059102 |  | 772.2678 | 0.00052407 |  | 779.9357 | 0.00060199 |  | 772.2678 | 0.00054849 |  |  |  |  | 772.0501 | 0.0087153 |  | 772.2678 | 0.0005703 |  | 772.2678 | 0.012668 |  | 762.1741 | 0.0016649 |  | 772.2678 | 0.00041987 |  | 772.0501 | 0.00056244 |  | 767.9705 | 0 |  | 772.2678 | 0.0011681 |  | 772.2678 | 0.021406
[7 empty] | 762.4049 | 0.00056778 |  | 762.4 | 0 |  | 772.5044 | 0 |  | 762.4048 | -0.00043545 |  | 772.5044 | -0.00065176 |  | 780.1708 | -0.00034929 |  | 772.5043 | 0 |  |  |  |  | 772.2868 | 0.0061041 |  | 772.5044 | 0 |  | 772.5043 | 0.010803 |  | 762.4048 | -0.0035929 |  | 772.5043 | 0 |  | 772.2868 | -0.00085625 |  | 768.2042 | 0 |  | 772.5044 | -0.00083135 |  | 772.5044 | 0.019489
[7 empty] | 762.6356 | 0.00036825 |  | 762.64 | 0 |  | 772.7409 | 0.00012582 |  | 762.6356 | 0.0012709 |  | 772.7409 | 0.00070466 |  | 780.4059 | 0.00065707 |  | 772.7409 | 7.7447e-05 |  |  |  |  | 772.5235 | 0.0077268 |  | 772.7409 | 0.00015208 |  | 772.7409 | 0.011603 |  | 762.6356 | 0.0017953 |  | 772.7409 | 0.00016644 |  | 772.5235 | 0.00036996 |  | 768.4379 | 0 |  | 772.7409 | 9.6611e-05 |  | 772.7409 | 0.020541
[7 empty] | 762.8663 | -0.00036357 |  | 762.87 | 0 |  | 772.9775 | 0 |  | 762.8663 | -0.0011015 |  | 772.9775 | -0.0009001 |  | 780.6411 | -0.0002413 |  | 772.9775 | 0 |  |  |  |  | 772.7602 | 0.0060993 |  | 772.9775 | 0 |  | 772.9775 | 0.010779 |  | 762.8663 | 0.0003586 |  | 772.9775 | 0 |  | 772.7603 | -0.00056058 |  | 768.6717 | 0 |  | 772.9775 | -0.0014401 |  | 772.9775 | 0.018761
[7 empty] | 763.097 | 4.6208e-05 |  | 763.1 | 0 |  | 773.2141 | 0.00058044 |  | 763.097 | 0.00055862 |  | 773.2141 | 0.0010887 |  | 780.8762 | 0.00051436 |  | 773.2141 | 0.00047195 |  |  |  |  | 772.997 | 0.0081553 |  | 773.2141 | 0.00051039 |  | 773.2141 | 0.011907 |  | 763.097 | 0.0030341 |  | 773.2141 | 0.00064206 |  | 772.997 | 0.00071514 |  | 768.9054 | 0 |  | 773.2141 | 0.0012259 |  | 773.2141 | 0.019582
[7 empty] | 763.3278 | 9.63e-05 |  | 763.33 | 0 |  | 773.4507 | 0 |  | 763.3278 | -0.00014675 |  | 773.4507 | -0.00091589 |  | 781.1114 | -0.0002781 |  | 773.4507 | 0 |  |  |  |  | 773.2338 | 0.0064327 |  | 773.4507 | 0 |  | 773.4507 | 0.010869 |  | 763.3278 | -0.0021327 |  | 773.4507 | 0 |  | 773.2337 | -0.00070693 |  | 769.1392 | 0 |  | 773.4507 | -0.0011769 |  | 773.4507 | 0.017907
[7 empty] | 763.5585 | 0.00034779 |  | 763.56 | 0 |  | 773.6873 | 0.00088856 |  | 763.5585 | -0.00018394 |  | 773.6873 | 0.00051414 |  | 781.3466 | 0.00065076 |  | 773.6873 | 0.00035053 |  |  |  |  | 773.4705 | 0.0081821 |  | 773.6873 | 0.00045104 |  | 773.6873 | 0.010726 |  | 763.5585 | 0.00045685 |  | 773.6873 | 0.00036099 |  | 773.4705 | 0.00074689 |  | 769.3729 | 0 |  | 773.6873 | 0.00015718 |  | 773.6873 | 0.018599
[7 empty] | 763.7893 | -0.00020306 |  | 763.79 | 0 |  | 773.9239 | 0 |  | 763.7893 | -0.00015092 |  | 773.9239 | -0.0019268 |  | 781.5817 | -0.00033839 |  | 773.9239 | 0 |  |  |  |  | 773.7073 | 0.0053548 |  | 773.9239 | 0 |  | 773.9239 | 0.010841 |  | 763.7893 | -0.00073492 |  | 773.9239 | 0 |  | 773.7073 | -0.00074513 |  | 769.6067 | 0 |  | 773.9239 | -0.0015578 |  | 773.9239 | 0.016254
[7 empty] | 764.0201 | -3.6075e-05 |  | 764.02 | 0 |  | 774.1605 | 0.00054682 |  | 764.0201 | 0.0019432 |  | 774.1605 | 0.00057791 |  | 781.817 | 0.00056654 |  | 774.1605 | 0.00040924 |  |  |  |  | 773.9441 | 0.0070483 |  | 774.1605 | 0.00036253 |  | 774.1605 | 0.011481 |  | 764.0201 | 0.001396 |  | 774.1605 | 0.00039326 |  | 773.9441 | 0.00077406 |  | 769.8405 | 0 |  | 774.1605 | 0.00084379 |  | 774.1605 | 0.018115
[7 empty] | 764.2509 | 0.00039568 |  | 764.25 | 0 |  | 774.3972 | 0 |  | 764.2509 | -0.0011539 |  | 774.3972 | -0.0010123 |  | 782.0521 | -0.00031367 |  | 774.3972 | 0 |  |  |  |  | 774.1809 | 0.006289 |  | 774.3972 | 0 |  | 774.3972 | 0.010257 |  | 764.2509 | 0.0014557 |  | 774.3972 | 0 |  | 774.1809 | -0.00053658 |  | 770.0743 | 0 |  | 774.3972 | -0.0011471 |  | 774.3972 | 0.015505
[7 empty] | 764.4817 | -0.00034927 |  | 764.48 | 0 |  | 774.6338 | 0.00024632 |  | 764.4817 | -0.00035563 |  | 774.6338 | -4.3335e-05 |  | 782.2874 | 0.00053492 |  | 774.6338 | 7.1991e-05 |  |  |  |  | 774.4177 | 0.0073141 |  | 774.6338 | 3.8165e-06 |  | 774.6338 | 0.010199 |  | 764.4817 | 0.00050088 |  | 774.6338 | 0.00043012 |  | 774.4176 | 0.00074279 |  | 770.308 | 0 |  | 774.6338 | 5.0422e-05 |  | 774.6338 | 0.01633
[7 empty] | 764.7125 | -0.00035171 |  | 764.71 | 0 |  | 774.8704 | 0 |  | 764.7125 | -0.00016826 |  | 774.8704 | -0.00063988 |  | 782.5226 | -0.00030168 |  | 774.8704 | 0 |  |  |  |  | 774.6545 | 0.0050999 |  | 774.8704 | 0 |  | 774.8704 | 0.010615 |  | 764.7125 | -0.0013644 |  | 774.8704 | 0 |  | 774.6545 | -0.00117 |  | 770.5419 | 0 |  | 774.8704 | -0.00088628 |  | 774.8704 | 0.014782
[7 empty] | 764.9433 | 0.00104 |  | 764.94 | 0 |  | 775.1071 | 0.000237 |  | 764.9433 | -0.00055796 |  | 775.1071 | 0.00044768 |  | 782.7578 | 0.00054026 |  | 775.1071 | 0.00057942 |  |  |  |  | 774.8913 | 0.0083268 |  | 775.1071 | 0.00010453 |  | 775.1071 | 0.011528 |  | 764.9433 | 0.004093 |  | 775.1071 | 0.00026789 |  | 774.8913 | 0.00078661 |  | 770.7757 | 0 |  | 775.1071 | 0.0015874 |  | 775.1071 | 0.015887
[7 empty] | 765.1741 | 7.9082e-05 |  | 765.17 | 0 |  | 775.3438 | 0 |  | 765.1741 | -0.0013389 |  | 775.3438 | -0.0011897 |  | 782.993 | -0.00039425 |  | 775.3438 | 0 |  |  |  |  | 775.1281 | 0.0050275 |  | 775.3438 | 0 |  | 775.3438 | 0.0094575 |  | 765.1741 | -0.00021648 |  | 775.3438 | 0 |  | 775.1281 | -0.00036414 |  | 771.0095 | 0 |  | 775.3438 | -0.00082717 |  | 775.3438 | 0.014243
[7 empty] | 765.4049 | -0.00042688 |  | 765.4 | 0 |  | 775.5804 | 0.00062127 |  | 765.4049 | -0.00014781 |  | 775.5804 | 0.0006361 |  | 783.2283 | 0.00058141 |  | 775.5804 | 0.0004156 |  |  |  |  | 775.3649 | 0.0061728 |  | 775.5804 | 0.00076923 |  | 775.5804 | 0.010517 |  | 765.4049 | 0.0028017 |  | 775.5804 | 0.00049366 |  | 775.3649 | 0.0006127 |  | 771.2433 | 0 |  | 775.5804 | 0.00046401 |  | 775.5804 | 0.0152
[7 empty] | 765.6357 | -0.00030999 |  | 765.64 | 0 |  | 775.8171 | 0 |  | 765.6357 | -0.0014882 |  | 775.8171 | -0.0012985 |  | 783.4635 | -0.00026121 |  | 775.8171 | 0 |  |  |  |  | 775.6018 | 0.004586 |  | 775.8171 | 0 |  | 775.8171 | 0.0086226 |  | 765.6357 | -0.0017315 |  | 775.8171 | 0 |  | 775.6018 | -0.00016809 |  | 771.4772 | 0 |  | 775.8171 | -0.00091856 |  | 775.8171 | 0.013157
[7 empty] | 765.8666 | 0.00052326 |  | 765.87 | 0 |  | 776.0538 | 0.00046039 |  | 765.8666 | -0.00026038 |  | 776.0538 | 0.00010768 |  | 783.6988 | 0.00063205 |  | 776.0538 | 0.00013575 |  |  |  |  | 775.8386 | 0.0060491 |  | 776.0538 | 3.2499e-05 |  | 776.0538 | 0.010685 |  | 765.8666 | 0.00010076 |  | 776.0538 | 0.00031717 |  | 775.8386 | 0.00035252 |  | 771.7111 | 0 |  | 776.0538 | -0.00015694 |  | 776.0538 | 0.014371
[7 empty] | 766.0974 | -0.00018712 |  | 766.1 | 0 |  | 776.2905 | 0 |  | 766.0974 | -0.0010437 |  | 776.2905 | -0.0015845 |  | 783.934 | -0.00024619 |  | 776.2905 | 0 |  |  |  |  | 776.0755 | 0.0045001 |  | 776.2905 | 0 |  | 776.2905 | 0.0098839 |  | 766.0974 | -0.0011169 |  | 776.2905 | 0 |  | 776.0755 | -0.00045182 |  | 771.9449 | 0 |  | 776.2905 | -0.0011624 |  | 776.2905 | 0.012096
[7 empty] | 766.3283 | 0.00119 |  | 766.33 | 0 |  | 776.5272 | 0.00063537 |  | 766.3283 | -0.0010505 |  | 776.5272 | 0.00031914 |  | 784.1693 | 0.00047576 |  | 776.5272 | 0.00026182 |  |  |  |  | 776.3123 | 0.0075037 |  | 776.5272 | 0.0001899 |  | 776.5272 | 0.010172 |  | 766.3283 | 0.00074209 |  | 776.5272 | 0.00042709 |  | 776.3123 | 0.00095011 |  | 772.1788 | 0 |  | 776.5272 | 0.0002063 |  | 776.5272 | 0.013906
[7 empty] | 766.5591 | -0.00096057 |  | 766.56 | 0 |  | 776.764 | 0 |  | 766.5591 | -0.00048242 |  | 776.764 | -0.0016341 |  | 784.4046 | -0.00033014 |  | 776.764 | 0 |  |  |  |  | 776.5492 | 0.0060694 |  | 776.764 | 0 |  | 776.764 | 0.009198 |  | 766.5591 | 5.094e-05 |  | 776.764 | 0 |  | 776.5492 | -0.00046778 |  | 772.4127 | 0 |  | 776.764 | -0.0020399 |  | 776.764 | 0.011555
[7 empty] | 766.79 | -0.00039219 |  | 766.79 | 0 |  | 777.0007 | 0.00083727 |  | 766.79 | 0.00010634 |  | 777.0007 | 0.00024432 |  | 784.6399 | 0.00046362 |  | 777.0007 | 0.0006422 |  |  |  |  | 776.7861 | 0.007399 |  | 777.0007 | 0.00021642 |  | 777.0007 | 0.0092586 |  | 766.79 | 0.002281 |  | 777.0007 | 0.00033602 |  | 776.7861 | 0.00106 |  | 772.6465 | 0 |  | 777.0007 | 0.00038402 |  | 777.0007 | 0.012999
[7 empty] | 767.0209 | 0.0008281 |  | 767.02 | 0 |  | 777.2374 | 0 |  | 767.0209 | -0.00032515 |  | 777.2374 | -0.00085472 |  | 784.8752 | -0.00037094 |  | 777.2374 | 0 |  |  |  |  | 777.023 | 0.0054558 |  | 777.2374 | 0 |  | 777.2374 | 0.0094352 |  | 767.0209 | -3.929e-05 |  | 777.2374 | 0 |  | 777.023 | -0.00045531 |  | 772.8804 | 0 |  | 777.2374 | -0.00087729 |  | 777.2374 | 0.011636
[7 empty] | 767.2518 | 0.00124 |  | 767.25 | 0 |  | 777.4742 | 0.000301 |  | 767.2518 | 0.0020805 |  | 777.4742 | 0.00083437 |  | 785.1105 | 0.00055563 |  | 777.4742 | 0.00042465 |  |  |  |  | 777.2599 | 0.0067479 |  | 777.4742 | 0.00012675 |  | 777.4742 | 0.010072 |  | 767.2518 | 0.0022914 |  | 777.4742 | 0.00031266 |  | 777.2599 | 0.00030977 |  | 773.1144 | 0 |  | 777.4742 | 0.00036696 |  | 777.4742 | 0.012681
[7 empty] | 767.4827 | 0.00016199 |  | 767.48 | 0 |  | 777.7109 | 0 |  | 767.4827 | -0.0011438 |  | 777.7109 | -0.00031124 |  | 785.3459 | -0.00033312 |  | 777.7109 | 0 |  |  |  |  | 777.4968 | 0.0048848 |  | 777.7109 | 0 |  | 777.7109 | 0.0094469 |  | 767.4827 | -0.00099242 |  | 777.7109 | 0 |  | 777.4968 | -0.00010683 |  | 773.3483 | 0 |  | 777.7109 | -0.00077582 |  | 777.7109 | 0.010669
[7 empty] | 767.7136 | 0.00099811 |  | 767.71 | 0 |  | 777.9477 | 0.0002765 |  | 767.7136 | -0.001078 |  | 777.9477 | 0.00057079 |  | 785.5812 | 0.00043483 |  | 777.9477 | 0.00059334 |  |  |  |  | 777.7337 | 0.0085015 |  | 777.9477 | 0.0010317 |  | 777.9477 | 0.0095658 |  | 767.7136 | 0.0020372 |  | 777.9477 | 0.00049934 |  | 777.7337 | 0.00108 |  | 773.5822 | 0 |  | 777.9477 | 0.0012025 |  | 777.9477 | 0.012135
[7 empty] | 767.9445 | -0.0005064 |  | 767.94 | 0 |  | 778.1845 | 0 |  | 767.9445 | -0.001225 |  | 778.1845 | -0.00068134 |  | 785.8166 | -0.00027424 |  | 778.1845 | 0 |  |  |  |  | 777.9706 | 0.0054424 |  | 778.1845 | 0 |  | 778.1845 | 0.0095002 |  | 767.9445 | -0.00087815 |  | 778.1845 | 0 |  | 777.9706 | -0.0002416 |  | 773.8162 | 0 |  | 778.1845 | -0.00079899 |  | 778.1845 | 0.010326
[7 empty] | 768.1754 | 0.00161 |  | 768.18 | 0 |  | 778.4213 | 0.00019761 |  | 768.1754 | 0.00013664 |  | 778.4213 | 0.00056408 |  | 786.0519 | 0.0005328 |  | 778.4213 | 0.00064022 |  |  |  |  | 778.2076 | 0.0083226 |  | 778.4213 | 0.00078015 |  | 778.4213 | 0.0088622 |  | 768.1754 | 0.001107 |  | 778.4213 | 0.00038441 |  | 778.2076 | 0.00051764 |  | 774.0501 | 0 |  | 778.4213 | 0.0011744 |  | 778.4213 | 0.011828
[7 empty] | 768.4063 | -0.00102 |  | 768.41 | 0 |  | 778.6581 | 0 |  | 768.4063 | -0.0014613 |  | 778.6581 | -0.0016039 |  | 786.2873 | -0.00036555 |  | 778.6581 | 0 |  |  |  |  | 778.4445 | 0.0063362 |  | 778.6581 | 0 |  | 778.6581 | 0.0088246 |  | 768.4063 | 0.00067799 |  | 778.6581 | 0 |  | 778.4445 | -0.0006474 |  | 774.2841 | 0 |  | 778.6581 | -0.0011009 |  | 778.6581 | 0.0097909
[7 empty] | 768.6373 | 0.00068151 |  | 768.64 | 0 |  | 778.8949 | 0.00035086 |  | 768.6373 | -0.0002326 |  | 778.8949 | 7.0856e-05 |  | 786.5226 | 0.00049071 |  | 778.8948 | 8.9528e-05 |  |  |  |  | 778.6815 | 0.006616 |  | 778.8949 | 0.00063448 |  | 778.8948 | 0.0099297 |  | 768.6373 | 0.00032499 |  | 778.8948 | 0.00043013 |  | 778.6815 | 0.00047342 |  | 774.518 | 0 |  | 778.8949 | -0.00010568 |  | 778.8949 | 0.010003
[7 empty] | 768.8682 | -0.00097907 |  | 768.87 | 0 |  | 779.1317 | 0 |  | 768.8682 | -0.00021193 |  | 779.1317 | -0.0018132 |  | 786.7581 | -0.00026713 |  | 779.1317 | 0 |  |  |  |  | 778.9184 | 0.0044325 |  | 779.1317 | 0 |  | 779.1317 | 0.0084652 |  | 768.8682 | -0.0036078 |  | 779.1317 | 0 |  | 778.9184 | -0.00060535 |  | 774.752 | 0 |  | 779.1317 | -0.0028017 |  | 779.1317 | 0.0088923
[7 empty] | 769.0992 | 0.00098308 |  | 769.1 | 0 |  | 779.3685 | 0.00023547 |  | 769.0992 | 0.00080036 |  | 779.3685 | 1.0078e-05 |  | 786.9934 | 0.00044776 |  | 779.3685 | 0.00049028 |  |  |  |  | 779.1554 | 0.0057508 |  | 779.3685 | 0.00059815 |  | 779.3685 | 0.0086815 |  | 769.0992 | 0.0032574 |  | 779.3685 | 0.00029263 |  | 779.1554 | 0.00078448 |  | 774.986 | 0 |  | 779.3685 | 0.00066529 |  | 779.3685 | 0.010881
[7 empty] | 769.3301 | 7.2946e-05 |  | 769.33 | 0 |  | 779.6053 | 0 |  | 769.3301 | -0.0012413 |  | 779.6053 | -0.0012678 |  | 787.2288 | -0.0002941 |  | 779.6054 | 0 |  |  |  |  | 779.3923 | 0.0047595 |  | 779.6053 | 0 |  | 779.6053 | 0.0081961 |  | 769.3301 | 0.00082744 |  | 779.6054 | 0 |  | 779.3923 | -0.00078134 |  | 775.22 | 0 |  | 779.6053 | -0.0017573 |  | 779.6053 | 0.0092061
[7 empty] | 769.5611 | 0.00078146 |  | 769.56 | 0 |  | 779.8422 | 0.00089416 |  | 769.5611 | 0.0011115 |  | 779.8422 | -0.00062631 |  | 787.4642 | 0.00055303 |  | 779.8422 | 0.00014052 |  |  |  |  | 779.6293 | 0.0064814 |  | 779.8422 | 0.00036985 |  | 779.8422 | 0.0081728 |  | 769.5611 | 0.0020327 |  | 779.8422 | 0.00019532 |  | 779.6293 | 0.00078143 |  | 775.454 | 0 |  | 779.8422 | -0.00052673 |  | 779.8422 | 0.0098726
[7 empty] | 769.7921 | -0.00105 |  | 769.79 | 0 |  | 780.079 | 0 |  | 769.7921 | -7.4348e-05 |  | 780.079 | -0.00063076 |  | 787.6996 | -0.00022821 |  | 780.079 | 0 |  |  |  |  | 779.8663 | 0.0053835 |  | 780.079 | 0 |  | 780.079 | 0.0082581 |  | 769.7921 | -0.00010081 |  | 780.079 | 0 |  | 779.8663 | -0.00103 |  | 775.688 | 0 |  | 780.079 | -0.0017755 |  | 780.079 | 0.0088086
[7 empty] | 770.023 | 0.00090766 |  | 770.02 | 0 |  | 780.3159 | 0.00086931 |  | 770.023 | 0.00012232 |  | 780.3159 | 0.001116 |  | 787.9351 | 0.00049819 |  | 780.3159 | 0.00091078 |  |  |  |  | 780.1033 | 0.0076532 |  | 780.3159 | 0.0006736 |  | 780.3159 | 0.0088271 |  | 770.023 | -0.00037974 |  | 780.3159 | 0.00048817 |  | 780.1033 | 0.00068103 |  | 775.922 | 0 |  | 780.3159 | 0.0018819 |  | 780.3159 | 0.0099568
[7 empty] | 770.254 | -0.00108 |  | 770.25 | 0 |  | 780.5527 | 0 |  | 770.254 | -0.00053766 |  | 780.5527 | -0.0015651 |  | 788.1705 | -0.00024251 |  | 780.5527 | 0 |  |  |  |  | 780.3403 | 0.0051193 |  | 780.5527 | 0 |  | 780.5527 | 0.0086385 |  | 770.254 | 2.0894e-05 |  | 780.5527 | 0 |  | 780.3403 | -0.00022127 |  | 776.1561 | 0 |  | 780.5527 | -0.00054758 |  | 780.5527 | 0.0076859
[7 empty] | 770.4851 | -0.00036687 |  | 770.49 | 0 |  | 780.7896 | 0.00016287 |  | 770.485 | 0.0011151 |  | 780.7896 | 0.00022289 |  | 788.406 | 0.00044395 |  | 780.7896 | 0.00028805 |  |  |  |  | 780.5773 | 0.0054473 |  | 780.7896 | 0.00027129 |  | 780.7896 | 0.0090078 |  | 770.485 | 0.0011788 |  | 780.7896 | 0.00034461 |  | 780.5773 | 0.00041701 |  | 776.3901 | 0 |  | 780.7896 | -0.0007351 |  | 780.7896 | 0.0089389
[7 empty] | 770.716 | -0.00102 |  | 770.72 | 0 |  | 781.0265 | 0 |  | 770.716 | -0.00090649 |  | 781.0265 | -0.00099934 |  | 788.6414 | -0.00034993 |  | 781.0265 | 0 |  |  |  |  | 780.8144 | 0.0051304 |  | 781.0265 | 0 |  | 781.0265 | 0.0082811 |  | 770.716 | -0.00010872 |  | 781.0265 | 0 |  | 780.8144 | -0.00071707 |  | 776.6241 | 0 |  | 781.0265 | -0.00111 |  | 781.0265 | 0.0076022
[7 empty] | 770.947 | 0.00066099 |  | 770.95 | 0 |  | 781.2634 | 0.00051978 |  | 770.947 | 0.00074325 |  | 781.2634 | 0.00074431 |  | 788.8769 | 0.00054355 |  | 781.2634 | 0.00071386 |  |  |  |  | 781.0514 | 0.0081749 |  | 781.2634 | 0.00077773 |  | 781.2634 | 0.0091459 |  | 770.947 | 0.0014605 |  | 781.2634 | 0.00029473 |  | 781.0514 | 0.00036628 |  | 776.8582 | 0 |  | 781.2634 | 0.00098141 |  | 781.2634 | 0.0091676
[7 empty] | 771.178 | 6.8703e-05 |  | 771.18 | 0 |  | 781.5003 | 0 |  | 771.178 | -0.00039631 |  | 781.5003 | -0.0011187 |  | 789.1124 | -0.00022141 |  | 781.5003 | 0 |  |  |  |  | 781.2884 | 0.0062176 |  | 781.5003 | 0 |  | 781.5003 | 0.007166 |  | 771.178 | -0.0018493 |  | 781.5003 | 0 |  | 781.2884 | -0.0001988 |  | 777.0923 | 0 |  | 781.5003 | 0.00034258 |  | 781.5003 | 0.0071388
[7 empty] | 771.4091 | 0.00025339 |  | 771.41 | 0 |  | 781.7372 | 0.00086004 |  | 771.4091 | 0.002015 |  | 781.7372 | 0.0012103 |  | 789.3479 | 0.00053071 |  | 781.7372 | 0.00064997 |  |  |  |  | 781.5255 | 0.0059891 |  | 781.7372 | 0.00082883 |  | 781.7372 | 0.0081325 |  | 771.4091 | 0.00035711 |  | 781.7372 | 0.00055507 |  | 781.5255 | 0.00052298 |  | 777.3264 | 0 |  | 781.7372 | 0.00093854 |  | 781.7372 | 0.0084694
[7 empty] | 771.6401 | 0.00038955 |  | 771.64 | 0 |  | 781.9741 | 0 |  | 771.6401 | -0.0012818 |  | 781.9741 | -0.00090104 |  | 789.5834 | -0.00023926 |  | 781.9741 | 0 |  |  |  |  | 781.7625 | 0.0043442 |  | 781.9741 | 0 |  | 781.9741 | 0.007653 |  | 771.6401 | -0.0032588 |  | 781.9741 | 0 |  | 781.7626 | -0.0006097 |  | 777.5604 | 0 |  | 781.9741 | -0.0014662 |  | 781.9741 | 0.0063104
[7 empty] | 771.8711 | -0.00033987 |  | 771.87 | 0 |  | 782.211 | 0.00073571 |  | 771.8712 | 0.001397 |  | 782.211 | 0.0011784 |  | 789.8188 | 0.000557 |  | 782.2111 | 0.00030633 |  |  |  |  | 781.9996 | 0.0067971 |  | 782.211 | 0.00058448 |  | 782.2111 | 0.0077513 |  | 771.8712 | 0.00096819 |  | 782.2111 | 0.00050691 |  | 781.9996 | 0.00094617 |  | 777.7946 | 0 |  | 782.211 | 0.00038287 |  | 782.211 | 0.0081211
[7 empty] | 772.1022 | -0.00071716 |  | 772.1 | 0 |  | 782.448 | 0 |  | 772.1022 | -0.00064381 |  | 782.448 | -0.0014894 |  | 790.0544 | -0.00038149 |  | 782.448 | 0 |  |  |  |  | 782.2367 | 0.0051388 |  | 782.448 | 0 |  | 782.448 | 0.0072999 |  | 772.1022 | 0.00087027 |  | 782.448 | 0 |  | 782.2367 | -0.00070259 |  | 778.0286 | 0 |  | 782.448 | -0.0011112 |  | 782.448 | 0.0063699
[7 empty] | 772.3333 | -0.00025532 |  | 772.33 | 0 |  | 782.6849 | 0.00073882 |  | 772.3333 | -0.00058174 |  | 782.6849 | -0.00025691 |  | 790.2899 | 0.00051915 |  | 782.6849 | 0.00052475 |  |  |  |  | 782.4738 | 0.0054613 |  | 782.6849 | 0.00059764 |  | 782.6849 | 0.0081416 |  | 772.3333 | 0.0028496 |  | 782.6849 | 0.00039958 |  | 782.4738 | 0.00074693 |  | 778.2628 | 0 |  | 782.6849 | -0.00033209 |  | 782.6849 | 0.0078226
[7 empty] | 772.5643 | -0.00013101 |  | 772.56 | 0 |  | 782.9219 | 0 |  | 772.5643 | -0.0019925 |  | 782.9219 | -0.00056061 |  | 790.5255 | -0.00026507 |  | 782.9219 | 0 |  |  |  |  | 782.7109 | 0.0052226 |  | 782.9219 | 0 |  | 782.9219 | 0.007485 |  | 772.5643 | -0.0028384 |  | 782.9219 | 0 |  | 782.7109 | -0.00088448 |  | 778.4969 | 0 |  | 782.9219 | -0.00027146 |  | 782.9219 | 0.0056417
[7 empty] | 772.7954 | 0.00070818 |  | 772.8 | 0 |  | 783.1588 | 0.00092161 |  | 772.7954 | 0.00093624 |  | 783.1588 | 0.00061336 |  | 790.761 | 0.00054951 |  | 783.1589 | 0.00060803 |  |  |  |  | 782.948 | 0.0055168 |  | 783.1588 | 0.00042468 |  | 783.1589 | 0.0074942 |  | 772.7954 | 0.00060143 |  | 783.1589 | 0.00050751 |  | 782.948 | 0.00079152 |  | 778.731 | 0 |  | 783.1588 | 0.00019832 |  | 783.1588 | 0.0083306
[7 empty] | 773.0266 | -0.00034911 |  | 773.03 | 0 |  | 783.3958 | 0 |  | 773.0266 | -0.0018046 |  | 783.3958 | -0.0007994 |  | 790.9965 | -0.00029896 |  | 783.3958 | 0 |  |  |  |  | 783.1851 | 0.0035925 |  | 783.3958 | 0 |  | 783.3958 | 0.0075233 |  | 773.0266 | 0.00034696 |  | 783.3958 | 0 |  | 783.1851 | -0.00067771 |  | 778.9652 | 0 |  | 783.3958 | -0.00040003 |  | 783.3958 | 0.005972
[7 empty] | 773.2576 | -4.5574e-05 |  | 773.26 | 0 |  | 783.6328 | 0.00083759 |  | 773.2576 | -0.00061979 |  | 783.6328 | 0.00023628 |  | 791.2321 | 0.00042093 |  | 783.6328 | 7.5393e-05 |  |  |  |  | 783.4222 | 0.0062322 |  | 783.6328 | 8.5843e-05 |  | 783.6328 | 0.0075808 |  | 773.2576 | -0.00057848 |  | 783.6328 | 0.00035297 |  | 783.4222 | 0.00027052 |  | 779.1993 | 0 |  | 783.6328 | 0.00039328 |  | 783.6328 | 0.0070161
[7 empty] | 773.4887 | -0.00052309 |  | 773.49 | 0 |  | 783.8698 | 0 |  | 773.4887 | 0.00028159 |  | 783.8698 | -0.00069332 |  | 791.4677 | -0.00039637 |  | 783.8698 | 0 |  |  |  |  | 783.6593 | 0.0051247 |  | 783.8698 | 0 |  | 783.8698 | 0.0071846 |  | 773.4887 | -0.00067853 |  | 783.8698 | 0 |  | 783.6593 | -0.00052139 |  | 779.4335 | 0 |  | 783.8698 | -0.0012241 |  | 783.8698 | 0.0053404
[7 empty] | 773.7198 | -0.00020672 |  | 773.72 | 0 |  | 784.1068 | 0.00063195 |  | 773.7198 | 0.00061268 |  | 784.1068 | 0.00056746 |  | 791.7032 | 0.00052679 |  | 784.1068 | 0.00052229 |  |  |  |  | 783.8964 | 0.0068811 |  | 784.1068 | 0.00054429 |  | 784.1068 | 0.0070524 |  | 773.7198 | 0.0028622 |  | 784.1068 | 0.00022221 |  | 783.8964 | 0.00082729 |  | 779.6677 | 0 |  | 784.1068 | 0.00073317 |  | 784.1068 | 0.0067381
[7 empty] | 773.9509 | 0.00032357 |  | 773.95 | 0 |  | 784.3438 | 0 |  | 773.9509 | 0.00012712 |  | 784.3438 | -0.0018144 |  | 791.9388 | -0.00028133 |  | 784.3438 | 0 |  |  |  |  | 784.1336 | 0.0037317 |  | 784.3438 | 0 |  | 784.3438 | 0.0069926 |  | 773.9509 | -0.00036303 |  | 784.3438 | 0 |  | 784.1336 | -0.0016 |  | 779.9019 | 0 |  | 784.3438 | -0.0028393 |  | 784.3438 | 0.0041811
[7 empty] | 774.1821 | 0.00028154 |  | 774.18 | 0 |  | 784.5808 | 0.0006862 |  | 774.1821 | -0.00048011 |  | 784.5808 | 0.00050218 |  | 792.1744 | 0.00048345 |  | 784.5808 | 0.00031793 |  |  |  |  | 784.3707 | 0.0052543 |  | 784.5808 | 0.00088907 |  | 784.5808 | 0.007184 |  | 774.1821 | 0.0020157 |  | 784.5808 | 0.00027671 |  | 784.3707 | 0.00053858 |  | 780.136 | 0 |  | 784.5808 | 0.00014212 |  | 784.5808 | 0.0067524
[7 empty] | 774.4132 | -0.0005247 |  | 774.41 | 0 |  | 784.8178 | 0 |  | 774.4132 | 0.0007205 |  | 784.8178 | -0.0016184 |  | 792.41 | -0.00034963 |  | 784.8179 | 0 |  |  |  |  | 784.6079 | 0.0051125 |  | 784.8178 | 0 |  | 784.8179 | 0.0071123 |  | 774.4132 | -0.00073526 |  | 784.8179 | 0 |  | 784.6079 | -0.00075228 |  | 780.3702 | 0 |  | 784.8178 | -0.0012583 |  | 784.8178 | 0.005559
[7 empty] | 774.6444 | 0.00104 |  | 774.64 | 0 |  | 785.0549 | 0.00019362 |  | 774.6443 | -0.0004673 |  | 785.0549 | 0.000764 |  | 792.6456 | 0.00045518 |  | 785.0549 | 0.00038372 |  |  |  |  | 784.845 | 0.0069292 |  | 785.0549 | 0.0004938 |  | 785.0549 | 0.0071986 |  | 774.6443 | 0.0041559 |  | 785.0549 | 0.00051944 |  | 784.8451 | 0.00072803 |  | 780.6045 | 0 |  | 785.0549 | 0.0012573 |  | 785.0549 | 0.0065941
[7 empty] | 774.8755 | -0.00072376 |  | 774.88 | 0 |  | 785.2919 | 0 |  | 774.8755 | 0.00022901 |  | 785.2919 | -0.0013457 |  | 792.8812 | -0.00025494 |  | 785.2919 | 0 |  |  |  |  | 785.0822 | 0.0037732 |  | 785.2919 | 0 |  | 785.2919 | 0.0073676 |  | 774.8755 | 0.0015228 |  | 785.2919 | 0 |  | 785.0822 | -0.00054608 |  | 780.8387 | 0 |  | 785.2919 | -0.0017807 |  | 785.2919 | 0.0043848
[7 empty] | 775.1066 | 0.00019729 |  | 775.11 | 0 |  | 785.529 | 0.00013943 |  | 775.1066 | 0.0012779 |  | 785.529 | 0.00041118 |  | 793.1169 | 0.00055159 |  | 785.529 | 0.00025411 |  |  |  |  | 785.3194 | 0.0055084 |  | 785.529 | 0.00060804 |  | 785.529 | 0.0070222 |  | 775.1066 | -0.00047539 |  | 785.529 | 0.00023081 |  | 785.3194 | 0.00084226 |  | 781.0729 | 0 |  | 785.529 | -0.0001325 |  | 785.529 | 0.0064911
[7 empty] | 775.3378 | -0.00020527 |  | 775.34 | 0 |  | 785.766 | 0 |  | 775.3378 | -0.0017971 |  | 785.766 | -0.00070105 |  | 793.3525 | -0.00027371 |  | 785.766 | 0 |  |  |  |  | 785.5566 | 0.0031456 |  | 785.766 | 0 |  | 785.7661 | 0.0063331 |  | 775.3378 | -0.0010714 |  | 785.766 | 0 |  | 785.5566 | -0.00080175 |  | 781.3072 | 0 |  | 785.766 | -0.0011924 |  | 785.766 | 0.0049791
[7 empty] | 775.569 | 0.00079078 |  | 775.57 | 0 |  | 786.0031 | 7.8697e-05 |  | 775.569 | 0.00085418 |  | 786.0031 | -0.00034413 |  | 793.5882 | 0.00054276 |  | 786.0031 | 0.00040021 |  |  |  |  | 785.7938 | 0.0060234 |  | 786.0031 | 0.00062784 |  | 786.0031 | 0.0068236 |  | 775.569 | 0.00067492 |  | 786.0031 | 0.00023634 |  | 785.7938 | 0.00083162 |  | 781.5414 | 0 |  | 786.0031 | 0.00024202 |  | 786.0031 | 0.0061274
[7 empty] | 775.8002 | -5.7233e-05 |  | 775.8 | 0 |  | 786.2402 | 0 |  | 775.8002 | -0.0011354 |  | 786.2402 | -0.0011119 |  | 793.8239 | -0.00036855 |  | 786.2402 | 0 |  |  |  |  | 786.031 | 0.0049056 |  | 786.2402 | 0 |  | 786.2402 | 0.0064868 |  | 775.8002 | -0.003021 |  | 786.2402 | 0 |  | 786.031 | -0.00114 |  | 781.7757 | 0 |  | 786.2402 | -0.001246 |  | 786.2402 | 0.0043034
[7 empty] | 776.0314 | 0.00106 |  | 776.03 | 0 |  | 786.4773 | 0.00049451 |  | 776.0314 | 0.0002377 |  | 786.4773 | 0.0013953 |  | 794.0595 | 0.00055243 |  | 786.4773 | 0.00081543 |  |  |  |  | 786.2682 | 0.0050788 |  | 786.4773 | 0.0006964 |  | 786.4773 | 0.0075466 |  | 776.0314 | 0.0036278 |  | 786.4773 | 0.00047793 |  | 786.2682 | 0.00024646 |  | 782.0099 | 0 |  | 786.4773 | 0.0019965 |  | 786.4773 | 0.0060342
[7 empty] | 776.2625 | -0.00117 |  | 776.26 | 0 |  | 786.7144 | 0 |  | 776.2625 | 0.000618 |  | 786.7144 | -0.0010001 |  | 794.2952 | -0.0002652 |  | 786.7144 | 0 |  |  |  |  | 786.5054 | 0.0038515 |  | 786.7144 | 0 |  | 786.7144 | 0.0059132 |  | 776.2625 | 0.0020215 |  | 786.7144 | 0 |  | 786.5054 | -0.00076479 |  | 782.2442 | 0 |  | 786.7144 | -0.00081859 |  | 786.7144 | 0.003632
[7 empty] | 776.4937 | 0.000976 |  | 776.49 | 0 |  | 786.9515 | 0.00073762 |  | 776.4937 | 0.00075324 |  | 786.9515 | 0.00065889 |  | 794.5309 | 0.00060405 |  | 786.9515 | 0.00048887 |  |  |  |  | 786.7427 | 0.004804 |  | 786.9515 | 0.00078742 |  | 786.9515 | 0.0069561 |  | 776.4937 | 0.00021205 |  | 786.9515 | 0.00042309 |  | 786.7427 | 0.00087134 |  | 782.4785 | 0 |  | 786.9515 | 0.00073412 |  | 786.9515 | 0.0059312
[7 empty] | 776.725 | -6.5528e-05 |  | 776.72 | 0 |  | 787.1886 | 0 |  | 776.725 | 0.00208 |  | 787.1886 | -0.0010533 |  | 794.7666 | -0.0003001 |  | 787.1886 | 0 |  |  |  |  | 786.9799 | 0.0033726 |  | 787.1886 | 0 |  | 787.1886 | 0.0063894 |  | 776.725 | 0.00048499 |  | 787.1886 | 0 |  | 786.9799 | -0.00040554 |  | 782.7128 | 0 |  | 787.1886 | -0.0017402 |  | 787.1886 | 0.0039595
[7 empty] | 776.9562 | -5.457e-06 |  | 776.96 | 0 |  | 787.4257 | 0.00093265 |  | 776.9562 | 0.00056702 |  | 787.4257 | 0.001043 |  | 795.0023 | 0.00054461 |  | 787.4257 | 0.00025866 |  |  |  |  | 787.2172 | 0.0046604 |  | 787.4257 | 0.00064641 |  | 787.4257 | 0.0068868 |  | 776.9562 | -0.00065163 |  | 787.4257 | 0.0003906 |  | 787.2172 | 0.00066123 |  | 782.9471 | 0 |  | 787.4257 | -0.00032611 |  | 787.4257 | 0.0058497
[7 empty] | 777.1874 | 3.5494e-05 |  | 777.19 | 0 |  | 787.6629 | 0 |  | 777.1874 | -0.00052362 |  | 787.6629 | -0.0014131 |  | 795.238 | -0.00021539 |  | 787.6628 | 0 |  |  |  |  | 787.4544 | 0.0025705 |  | 787.6629 | 0 |  | 787.6628 | 0.0060038 |  | 777.1874 | 0.00061303 |  | 787.6628 | 0 |  | 787.4544 | -0.000705 |  | 783.1814 | 0 |  | 787.6629 | -0.0022984 |  | 787.6629 | 0.0039282
[7 empty] | 777.4186 | 0.00124 |  | 777.42 | 0 |  | 787.9 | 0.00048892 |  | 777.4186 | 0.00089803 |  | 787.9 | 0.0018896 |  | 795.4737 | 0.00050908 |  | 787.9 | 0.00053544 |  |  |  |  | 787.6917 | 0.0064112 |  | 787.9 | 0.00053737 |  | 787.9 | 0.0066591 |  | 777.4186 | 0.00059731 |  | 787.9 | 0.00042046 |  | 787.6917 | 0.00109 |  | 783.4158 | 0 |  | 787.9 | 0.0009379 |  | 787.9 | 0.0058309
[7 empty] | 777.6499 | -0.00062464 |  | 777.65 | 0 |  | 788.1371 | 0 |  | 777.6499 | -0.00018496 |  | 788.1371 | -0.00074854 |  | 795.7095 | -0.00032348 |  | 788.1372 | 0 |  |  |  |  | 787.9289 | 0.0038873 |  | 788.1371 | 0 |  | 788.1371 | 0.0061719 |  | 777.6499 | 0.00021012 |  | 788.1372 | 0 |  | 787.9289 | -0.00074306 |  | 783.6501 | 0 |  | 788.1371 | -0.0017591 |  | 788.1371 | 0.0031497
[7 empty] | 777.8811 | 0.00062436 |  | 777.88 | 0 |  | 788.3743 | 0.00045564 |  | 777.8811 | 0.0019719 |  | 788.3743 | 0.00089561 |  | 795.9452 | 0.00054288 |  | 788.3743 | 0.00050926 |  |  |  |  | 788.1662 | 0.0052586 |  | 788.3743 | 0.00078565 |  | 788.3743 | 0.0068441 |  | 777.8811 | 0.0027245 |  | 788.3743 | 0.00027947 |  | 788.1662 | 0.00028059 |  | 783.8844 | 0 |  | 788.3743 | 0.00096169 |  | 788.3743 | 0.0050921
[7 empty] | 778.1124 | -1.3772e-05 |  | 778.11 | 0 |  | 788.6115 | 0 |  | 778.1124 | 0.0014398 |  | 788.6115 | -0.0016966 |  | 796.181 | -0.0003209 |  | 788.6114 | 0 |  |  |  |  | 788.4035 | 0.0032517 |  | 788.6115 | 0 |  | 788.6115 | 0.0060398 |  | 778.1124 | -0.00058839 |  | 788.6114 | 0 |  | 788.4035 | -0.0008142 |  | 784.1188 | 0 |  | 788.6115 | -0.0014187 |  | 788.6115 | 0.0031671
[7 empty] | 778.3436 | 0.00041281 |  | 778.34 | 0 |  | 788.8487 | 0.00020012 |  | 778.3436 | 0.0012294 |  | 788.8487 | 0.00033051 |  | 796.4167 | 0.00059385 |  | 788.8486 | 0.00041699 |  |  |  |  | 788.6408 | 0.0057488 |  | 788.8487 | 0.0010054 |  | 788.8486 | 0.0060256 |  | 778.3436 | 0.0010715 |  | 788.8486 | 0.00030459 |  | 788.6408 | 0.00080861 |  | 784.3531 | 0 |  | 788.8487 | 0.00043156 |  | 788.8487 | 0.0054501
[7 empty] | 778.5749 | -0.00096191 |  | 778.57 | 0 |  | 789.0858 | 0 |  | 778.5749 | 1.6705e-05 |  | 789.0858 | -0.0010748 |  | 796.6525 | -0.00031643 |  | 789.0858 | 0 |  |  |  |  | 788.8781 | 0.0032417 |  | 789.0858 | 0 |  | 789.0858 | 0.0060691 |  | 778.5749 | -0.00077858 |  | 789.0858 | 0 |  | 788.8781 | -9.3576e-05 |  | 784.5875 | 0 |  | 789.0858 | -0.0014976 |  | 789.0858 | 0.0032006
[7 empty] | 778.8062 | 0.00141 |  | 778.81 | 0 |  | 789.323 | 0.00069575 |  | 778.8062 | -0.00042112 |  | 789.323 | 0.00061042 |  | 796.8882 | 0.00059445 |  | 789.3231 | 0.00028579 |  |  |  |  | 789.1154 | 0.0043158 |  | 789.323 | 0.00049072 |  | 789.3231 | 0.0056322 |  | 778.8062 | 0.0010323 |  | 789.3231 | 0.00022078 |  | 789.1154 | 0.00041769 |  | 784.8219 | 0 |  | 789.323 | 0.00055319 |  | 789.323 | 0.0046114
[7 empty] | 779.0375 | -0.00107 |  | 779.04 | 0 |  | 789.5602 | 0 |  | 779.0375 | 0.00095143 |  | 789.5602 | -0.00094632 |  | 797.124 | -0.00041583 |  | 789.5602 | 0 |  |  |  |  | 789.3528 | 0.0043983 |  | 789.5602 | 0 |  | 789.5602 | 0.0055379 |  | 779.0375 | 0.0013552 |  | 789.5602 | 0 |  | 789.3528 | -0.00067177 |  | 785.0563 | 0 |  | 789.5602 | 0.00045524 |  | 789.5602 | 0.0035703
[7 empty] | 779.2688 | 0.00054323 |  | 779.27 | 0 |  | 789.7975 | 0.00086584 |  | 779.2688 | 0.00090047 |  | 789.7975 | 4.7574e-05 |  | 797.3599 | 0.00057072 |  | 789.7974 | 0.00046367 |  |  |  |  | 789.5901 | 0.0065944 |  | 789.7975 | 0.00111 |  | 789.7974 | 0.006429 |  | 779.2688 | 0.00038922 |  | 789.7974 | 0.00033036 |  | 789.5901 | 0.00074328 |  | 785.2907 | 0 |  | 789.7975 | 0.00038921 |  | 789.7975 | 0.0050057
[7 empty] | 779.5001 | -0.00026888 |  | 779.5 | 0 |  | 790.0347 | 0 |  | 779.5001 | -0.00083151 |  | 790.0347 | -0.0013196 |  | 797.5956 | -0.00031271 |  | 790.0347 | 0 |  |  |  |  | 789.8274 | 0.0035626 |  | 790.0347 | 0 |  | 790.0347 | 0.005949 |  | 779.5001 | 0.0018129 |  | 790.0347 | 0 |  | 789.8274 | -0.00111 |  | 785.5251 | 0 |  | 790.0347 | -0.0016514 |  | 790.0347 | 0.0026022
[7 empty] | 779.7314 | -0.00028793 |  | 779.73 | 0 |  | 790.2719 | 0.0005216 |  | 779.7314 | 0.001853 |  | 790.2719 | 0.00044783 |  | 797.8315 | 0.00061272 |  | 790.2719 | 0.00042303 |  |  |  |  | 790.0648 | 0.0042058 |  | 790.2719 | 0.00088481 |  | 790.2719 | 0.0061119 |  | 779.7314 | 0.0037268 |  | 790.2719 | 0.00024443 |  | 790.0648 | 0.00067377 |  | 785.7595 | 0 |  | 790.2719 | 0.00033919 |  | 790.2719 | 0.0042801
[7 empty] | 779.9627 | 0.00028113 |  | 779.96 | 0 |  | 790.5091 | 0 |  | 779.9627 | 0.00026786 |  | 790.5091 | -0.00094425 |  | 798.0673 | -0.00037906 |  | 790.5092 | 0 |  |  |  |  | 790.3021 | 0.0028872 |  | 790.5091 | 0 |  | 790.5092 | 0.0054885 |  | 779.9627 | -0.00092182 |  | 790.5092 | 0 |  | 790.3021 | -0.00129 |  | 785.994 | 0 |  | 790.5091 | -0.00106 |  | 790.5091 | 0.003195
[7 empty] | 780.194 | 0.00033004 |  | 780.19 | 0 |  | 790.7464 | 0.00053898 |  | 780.194 | -9.3856e-05 |  | 790.7464 | 0.0014132 |  | 798.3031 | 0.00057561 |  | 790.7464 | 0.00063685 |  |  |  |  | 790.5395 | 0.0049117 |  | 790.7464 | 0.00050496 |  | 790.7464 | 0.0061689 |  | 780.194 | 0.002996 |  | 790.7464 | 0.00035554 |  | 790.5395 | 0.00056354 |  | 786.2284 | 0 |  | 790.7464 | 0.0006934 |  | 790.7464 | 0.0042782
[7 empty] | 780.4254 | -0.00073626 |  | 780.43 | 0 |  | 790.9836 | 0 |  | 780.4254 | -0.00050933 |  | 790.9836 | -0.0013543 |  | 798.539 | -0.00038628 |  | 790.9836 | 0 |  |  |  |  | 790.7769 | 0.0022334 |  | 790.9836 | 0 |  | 790.9836 | 0.0052026 |  | 780.4254 | -0.0021153 |  | 790.9836 | 0 |  | 790.7769 | -0.00112 |  | 786.4628 | 0 |  | 790.9836 | -0.0020191 |  | 790.9836 | 0.0023082
[7 empty] | 780.6567 | 0.00066167 |  | 780.66 | 0 |  | 791.2209 | 0.0010017 |  | 780.6567 | 0.0013328 |  | 791.2209 | 0.00065594 |  | 798.7748 | 0.00042275 |  | 791.2209 | 0.00018082 |  |  |  |  | 791.0142 | 0.0049848 |  | 791.2209 | 0.00018458 |  | 791.2209 | 0.00681 |  | 780.6567 | 0.0023983 |  | 791.2209 | 0.00034348 |  | 791.0142 | 0.00081019 |  | 786.6973 | 0 |  | 791.2209 | 0.0003603 |  | 791.2209 | 0.0036886
[7 empty] | 780.8881 | -0.00028849 |  | 780.89 | 0 |  | 791.4582 | 0 |  | 780.8881 | -0.00090202 |  | 791.4582 | -0.0017364 |  | 799.0107 | -0.00031243 |  | 791.4582 | 0 |  |  |  |  | 791.2516 | 0.0027079 |  | 791.4582 | 0 |  | 791.4582 | 0.0052186 |  | 780.8881 | 0.0017086 |  | 791.4582 | 0 |  | 791.2516 | -0.00078653 |  | 786.9318 | 0 |  | 791.4582 | -0.0015404 |  | 791.4582 | 0.0023743
[7 empty] | 781.1195 | 0.00152 |  | 781.12 | 0 |  | 791.6955 | 0 |  | 781.1194 | 0.00040924 |  | 791.6955 | -0.00026774 |  | 799.2466 | 0.00050905 |  | 791.6955 | 0.00030575 |  |  |  |  | 791.489 | 0.0053621 |  | 791.6955 | 0.00068296 |  | 791.6955 | 0.0056775 |  | 781.1194 | 0.0012938 |  | 791.6955 | 0.000307 |  | 791.489 | 0.00073863 |  | 787.1663 | 0 |  | 791.6955 | 0.00016727 |  | 791.6955 | 0.0035935
[7 empty] | 781.3508 | -0.00026568 |  | 781.35 | 0 |  | 791.9328 | 0 |  | 781.3508 | 0.0013731 |  | 791.9328 | -0.00041741 |  | 799.4824 | -0.00018941 |  | 791.9327 | 0 |  |  |  |  | 791.7264 | 0.0044519 |  | 791.9328 | 0 |  | 791.9327 | 0.0052826 |  | 781.3508 | -0.0011398 |  | 791.9327 | 0 |  | 791.7264 | -0.00033506 |  | 787.4007 | 0 |  | 791.9328 | -0.00035416 |  | 791.9328 | 0.003222
[7 empty] | 781.5822 | 0.00167 |  | 781.58 | 0 |  | 792.1701 | 0.0003523 |  | 781.5822 | 0.0022769 |  | 792.1701 | 0.00089552 |  | 799.7183 | 0.00057893 |  | 792.17 | 0.00074344 |  |  |  |  | 791.9638 | 0.0048178 |  | 792.1701 | 0.0012231 |  | 792.17 | 0.0060741 |  | 781.5822 | 0.0028791 |  | 792.17 | 0.00029157 |  | 791.9638 | 0.00103 |  | 787.6352 | 0 |  | 792.1701 | 0.0010164 |  | 792.1701 | 0.0040637
[7 empty] | 781.8136 | -0.00026984 |  | 781.81 | 0 |  | 792.4074 | 0 |  | 781.8136 | 0.00089658 |  | 792.4074 | -0.0017757 |  | 799.9542 | -0.00038323 |  | 792.4073 | 0 |  |  |  |  | 792.2013 | 0.0042623 |  | 792.4074 | 0 |  | 792.4073 | 0.0057729 |  | 781.8136 | 0.0015534 |  | 792.4073 | 0 |  | 792.2012 | -0.00075379 |  | 787.8697 | 0 |  | 792.4074 | -0.0019137 |  | 792.4074 | 0.0017633
[7 empty] | 782.045 | 0.0006056 |  | 782.04 | 0 |  | 792.6447 | 0.00019298 |  | 782.045 | 0.0015993 |  | 792.6447 | -0.00028364 |  | 800.1901 | 0.00047849 |  | 792.6447 | 0.00019302 |  |  |  |  | 792.4387 | 0.0045669 |  | 792.6447 | 0.00098114 |  | 792.6447 | 0.0057548 |  | 782.045 | 0.0015573 |  | 792.6447 | 0.00024056 |  | 792.4387 | 0.00091277 |  | 788.1042 | 0 |  | 792.6447 | -0.00043277 |  | 792.6447 | 0.0031467
[7 empty] | 782.2764 | -0.00013825 |  | 782.28 | 0 |  | 792.882 | 0 |  | 782.2764 | -0.0013862 |  | 792.882 | -0.00091878 |  | 800.4261 | -0.00032371 |  | 792.882 | 0 |  |  |  |  | 792.6761 | 0.0030911 |  | 792.882 | 0 |  | 792.882 | 0.0051128 |  | 782.2764 | -0.001466 |  | 792.882 | 0 |  | 792.6761 | -0.00111 |  | 788.3387 | 0 |  | 792.882 | -0.0027356 |  | 792.882 | 0.001923
[7 empty] | 782.5077 | 0.00124 |  | 782.51 | 0 |  | 793.1194 | 0.00076152 |  | 782.5078 | -0.0012984 |  | 793.1194 | -7.533e-05 |  | 800.662 | 0.00054363 |  | 793.1193 | 6.1564e-05 |  |  |  |  | 792.9136 | 0.0042149 |  | 793.1194 | 0.00080015 |  | 793.1193 | 0.0057202 |  | 782.5078 | 0.0016958 |  | 793.1193 | 0.00027245 |  | 792.9136 | 0.00087898 |  | 788.5733 | 0 |  | 793.1194 | -0.00025396 |  | 793.1194 | 0.0033799
[7 empty] | 782.7392 | -0.00113 |  | 782.74 | 0 |  | 793.3567 | 0 |  | 782.7392 | -0.00050929 |  | 793.3567 | -0.00062792 |  | 800.8979 | -0.00029074 |  | 793.3567 | 0 |  |  |  |  | 793.151 | 0.0026685 |  | 793.3567 | 0 |  | 793.3567 | 0.0059228 |  | 782.7392 | -0.0011989 |  | 793.3567 | 0 |  | 793.151 | -0.00080255 |  | 788.8078 | 0 |  | 793.3567 | -0.00037393 |  | 793.3567 | 0.0021212
[7 empty] | 782.9706 | 0.00161 |  | 782.97 | 0 |  | 793.5941 | 0.00090359 |  | 782.9706 | 0.0020106 |  | 793.5941 | 0.0011981 |  | 801.1339 | 0.00049861 |  | 793.5941 | 0.00022041 |  |  |  |  | 793.3885 | 0.0039931 |  | 793.5941 | 0.00045071 |  | 793.5941 | 0.006055 |  | 782.9706 | 0.0024717 |  | 793.5941 | 0.00013869 |  | 793.3885 | 0.00076278 |  | 789.0424 | 0 |  | 793.5941 | -8.391e-05 |  | 793.5941 | 0.0035138
[7 empty] | 783.202 | -0.00074971 |  | 783.2 | 0 |  | 793.8314 | 0 |  | 783.202 | 0.00045235 |  | 793.8314 | -0.0011749 |  | 801.3698 | -0.00035557 |  | 793.8314 | 0 |  |  |  |  | 793.6259 | 0.0028935 |  | 793.8314 | 0 |  | 793.8314 | 0.0051184 |  | 783.202 | 0.0018335 |  | 793.8314 | 0 |  | 793.6259 | -0.00080463 |  | 789.2769 | 0 |  | 793.8314 | -0.0014602 |  | 793.8314 | 0.0014222
[7 empty] | 783.4335 | 0.00011582 |  | 783.43 | 0 |  | 794.0688 | 0.00026408 |  | 783.4335 | 0.00028739 |  | 794.0688 | 0.00093381 |  | 801.6058 | 0.00051771 |  | 794.0688 | 0.00053351 |  |  |  |  | 793.8634 | 0.0045327 |  | 794.0688 | 0.0010179 |  | 794.0688 | 0.0061993 |  | 783.4335 | 0.0024199 |  | 794.0688 | 0.00030002 |  | 793.8634 | 0.00088615 |  | 789.5115 | 0 |  | 794.0688 | 0.00023294 |  | 794.0688 | 0.0032741
[7 empty] | 783.6649 | -0.00139 |  | 783.66 | 0 |  | 794.3062 | 0 |  | 783.6649 | -0.00042029 |  | 794.3062 | -0.0017167 |  | 801.8417 | -0.0003982 |  | 794.3062 | 0 |  |  |  |  | 794.1009 | 0.0017502 |  | 794.3062 | 0 |  | 794.3062 | 0.0054454 |  | 783.6649 | -0.00040084 |  | 794.3062 | 0 |  | 794.1009 | -0.00078748 |  | 789.7461 | 0 |  | 794.3062 | -0.0023678 |  | 794.3062 | 0.0013548
[7 empty] | 783.8964 | 0.00041423 |  | 783.9 | 0 |  | 794.5436 | 0.001216 |  | 783.8964 | 0.0019405 |  | 794.5436 | 0.00024118 |  | 802.0778 | 0.00046615 |  | 794.5436 | 0.00040292 |  |  |  |  | 794.3384 | 0.0046255 |  | 794.5436 | 8.56e-05 |  | 794.5436 | 0.0056712 |  | 783.8964 | -0.00087941 |  | 794.5436 | 0.00032703 |  | 794.3384 | 0.00093193 |  | 789.9807 | 0 |  | 794.5436 | 2.1183e-05 |  | 794.5436 | 0.0033238
[7 empty] | 784.1278 | -0.00036231 |  | 784.13 | 0 |  | 794.781 | 0 |  | 784.1278 | -0.0018667 |  | 794.781 | -0.002042 |  | 802.3137 | -0.00028074 |  | 794.7809 | 0 |  |  |  |  | 794.5759 | 0.0027519 |  | 794.781 | 0 |  | 794.7809 | 0.0049682 |  | 784.1278 | -0.0014865 |  | 794.7809 | 0 |  | 794.5759 | -0.0005134 |  | 790.2153 | 0 |  | 794.781 | -0.0015765 |  | 794.781 | 0.0018362
[7 empty] | 784.3593 | 0.00054064 |  | 784.36 | 0 |  | 795.0184 | 0.00033917 |  | 784.3593 | 0.0026124 |  | 795.0184 | 0.00056151 |  | 802.5497 | 0.00053948 |  | 795.0184 | 7.9911e-05 |  |  |  |  | 794.8134 | 0.0040165 |  | 795.0184 | 0.00093682 |  | 795.0184 | 0.0062426 |  | 784.3593 | 0.0018437 |  | 795.0184 | 0.00043827 |  | 794.8134 | 0.00045034 |  | 790.4499 | 0 |  | 795.0184 | -0.00022465 |  | 795.0184 | 0.0030515
[7 empty] | 784.5908 | -0.00011491 |  | 784.59 | 0 |  | 795.2558 | 0 |  | 784.5908 | -0.0021019 |  | 795.2558 | -0.0012179 |  | 802.7857 | -0.00035512 |  | 795.2558 | 0 |  |  |  |  | 795.0509 | 0.0031684 |  | 795.2558 | 0 |  | 795.2558 | 0.0051078 |  | 784.5908 | 0.0028927 |  | 795.2558 | 0 |  | 795.0509 | -0.00062245 |  | 790.6845 | 0 |  | 795.2558 | -0.0019582 |  | 795.2558 | 0.0020859
[7 empty] | 784.8223 | 0.00151 |  | 784.82 | 0 |  | 795.4932 | 0.00064325 |  | 784.8223 | 0.00083453 |  | 795.4932 | 0.00013536 |  | 803.0217 | 0.00064099 |  | 795.4932 | 0.00030844 |  |  |  |  | 795.2884 | 0.004989 |  | 795.4932 | 0.0010155 |  | 795.4932 | 0.0047922 |  | 784.8223 | -0.0014198 |  | 795.4932 | 0.00032082 |  | 795.2885 | 0.00080162 |  | 790.9191 | 0 |  | 795.4932 | 0.00074473 |  | 795.4932 | 0.002697
[7 empty] | 785.0538 | -0.00073633 |  | 785.05 | 0 |  | 795.7306 | 0 |  | 785.0538 | -0.00056191 |  | 795.7306 | -0.00061548 |  | 803.2578 | -0.00031174 |  | 795.7306 | 0 |  |  |  |  | 795.526 | 0.0036275 |  | 795.7306 | 0 |  | 795.7307 | 0.0049071 |  | 785.0538 | -0.00061316 |  | 795.7306 | 0 |  | 795.526 | -0.00056924 |  | 791.1537 | 0 |  | 795.7306 | -0.0014904 |  | 795.7306 | 0.0013481
[7 empty] | 785.2853 | -3.5528e-06 |  | 785.29 | 0 |  | 795.9681 | 0.00020942 |  | 785.2853 | 0.001546 |  | 795.9681 | -0.00035111 |  | 803.4938 | 0.00051495 |  | 795.9681 | 0.00025573 |  |  |  |  | 795.7635 | 0.0039163 |  | 795.9681 | 0.00043372 |  | 795.9681 | 0.0055891 |  | 785.2853 | 0.0030364 |  | 795.9681 | 0.00011236 |  | 795.7635 | 0.00019024 |  | 791.3884 | 0 |  | 795.9681 | -0.00059171 |  | 795.9681 | 0.0027007
[7 empty] | 785.5168 | -0.00056555 |  | 785.52 | 0 |  | 796.2055 | 0 |  | 785.5168 | -0.0017557 |  | 796.2055 | -0.0015651 |  | 803.7299 | -0.00037916 |  | 796.2055 | 0 |  |  |  |  | 796.0011 | 0.0028298 |  | 796.2055 | 0 |  | 796.2055 | 0.005022 |  | 785.5168 | 0.00061805 |  | 796.2055 | 0 |  | 796.0011 | -0.00075251 |  | 791.623 | 0 |  | 796.2055 | -0.0014112 |  | 796.2055 | 0.0016306
[7 empty] | 785.7483 | 0.00073496 |  | 785.75 | 0 |  | 796.443 | 0.00064122 |  | 785.7483 | 0.0014809 |  | 796.443 | 0.0012382 |  | 803.9659 | 0.00066245 |  | 796.443 | 0.0006377 |  |  |  |  | 796.2386 | 0.0042037 |  | 796.443 | 0.00071679 |  | 796.443 | 0.0055075 |  | 785.7483 | -0.0021872 |  | 796.443 | 0.00028693 |  | 796.2386 | 0.00139 |  | 791.8577 | 0 |  | 796.443 | 0.0011179 |  | 796.443 | 0.0031788
[7 empty] | 785.9798 | -9.046e-05 |  | 785.98 | 0 |  | 796.6804 | 0 |  | 785.9798 | 0.0010173 |  | 796.6804 | -0.0015473 |  | 804.202 | -0.00038853 |  | 796.6804 | 0 |  |  |  |  | 796.4762 | 0.0038413 |  | 796.6804 | 0 |  | 796.6804 | 0.005375 |  | 785.9798 | -0.0017989 |  | 796.6804 | 0 |  | 796.4762 | -0.0004563 |  | 792.0924 | 0 |  | 796.6804 | -0.0019295 |  | 796.6804 | 0.0012266
[7 empty] | 786.2113 | 0.0013 |  | 786.21 | 0 |  | 796.9179 | 0.0011437 |  | 786.2113 | 0.0013308 |  | 796.9179 | 0.00070365 |  | 804.438 | 0.00058902 |  | 796.9179 | 0.00050482 |  |  |  |  | 796.7138 | 0.0046722 |  | 796.9179 | 0.0008769 |  | 796.9179 | 0.0053491 |  | 786.2113 | 0.0010698 |  | 796.9179 | 0.00046342 |  | 796.7138 | 0.00151 |  | 792.3271 | 0 |  | 796.9179 | 0.00053563 |  | 796.9179 | 0.0029416
[7 empty] | 786.4429 | -0.00052957 |  | 786.44 | 0 |  | 797.1554 | 0 |  | 786.4429 | -0.00067636 |  | 797.1554 | -4.9672e-05 |  | 804.6741 | -0.0003742 |  | 797.1554 | 0 |  |  |  |  | 796.9514 | 0.002433 |  | 797.1554 | 0 |  | 797.1554 | 0.005035 |  | 786.4429 | -0.00042362 |  | 797.1554 | 0 |  | 796.9514 | -0.0014 |  | 792.5618 | 0 |  | 797.1554 | -0.00041089 |  | 797.1554 | 0.0015774
[7 empty] | 786.6744 | 0.00089558 |  | 786.67 | 0 |  | 797.3929 | 0.00070729 |  | 786.6744 | 0.0019149 |  | 797.3929 | 0.0009715 |  | 804.9102 | 0.00056287 |  | 797.3929 | 0.00045134 |  |  |  |  | 797.1889 | 0.0049739 |  | 797.3929 | 0.0011109 |  | 797.3929 | 0.0047126 |  | 786.6744 | 0.00070615 |  | 797.3929 | 0.00027226 |  | 797.1889 | 0.0007988 |  | 792.7965 | 0 |  | 797.3929 | 0.00036559 |  | 797.3929 | 0.0026147
[7 empty] | 786.9059 | -4.0774e-05 |  | 786.91 | 0 |  | 797.6304 | 0 |  | 786.9059 | -0.0001125 |  | 797.6304 | -0.0011545 |  | 805.1463 | -0.00028662 |  | 797.6304 | 0 |  |  |  |  | 797.4265 | 0.003475 |  | 797.6304 | 0 |  | 797.6304 | 0.0048629 |  | 786.9059 | -0.0026143 |  | 797.6304 | 0 |  | 797.4265 | -0.00109 |  | 793.0312 | 0 |  | 797.6304 | -0.0026774 |  | 797.6304 | 0.00070925
[7 empty] | 787.1375 | 0.00081631 |  | 787.14 | 0 |  | 797.8679 | 0.00062898 |  | 787.1375 | -0.00022241 |  | 797.8679 | 0.0006468 |  | 805.3824 | 0.00053952 |  | 797.8679 | 0.00011281 |  |  |  |  | 797.6641 | 0.0035157 |  | 797.8679 | 0.00037281 |  | 797.8679 | 0.0054118 |  | 787.1375 | -0.0012657 |  | 797.8679 | 0.00027152 |  | 797.6641 | 0.00038599 |  | 793.2659 | 0 |  | 797.8679 | -0.00018165 |  | 797.8679 | 0.0028635
[7 empty] | 787.3691 | -0.00169 |  | 787.37 | 0 |  | 798.1054 | 0 |  | 787.3691 | -0.00053673 |  | 798.1054 | -0.0007286 |  | 805.6185 | -0.0003698 |  | 798.1054 | 0 |  |  |  |  | 797.9018 | 0.0026069 |  | 798.1054 | 0 |  | 798.1054 | 0.0045124 |  | 787.3691 | 0.00031333 |  | 798.1054 | 0 |  | 797.9018 | -0.00095043 |  | 793.5007 | 0 |  | 798.1054 | -0.0015455 |  | 798.1054 | 0.00092706
[7 empty] | 787.6007 | 0.00141 |  | 787.6 | 0 |  | 798.343 | 0.00064494 |  | 787.6007 | -0.00027471 |  | 798.343 | 7.9212e-06 |  | 805.8547 | 0.000556 |  | 798.343 | 0 |  |  |  |  | 798.1394 | 0.0029335 |  | 798.343 | 0.0006361 |  | 798.343 | 0.0058366 |  | 787.6007 | 0.0015323 |  | 798.343 | 0.00037184 |  | 798.1394 | 0.00070518 |  | 793.7354 | 0 |  | 798.343 | -0.00014289 |  | 798.343 | 0.0025397
[7 empty] | 787.8323 | -0.00059014 |  | 787.83 | 0 |  | 798.5805 | 0 |  | 787.8323 | -0.003167 |  | 798.5805 | -0.0015092 |  | 806.0908 | -0.00039553 |  | 798.5805 | 0 |  |  |  |  | 798.377 | 0.0028548 |  | 798.5805 | 0 |  | 798.5805 | 0.0046311 |  | 787.8323 | 0.00022222 |  | 798.5805 | 0 |  | 798.377 | -0.00133 |  | 793.9702 | 0 |  | 798.5805 | -0.0026296 |  | 798.5805 | 0.0007451
[7 empty] | 788.0638 | 0.00191 |  | 788.06 | 0 |  | 798.818 | 0.0014478 |  | 788.0638 | 0.0019986 |  | 798.818 | 0.0013203 |  | 806.327 | 0.00051763 |  | 798.818 | 0.00073058 |  |  |  |  | 798.6147 | 0.004266 |  | 798.818 | 0.00030797 |  | 798.8181 | 0.0050231 |  | 788.0638 | 0.0021998 |  | 798.818 | 0.00045039 |  | 798.6146 | 0.00105 |  | 794.2049 | 0 |  | 798.818 | 0.001503 |  | 798.818 | 0.0032112
[7 empty] | 788.2955 | -0.00026315 |  | 788.3 | 0 |  | 799.0556 | 0 |  | 788.2955 | -0.00048857 |  | 799.0556 | -0.0013247 |  | 806.5631 | -0.00026434 |  | 799.0556 | 0 |  |  |  |  | 798.8523 | 0.0029741 |  | 799.0556 | 0 |  | 799.0556 | 0.0048493 |  | 788.2955 | 0.0019124 |  | 799.0556 | 0 |  | 798.8523 | -0.00141 |  | 794.4396 | 0 |  | 799.0556 | -0.0015651 |  | 799.0556 | 0.00083653
[7 empty] | 788.5271 | -3.4481e-05 |  | 788.53 | 0 |  | 799.2932 | 0.00044571 |  | 788.5271 | -3.4041e-05 |  | 799.2932 | 0.00066728 |  | 806.7993 | 0.00067747 |  | 799.2931 | 0.00061774 |  |  |  |  | 799.09 | 0.0042793 |  | 799.2932 | 0.00046607 |  | 799.2932 | 0.0051622 |  | 788.5271 | 0.001614 |  | 799.2931 | 0.00023907 |  | 799.09 | 0.00045332 |  | 794.6744 | 0 |  | 799.2932 | 0.0018889 |  | 799.2932 | 0.0027768
[7 empty] | 788.7587 | -0.000425 |  | 788.76 | 0 |  | 799.5307 | 0 |  | 788.7587 | 0.0013502 |  | 799.5307 | -0.0024752 |  | 807.0355 | -0.00023058 |  | 799.5308 | 0 |  |  |  |  | 799.3276 | 0.0021088 |  | 799.5307 | 0 |  | 799.5308 | 0.0039087 |  | 788.7587 | -0.00047929 |  | 799.5308 | 0 |  | 799.3276 | -0.00105 |  | 794.9092 | 0 |  | 799.5307 | -0.0023414 |  | 799.5307 | 0.00011456
[7 empty] | 788.9903 | 0.00114 |  | 788.99 | 0 |  | 799.7683 | 0.00081112 |  | 788.9903 | -0.0010463 |  | 799.7683 | 0.00018012 |  | 807.2717 | 0.00055736 |  | 799.7683 | 0.0001863 |  |  |  |  | 799.5653 | 0.0048223 |  | 799.7683 | 0.00015326 |  | 799.7683 | 0.0053667 |  | 788.9903 | 0.002318 |  | 799.7683 | 0.00043239 |  | 799.5653 | 0.0004948 |  | 795.144 | 0 |  | 799.7683 | -6.8287e-05 |  | 799.7683 | 0.001713
[7 empty] | 789.2219 | -0.00083047 |  | 789.22 | 0 |  | 800.0059 | 0 |  | 789.2219 | 3.309e-05 |  | 800.0059 | -0.0014207 |  | 807.5078 | -0.00035645 |  | 800.0059 | 0 |  |  |  |  | 799.803 | 0.0022829 |  | 800.0059 | 0 |  | 800.0059 | 0.0041721 |  | 789.2219 | -0.00094557 |  | 800.0059 | 0 |  | 799.803 | -0.00084369 |  | 795.3788 | 0 |  | 800.0059 | -0.00214 |  | 800.0059 | 0.00089871
[7 empty] | 789.4536 | 0.0006702 |  | 789.45 | 0 |  | 800.2435 | 0.00053527 |  | 789.4536 | -0.00015947 |  | 800.2435 | 0.0008134 |  | 807.744 | 0.00050081 |  | 800.2435 | 0.00030054 |  |  |  |  | 800.0406 | 0.0037808 |  | 800.2435 | 0.00032529 |  | 800.2435 | 0.0051409 |  | 789.4536 | 0.0031157 |  | 800.2435 | 0.00039844 |  | 800.0407 | 0.00075212 |  | 795.6136 | 0 |  | 800.2435 | 0.00072388 |  | 800.2435 | 0.0031056
[7 empty] | 789.6852 | -0.00052652 |  | 789.69 | 0 |  | 800.4811 | 0 |  | 789.6852 | -0.0006715 |  | 800.4811 | -0.0015808 |  | 807.9802 | -0.00034026 |  | 800.4811 | 0 |  |  |  |  | 800.2783 | 0.0017807 |  | 800.4811 | 0 |  | 800.4811 | 0.0045535 |  | 789.6852 | -0.00079299 |  | 800.4811 | 0 |  | 800.2783 | -0.00062139 |  | 795.8484 | 0 |  | 800.4811 | -0.0024346 |  | 800.4811 | 0.00059213
[7 empty] | 789.9169 | 0.0001643 |  | 789.92 | 0 |  | 800.7187 | 0.00082042 |  | 789.9169 | 0.00063056 |  | 800.7187 | 0.00057851 |  | 808.2165 | 0.00060042 |  | 800.7188 | 0.0005028 |  |  |  |  | 800.516 | 0.0040641 |  | 800.7187 | 0.0007567 |  | 800.7188 | 0.00537 |  | 789.9169 | 4.3992e-05 |  | 800.7188 | 0.00039722 |  | 800.516 | 0.00146 |  | 796.0833 | 0 |  | 800.7187 | 0.0012304 |  | 800.7187 | 0.0021451
[7 empty] | 790.1486 | -0.00062183 |  | 790.15 | 0 |  | 800.9564 | 0 |  | 790.1486 | -0.00034166 |  | 800.9564 | -0.0018639 |  | 808.4527 | -0.00051438 |  | 800.9564 | 0 |  |  |  |  | 800.7538 | 0.0025436 |  | 800.9564 | 0 |  | 800.9564 | 0.0037585 |  | 790.1486 | -0.0024581 |  | 800.9564 | 0 |  | 800.7538 | -0.00056146 |  | 796.3181 | 0 |  | 800.9564 | -0.0025686 |  | 800.9564 | -0.00019159
[7 empty] | 790.3802 | 0.00055558 |  | 790.38 | 0 |  | 801.194 | 0.00073269 |  | 790.3802 | 0.0013266 |  | 801.194 | 0.00073559 |  | 808.6889 | 0.00062268 |  | 801.194 | 0.00047784 |  |  |  |  | 800.9915 | 0.0044294 |  | 801.194 | 0.00064365 |  | 801.194 | 0.0050902 |  | 790.3802 | 0.00032599 |  | 801.194 | 0.00039669 |  | 800.9915 | 0.00062357 |  | 796.553 | 0 |  | 801.194 | -5.7494e-06 |  | 801.194 | 0.0022621
[7 empty] | 790.6119 | -0.00053687 |  | 790.61 | 0 |  | 801.4316 | 0 |  | 790.6119 | -0.0013995 |  | 801.4316 | -0.00084267 |  | 808.9252 | -0.00025176 |  | 801.4316 | 0 |  |  |  |  | 801.2292 | 0.0034672 |  | 801.4316 | 0 |  | 801.4316 | 0.0038363 |  | 790.6119 | -0.0025542 |  | 801.4316 | 0 |  | 801.2292 | -0.00050354 |  | 796.7878 | 0 |  | 801.4316 | -0.00089397 |  | 801.4316 | 0.00084508
[7 empty] | 790.8436 | 0.00183 |  | 790.84 | 0 |  | 801.6693 | 0.0011869 |  | 790.8436 | -0.00025852 |  | 801.6693 | -0.00070771 |  | 809.1614 | 0.00067662 |  | 801.6693 | 0.00010661 |  |  |  |  | 801.4669 | 0.004054 |  | 801.6693 | 0.00013435 |  | 801.6693 | 0.0049211 |  | 790.8436 | 0.00181 |  | 801.6693 | 0.00049799 |  | 801.4669 | 0.00014575 |  | 797.0227 | 0 |  | 801.6693 | -0.00068905 |  | 801.6693 | 0.0020287
[7 empty] | 791.0753 | -0.00087822 |  | 791.08 | 0 |  | 801.9069 | 0 |  | 791.0753 | -0.0013107 |  | 801.9069 | -0.00069187 |  |  |  |  | 801.9069 | 0 |  |  |  |  | 801.7047 | 0.002372 |  | 801.9069 | 0 |  | 801.9069 | 0.004648 |  | 791.0753 | 0.00081847 |  | 801.9069 | 0 |  | 801.7047 | -0.00082323 |  | 797.2576 | 0 |  | 801.9069 | -0.0015315 |  | 801.9069 | 0.00095885
[7 empty] | 791.307 | 0.00133 |  | 791.31 | 0 |  | 802.1446 | 0.00091722 |  | 791.307 | 0.0015945 |  | 802.1446 | 6.0951e-06 |  |  |  |  | 802.1446 | 0.00032341 |  |  |  |  | 801.9424 | 0.0038943 |  | 802.1446 | 0 |  | 802.1446 | 0.0046656 |  | 791.307 | 0.0033059 |  | 802.1446 | 0.000339 |  | 801.9424 | 0.00016175 |  | 797.4925 | 0 |  | 802.1446 | -0.00021827 |  | 802.1446 | 0.0019616
[7 empty] | 791.5387 | -0.00083555 |  | 791.54 | 0 |  | 802.3823 | 0 |  | 791.5387 | -0.00015903 |  | 802.3823 | -0.0011181 |  |  |  |  | 802.3823 | 0 |  |  |  |  | 802.1802 | 0.0024019 |  | 802.3823 | 0 |  | 802.3823 | 0.0037006 |  | 791.5387 | -0.0029723 |  | 802.3823 | 0 |  | 802.1802 | -0.00039931 |  | 797.7274 | 0 |  | 802.3823 | -0.003255 |  | 802.3823 | 0.00031388
[7 empty] | 791.7704 | -0.00029843 |  | 791.77 | 0 |  | 802.62 | 0.00074326 |  | 791.7704 | -0.00033347 |  | 802.62 | -0.00051377 |  |  |  |  | 802.62 | 0.00040698 |  |  |  |  | 802.418 | 0.0035917 |  | 802.62 | 0.00065 |  | 802.62 | 0.004694 |  | 791.7704 | -0.00012599 |  | 802.62 | 0.00019028 |  | 802.418 | 0.00124 |  | 797.9623 | 0 |  | 802.62 | -3.8114e-06 |  | 802.62 | 0.0020797
[7 empty] | 792.0021 | 0.00052475 |  | 792 | 0 |  | 802.8577 | 0 |  | 792.0021 | -0.00040378 |  | 802.8577 | -0.00076398 |  |  |  |  | 802.8577 | 0 |  |  |  |  | 802.6557 | 0.0022666 |  | 802.8577 | 0 |  | 802.8577 | 0.0043804 |  | 792.0021 | -0.0019225 |  | 802.8577 | 0 |  | 802.6557 | -0.00044067 |  | 798.1972 | 0 |  | 802.8577 | -0.0006395 |  | 802.8577 | 0.0010174
[7 empty] | 792.2339 | 7.2852e-05 |  | 792.23 | 0 |  | 803.0954 | 0.00055697 |  | 792.2339 | -0.0006784 |  | 803.0954 | 0.00037873 |  |  |  |  | 803.0953 | 0.00069832 |  |  |  |  | 802.8935 | 0.0037408 |  | 803.0954 | 0.00041176 |  | 803.0953 | 0.0053657 |  | 792.2339 | -6.6587e-05 |  | 803.0953 | 0.00026109 |  | 802.8935 | 0.00021942 |  | 798.4321 | 0 |  | 803.0954 | -4.6037e-05 |  | 803.0954 | 0.0022361
[7 empty] | 792.4656 | -0.00016703 |  | 792.47 | 0 |  | 803.3331 | 0 |  | 792.4656 | -0.0015808 |  | 803.3331 | -0.002303 |  |  |  |  | 803.3331 | 0 |  |  |  |  | 803.1313 | 0.0013442 |  | 803.3331 | 0 |  | 803.3331 | 0.0039707 |  | 792.4656 | 0.0014139 |  | 803.3331 | 0 |  | 803.1313 | -0.00104 |  | 798.6671 | 0 |  | 803.3331 | -0.0021175 |  | 803.3331 | 9.518e-05
[7 empty] | 792.6973 | 0.00090832 |  | 792.7 | 0 |  | 803.5708 | 0.00072539 |  | 792.6973 | 0.00076045 |  | 803.5708 | 0.00079472 |  |  |  |  | 803.5708 | 0.00058153 |  |  |  |  | 803.3691 | 0.0046026 |  | 803.5708 | 0.00043272 |  | 803.5708 | 0.0047216 |  | 792.6973 | 0.0011636 |  | 803.5708 | 0.00042502 |  | 803.3691 | 0.00104 |  | 798.902 | 0 |  | 803.5708 | 0.00088659 |  | 803.5708 | 0.0023337
[7 empty] | 792.9291 | -0.0019 |  | 792.93 | 0 |  | 803.8085 | 0 |  | 792.9291 | -0.00042528 |  | 803.8085 | -0.0018671 |  |  |  |  | 803.8085 | 0 |  |  |  |  | 803.6069 | 0.002321 |  | 803.8085 | 0 |  | 803.8085 | 0.0040289 |  | 792.9291 | -0.000123 |  | 803.8085 | 0 |  | 803.6069 | -0.0007756 |  | 799.137 | 0 |  | 803.8085 | -0.0013583 |  | 803.8085 | 0.00042699
[7 empty] | 793.1609 | 0.00035703 |  | 793.16 | 0 |  | 804.0463 | 0.00061412 |  | 793.1609 | -0.00056913 |  | 804.0463 | 0.00084162 |  |  |  |  | 804.0463 | 0.00063724 |  |  |  |  | 803.8447 | 0.0036742 |  | 804.0463 | 0.00080487 |  | 804.0463 | 0.0044221 |  | 793.1609 | 0.0014164 |  | 804.0463 | 0.00042643 |  | 803.8447 | 0.0008333 |  | 799.3719 | 0 |  | 804.0463 | 0.00033611 |  | 804.0463 | 0.0021782
[7 empty] | 793.3926 | -0.00054544 |  | 793.39 | 0 |  | 804.284 | 0 |  | 793.3926 | -0.0015419 |  | 804.284 | -0.00060682 |  |  |  |  | 804.284 | 0 |  |  |  |  | 804.0825 | 0.0017168 |  | 804.284 | 0 |  | 804.284 | 0.003323 |  | 793.3926 | 0.00026012 |  | 804.284 | 0 |  | 804.0825 | -0.00073166 |  | 799.6069 | 0 |  | 804.284 | -0.0020382 |  | 804.284 | 0.00097286
[7 empty] | 793.6244 | 0.00048948 |  | 793.62 | 0 |  | 804.5218 | 0.00084185 |  | 793.6244 | 3.8762e-05 |  | 804.5218 | 0.00048433 |  |  |  |  | 804.5218 | 0.0002276 |  |  |  |  | 804.3204 | 0.0039809 |  | 804.5218 | 0.00031372 |  | 804.5218 | 0.0041467 |  | 793.6244 | 0.0037254 |  | 804.5218 | 0.00026523 |  | 804.3204 | 0.00081931 |  | 799.8419 | 0 |  | 804.5218 | -0.00062792 |  | 804.5218 | 0.0016979
[7 empty] | 793.8562 | -2.4794e-05 |  | 793.86 | 0 |  | 804.7595 | 0 |  | 793.8562 | -0.0016516 |  | 804.7595 | -0.0011344 |  |  |  |  | 804.7595 | 0 |  |  |  |  | 804.5582 | 0.0020132 |  | 804.7595 | 0 |  | 804.7595 | 0.0034834 |  | 793.8562 | -0.00049398 |  | 804.7595 | 0 |  | 804.5582 | -0.00115 |  | 800.0769 | 0 |  | 804.7595 | -0.0017195 |  | 804.7595 | 4.4245e-05
[7 empty] | 794.088 | 0.00049707 |  | 794.09 | 0 |  | 804.9973 | 0.00056398 |  | 794.088 | 0.0020309 |  | 804.9973 | 0.00026951 |  |  |  |  | 804.9973 | 0.00039646 |  |  |  |  | 804.7961 | 0.0035599 |  | 804.9973 | 0.00071672 |  | 804.9973 | 0.0040475 |  | 794.088 | 0.0015496 |  | 804.9973 | 0.00033695 |  | 804.7961 | 0.00049243 |  | 800.3119 | 0 |  | 804.9973 | 0.0012843 |  | 804.9973 | 0.0023182
[7 empty] | 794.3198 | -0.00068972 |  | 794.32 | 0 |  | 805.2351 | 0 |  | 794.3198 | -0.00068838 |  | 805.2351 | -0.00080227 |  |  |  |  | 805.2351 | 0 |  |  |  |  | 805.0339 | 0.0020786 |  | 805.2351 | 0 |  | 805.235 | 0.0039535 |  | 794.3198 | 0.0029933 |  | 805.2351 | 0 |  | 805.0339 | -0.00084981 |  | 800.5469 | 0 |  | 805.2351 | -0.0010736 |  | 805.2351 | 0.00013698
[7 empty] | 794.5516 | 0.00141 |  | 794.55 | 0 |  | 805.4729 | 0.00062758 |  | 794.5516 | -0.0011868 |  | 805.4729 | 0.001319 |  |  |  |  | 805.4728 | 0.00099686 |  |  |  |  | 805.2718 | 0.0033704 |  | 805.4729 | 0.00090281 |  | 805.4728 | 0.0042122 |  | 794.5516 | 0.0021198 |  | 805.4728 | 0.00044285 |  | 805.2718 | 0.00056708 |  | 800.7819 | 0 |  | 805.4729 | 0.0018634 |  | 805.4729 | 0.0024609
[7 empty] | 794.7835 | -0.00062553 |  | 794.78 | 0 |  | 805.7107 | 0 |  | 794.7834 | -0.001002 |  | 805.7107 | -0.0008518 |  |  |  |  | 805.7106 | 0 |  |  |  |  | 805.5096 | 0.00079542 |  | 805.7107 | 0 |  | 805.7106 | 0.0036721 |  | 794.7834 | 0.0009214 |  | 805.7106 | 0 |  | 805.5096 | -0.00041161 |  | 801.017 | 0 |  | 805.7107 | -0.0011211 |  | 805.7107 | 3.8365e-05
[7 empty] | 795.0153 | 0.00076035 |  | 795.02 | 0 |  | 805.9485 | 0.00035359 |  | 795.0153 | 0.0012535 |  | 805.9485 | -5.1995e-05 |  |  |  |  | 805.9485 | 0.00038072 |  |  |  |  | 805.7475 | 0.0032846 |  | 805.9485 | 0.00047799 |  | 805.9485 | 0.0040549 |  | 795.0153 | 0.0033576 |  | 805.9485 | 0.00034948 |  | 805.7475 | 0.00102 |  | 801.252 | 0 |  | 805.9485 | -4.4924e-05 |  | 805.9485 | 0.001945
[7 empty] | 795.2471 | -0.00040331 |  | 795.25 | 0 |  | 806.1863 | 0 |  | 795.2471 | 0.00023829 |  | 806.1863 | -0.0011962 |  |  |  |  | 806.1863 | 0 |  |  |  |  | 805.9854 | 0.002354 |  | 806.1863 | 0 |  | 806.1863 | 0.0030602 |  | 795.2471 | -0.001204 |  | 806.1863 | 0 |  | 805.9854 | -0.00029061 |  | 801.4871 | 0 |  | 806.1863 | -0.0015776 |  | 806.1863 | 0.0007576
[7 empty] | 795.4789 | 0.00083524 |  | 795.48 | 0 |  | 806.4241 | 0.00069456 |  | 795.4789 | -0.00031834 |  | 806.4241 | 0.00092353 |  |  |  |  | 806.4241 | 0.00061 |  |  |  |  | 806.2233 | 0.0035725 |  | 806.4241 | 0.00092932 |  | 806.4241 | 0.0041966 |  | 795.4789 | 0.00037553 |  | 806.4241 | 0.00026589 |  | 806.2233 | 0.00079725 |  | 801.7221 | 0 |  | 806.4241 | 0.00077025 |  | 806.4241 | 0.0021159
[7 empty] | 795.7107 | -0.00038363 |  | 795.71 | 0 |  | 806.6619 | 0 |  | 795.7108 | -0.00083929 |  | 806.6619 | -0.0010143 |  |  |  |  | 806.6619 | 0 |  |  |  |  | 806.4612 | 0.0023405 |  | 806.6619 | 0 |  | 806.6619 | 0.0033435 |  | 795.7108 | -4.5919e-05 |  | 806.6619 | 0 |  | 806.4612 | -0.00123 |  | 801.9572 | 0 |  | 806.6619 | -0.0021303 |  | 806.6619 | 0.00030921
[7 empty] | 795.9426 | 0.00012666 |  | 795.94 | 0 |  | 806.8998 | 0.0009052 |  | 795.9426 | 0.0011673 |  | 806.8998 | 0.0011272 |  |  |  |  | 806.8998 | 0.00058557 |  |  |  |  | 806.6991 | 0.003006 |  | 806.8998 | 0.00076942 |  | 806.8998 | 0.003878 |  | 795.9426 | 0.004994 |  | 806.8998 | 0.00038952 |  | 806.6991 | 0.00049585 |  | 802.1923 | 0 |  | 806.8998 | 0.00082917 |  | 806.8998 | 0.0018817
[7 empty] | 796.1745 | -0.00133 |  | 796.17 | 0 |  | 807.1376 | 0 |  | 796.1745 | -0.001319 |  | 807.1376 | -0.0011246 |  |  |  |  | 807.1376 | 0 |  |  |  |  | 806.937 | 0.0018811 |  | 807.1376 | 0 |  | 807.1376 | 0.0034025 |  | 796.1745 | -0.00093449 |  | 807.1376 | 0 |  | 806.937 | -0.00048212 |  | 802.4274 | 0 |  | 807.1376 | -0.0012629 |  | 807.1376 | 0.00016875
[7 empty] | 796.4064 | 0.00065699 |  | 796.41 | 0 |  | 807.3755 | 0.00052119 |  | 796.4064 | 0.0018435 |  | 807.3755 | 0.00013983 |  |  |  |  | 807.3755 | 0.00016308 |  |  |  |  | 807.1749 | 0.0035372 |  | 807.3755 | 0.00060144 |  | 807.3755 | 0.0032967 |  | 796.4064 | 0.00021715 |  | 807.3755 | 0.00027738 |  | 807.1749 | 0.00058153 |  | 802.6625 | 0 |  | 807.3755 | -0.00045365 |  | 807.3755 | 0.0016223
[7 empty] | 796.6382 | 0.00052722 |  | 796.64 | 0 |  | 807.6134 | 0 |  | 796.6382 | -0.00077723 |  | 807.6134 | -0.0018098 |  |  |  |  | 807.6133 | 0 |  |  |  |  | 807.4129 | 0.00079835 |  | 807.6134 | 0 |  | 807.6133 | 0.0031359 |  | 796.6382 | -0.0021578 |  | 807.6133 | 0 |  | 807.4129 | -0.00113 |  | 802.8976 | 0 |  | 807.6134 | -0.0017725 |  | 807.6134 | -0.00026014
[7 empty] | 796.8701 | -0.00011106 |  | 796.87 | 0 |  | 807.8512 | 0.00083042 |  | 796.8701 | 0.0009148 |  | 807.8512 | 0.00027099 |  |  |  |  | 807.8512 | 0.00011887 |  |  |  |  | 807.6508 | 0.0038483 |  | 807.8512 | 0.00049282 |  | 807.8512 | 0.0042459 |  | 796.8701 | 0.0028811 |  | 807.8512 | 0.00034058 |  | 807.6508 | -9.5945e-05 |  | 803.1327 | 0 |  | 807.8512 | -9.216e-05 |  | 807.8512 | 0.0020446
[7 empty] | 797.102 | 9.9407e-05 |  | 797.1 | 0 |  | 808.0891 | 0 |  | 797.102 | -0.00031009 |  | 808.0891 | -0.0010612 |  |  |  |  | 808.0891 | 0 |  |  |  |  | 807.8888 | 0.0016393 |  | 808.0891 | 0 |  | 808.0891 | 0.0028347 |  | 797.102 | -7.5948e-05 |  | 808.0891 | 0 |  | 807.8888 | -0.00118 |  | 803.3678 | 0 |  | 808.0891 | -0.0018452 |  | 808.0891 | -0.00043288
[7 empty] | 797.3339 | 0.00184 |  | 797.33 | 0 |  | 808.327 | 0.00038909 |  | 797.3339 | -0.00021629 |  | 808.327 | -1.8804e-05 |  |  |  |  | 808.327 | 0.00015434 |  |  |  |  | 808.1267 | 0.0031582 |  | 808.327 | 0.00043771 |  | 808.327 | 0.0039528 |  | 797.3339 | 0.00086091 |  | 808.327 | 0.00016975 |  | 808.1267 | 0.00044667 |  | 803.6029 | 0 |  | 808.327 | 0.00012723 |  | 808.327 | 0.0014822
[7 empty] | 797.5658 | -0.00030884 |  | 797.57 | 0 |  | 808.5649 | 0 |  | 797.5658 | -0.00044392 |  | 808.5649 | -0.0018586 |  |  |  |  | 808.5649 | 0 |  |  |  |  | 808.3647 | 0.002443 |  | 808.5649 | 0 |  | 808.5649 | 0.0035429 |  | 797.5658 | -0.0018227 |  | 808.5649 | 0 |  | 808.3647 | -0.0009482 |  | 803.8381 | 0 |  | 808.5649 | -0.0012671 |  | 808.5649 | -0.00019069
[7 empty] | 797.7977 | 0.00111 |  | 797.8 | 0 |  | 808.8028 | 0.00088258 |  | 797.7977 | 0.00097402 |  | 808.8028 | -0.00035538 |  |  |  |  | 808.8028 | 0.00048426 |  |  |  |  | 808.6027 | 0.0023463 |  | 808.8028 | 0.00067732 |  | 808.8028 | 0.0036051 |  | 797.7977 | -0.00054486 |  | 808.8028 | 0.00042468 |  | 808.6027 | 0.00071228 |  | 804.0732 | 0 |  | 808.8028 | -0.00029393 |  | 808.8028 | 0.0011999
[7 empty] | 798.0297 | -0.00156 |  | 798.03 | 0 |  | 809.0407 | 0 |  | 798.0297 | -0.0016063 |  | 809.0407 | -0.0021292 |  |  |  |  | 809.0407 | 0 |  |  |  |  | 808.8406 | 0.000959 |  | 809.0407 | 0 |  | 809.0407 | 0.0030389 |  | 798.0297 | -0.0015085 |  | 809.0407 | 0 |  | 808.8406 | -0.00165 |  | 804.3084 | 0 |  | 809.0407 | -0.0019081 |  | 809.0407 | -0.00043066
[7 empty] | 798.2616 | 0.00093811 |  | 798.26 | 0 |  | 809.2787 | 0.00050796 |  | 798.2616 | 0.001895 |  | 809.2787 | 0.00027669 |  |  |  |  | 809.2787 | 6.1555e-05 |  |  |  |  | 809.0786 | 0.0026108 |  | 809.2787 | 0.00036783 |  | 809.2787 | 0.0037388 |  | 798.2616 | 0.0032791 |  | 809.2787 | 0.00019186 |  | 809.0786 | 0.00063306 |  | 804.5436 | 0 |  | 809.2787 | -0.0010359 |  | 809.2787 | 0.0012553
[7 empty] | 798.4935 | -0.00017208 |  | 798.49 | 0 |  | 809.5166 | 0 |  | 798.4935 | 0.00083966 |  | 809.5166 | -0.001272 |  |  |  |  | 809.5166 | 0 |  |  |  |  | 809.3166 | 0.0010881 |  | 809.5166 | 0 |  | 809.5166 | 0.0034694 |  | 798.4935 | 3.9615e-05 |  | 809.5166 | 0 |  | 809.3166 | -0.00042598 |  | 804.7787 | 0 |  | 809.5166 | -0.0011189 |  | 809.5166 | 0.0002585
[7 empty] | 798.7255 | 0.00099149 |  | 798.73 | 0 |  | 809.7545 | 0.00077076 |  | 798.7255 | 0.0013284 |  | 809.7545 | 0.0013573 |  |  |  |  | 809.7545 | 0.00058579 |  |  |  |  | 809.5546 | 0.0027398 |  | 809.7545 | 0.00076944 |  | 809.7545 | 0.0041446 |  | 798.7255 | -0.0010206 |  | 809.7545 | 0.00053652 |  | 809.5546 | 0.00079252 |  | 805.0139 | 0 |  | 809.7545 | 0.00097678 |  | 809.7545 | 0.0024577
[7 empty] | 798.9574 | -3.6273e-05 |  | 798.96 | 0 |  | 809.9925 | 0 |  | 798.9574 | -0.00034229 |  | 809.9925 | -0.00096261 |  |  |  |  | 809.9925 | 0 |  |  |  |  | 809.7926 | 0.00060753 |  | 809.9925 | 0 |  | 809.9925 | 0.0033581 |  | 798.9574 | 0.00075112 |  | 809.9925 | 0 |  | 809.7926 | -0.00115 |  | 805.2491 | 0 |  | 809.9925 | -0.0013721 |  | 809.9925 | 3.2226e-06
[7 empty] | 799.1894 | 0.002 |  | 799.19 | 0 |  | 810.2304 | 0.00078611 |  | 799.1894 | -0.00073879 |  | 810.2304 | 0.0013345 |  |  |  |  | 810.2305 | 0.00084963 |  |  |  |  | 810.0307 | 0.002587 |  | 810.2304 | 0.00067765 |  | 810.2305 | 0.0034988 |  | 799.1894 | -0.00062968 |  | 810.2305 | 0.00051367 |  | 810.0307 | 0.00096941 |  | 805.4843 | 0 |  | 810.2304 | 0.0021004 |  | 810.2304 | 0.0023667
[7 empty] | 799.4213 | -0.00028831 |  | 799.42 | 0 |  | 810.4684 | 0 |  | 799.4213 | -0.0013256 |  | 810.4684 | -0.00085625 |  |  |  |  | 810.4684 | 0 |  |  |  |  | 810.2687 | 0.0020079 |  | 810.4684 | 0 |  | 810.4684 | 0.0030265 |  | 799.4213 | 0.0014488 |  | 810.4684 | 0 |  | 810.2687 | -0.00086428 |  | 805.7195 | 0 |  | 810.4684 | -0.00090042 |  | 810.4684 | 0.00012729
[7 empty] | 799.6533 | 0.00013201 |  | 799.65 | 0 |  | 810.7064 | 0.00079626 |  | 799.6533 | 0.00030802 |  | 810.7064 | 0.00060161 |  |  |  |  | 810.7064 | 6.7438e-05 |  |  |  |  | 810.5067 | 0.003469 |  | 810.7064 | 0.0011074 |  | 810.7064 | 0.0042512 |  | 799.6533 | 0.00074678 |  | 810.7064 | 0.00030859 |  | 810.5067 | 0.00057583 |  | 805.9548 | 0 |  | 810.7064 | 0.0002748 |  | 810.7064 | 0.0016479
[7 empty] | 799.8853 | -0.0006885 |  | 799.89 | 0 |  | 810.9444 | 0 |  | 799.8853 | 0.00048287 |  | 810.9444 | -0.00078764 |  |  |  |  | 810.9444 | 0 |  |  |  |  | 810.7448 | 0.002077 |  | 810.9444 | 0 |  | 810.9444 | 0.003689 |  | 799.8853 | 0.00042188 |  | 810.9444 | 0 |  | 810.7448 | -0.00094189 |  | 806.19 | 0 |  | 810.9444 | -0.0010094 |  | 810.9444 | 0.00030373
[7 empty] | 800.1173 | 0.0015 |  | 800.12 | 0 |  | 811.1824 | 0.00091456 |  | 800.1173 | -0.0014592 |  | 811.1824 | -0.00057285 |  |  |  |  | 811.1824 | 8.5307e-05 |  |  |  |  | 810.9828 | 0.0032395 |  | 811.1824 | 0 |  | 811.1824 | 0.0037981 |  | 800.1173 | 0.0025477 |  | 811.1824 | 0.00052256 |  | 810.9828 | 0.0004423 |  | 806.4253 | 0 |  | 811.1824 | 0.00032201 |  | 811.1824 | 0.0018452
[7 empty] | 800.3493 | -0.00148 |  | 800.35 | -0.0024641 |  | 811.4204 | 0 |  | 800.3493 | 0.00087548 |  | 811.4204 | -0.0017213 |  |  |  |  | 811.4204 | 0 |  |  |  |  | 811.2209 | 0.00073167 |  | 811.4204 | 0 |  | 811.4204 | 0.0030673 |  | 800.3493 | 0 |  | 811.4204 | 0 |  | 811.2209 | -0.00063247 |  | 806.6605 | 0 |  | 811.4204 | -0.0022692 |  | 811.4204 | 2.7667e-05
[7 empty] | 800.5813 | 0.00081313 |  | 800.58 | 0 |  | 811.6584 | 0.00033428 |  | 800.5813 | 0.0013065 |  | 811.6584 | 0.00031213 |  |  |  |  | 811.6584 | 0.00025015 |  |  |  |  | 811.4589 | 0.0031181 |  | 811.6584 | 5.8783e-05 |  | 811.6584 | 0.0038145 |  | 800.5813 | 0 |  | 811.6584 | 0.00029066 |  | 811.4589 | 0.00014759 |  | 806.8958 | 0 |  | 811.6584 | -0.0001731 |  | 811.6584 | 0.001426
[7 empty] | 800.8134 | 0.00011094 |  | 800.81 | 0 |  | 811.8964 | 0 |  | 800.8134 | -0.0027018 |  | 811.8964 | -0.0007945 |  |  |  |  | 811.8964 | 0 |  |  |  |  | 811.697 | 0.00092997 |  | 811.8964 | 0 |  | 811.8964 | 0.0027926 |  | 800.8134 | 0 |  | 811.8964 | 0 |  | 811.697 | -0.00016447 |  | 807.131 | 0 |  | 811.8964 | -0.0011271 |  | 811.8964 | 0.0001712
[7 empty] | 801.0453 | 0.00182 |  | 801.05 | 0 |  | 812.1344 | 0.00089275 |  | 801.0453 | 0.0020493 |  | 812.1344 | -0.00015436 |  |  |  |  | 812.1345 | 0.00010084 |  |  |  |  | 811.9351 | 0.0034774 |  | 812.1344 | 5.9779e-05 |  | 812.1345 | 0.0038605 |  | 801.0453 | 0 |  | 812.1345 | 0.00018185 |  | 811.9351 | 0.00020588 |  | 807.3663 | 0 |  | 812.1344 | -0.00042939 |  | 812.1344 | 0.002156
[7 empty] | 801.2774 | 0.00037584 |  | 801.28 | 0 |  | 812.3725 | 0 |  | 801.2774 | -0.0010125 |  | 812.3725 | -0.00088062 |  |  |  |  | 812.3725 | 0 |  |  |  |  | 812.1732 | 0.0017076 |  | 812.3725 | 0 |  | 812.3725 | 0.0036705 |  | 801.2774 | 0 |  | 812.3725 | 0 |  | 812.1732 | -0.00036734 |  | 807.6016 | 0 |  | 812.3725 | -0.0011397 |  | 812.3725 | 0.00015264
[7 empty] | 801.5094 | 0.00033435 |  | 801.51 | 0 |  | 812.6105 | 0.00011165 |  | 801.5094 | 0.00071072 |  | 812.6105 | 0.00045774 |  |  |  |  | 812.6105 | 0.00043567 |  |  |  |  | 812.4113 | 0.0027848 |  | 812.6105 | 0.00065715 |  | 812.6105 | 0.0039249 |  | 801.5094 | 0 |  | 812.6105 | 0.00035118 |  | 812.4113 | 0.00023195 |  | 807.837 | 0 |  | 812.6105 | 0.00024253 |  | 812.6105 | 0.0011494
[7 empty] | 801.7415 | 0.00083005 |  | 801.74 | 0 |  | 812.8486 | 0 |  | 801.7415 | -0.0013547 |  | 812.8486 | -0.0003673 |  |  |  |  | 812.8486 | 0 |  |  |  |  | 812.6494 | 0.0019326 |  | 812.8486 | 0 |  | 812.8486 | 0.0025098 |  | 801.7415 | 0 |  | 812.8486 | 0 |  | 812.6494 | -0.00085349 |  | 808.0723 | 0 |  | 812.8486 | -0.00013261 |  | 812.8486 | 0.00022257
[7 empty] | 801.9735 | 0.00089388 |  | 801.97 | 0 |  | 813.0866 | 0.0010014 |  | 801.9735 | 0.00081133 |  | 813.0866 | 0.00096746 |  |  |  |  | 813.0867 | 0.00086765 |  |  |  |  | 812.8875 | 0.0035528 |  | 813.0866 | 0.00079103 |  | 813.0867 | 0.0036896 |  | 801.9735 | 0 |  | 813.0867 | 0.00031033 |  | 812.8875 | 0.0004661 |  | 808.3076 | 0 |  | 813.0866 | 0.0017331 |  | 813.0866 | 0.0020306
[7 empty] | 802.2056 | -0.00041203 |  | 802.21 | 0 |  | 813.3247 | 0 |  | 802.2056 | -0.00088652 |  | 813.3247 | -0.0014248 |  |  |  |  | 813.3247 | 0 |  |  |  |  | 813.1256 | 0.0012096 |  | 813.3247 | 0 |  | 813.3247 | 0.0033579 |  | 802.2056 | 0 |  | 813.3247 | 0 |  | 813.1256 | -0.00127 |  | 808.5429 | 0 |  | 813.3247 | -0.0017834 |  | 813.3247 | 6.9988e-05
[7 empty] | 802.4376 | 0.00045972 |  | 802.44 | 0 |  | 813.5628 | 0.00081881 |  | 802.4376 | 0.0019019 |  | 813.5628 | 0.00075886 |  |  |  |  | 813.5628 | 0.00054422 |  |  |  |  | 813.3638 | 0.0042103 |  | 813.5628 | 0.0012084 |  | 813.5628 | 0.0039064 |  | 802.4376 | 0 |  | 813.5628 | 0.00033878 |  | 813.3638 | 0.00055912 |  | 808.7783 | 0 |  | 813.5628 | 0.0012604 |  | 813.5628 | 0.0024045
[7 empty] | 802.6697 | -0.00167 |  | 802.67 | 0 |  | 813.8009 | 0 |  | 802.6697 | -0.00025118 |  | 813.8009 | -0.001609 |  |  |  |  | 813.8009 | 0 |  |  |  |  | 813.6019 | 0.0019239 |  | 813.8009 | 0 |  | 813.8009 | 0.0037414 |  | 802.6697 | 0 |  | 813.8009 | 0 |  | 813.6019 | -0.00060331 |  | 809.0136 | 0 |  | 813.8009 | -0.001837 |  | 813.8009 | -2.8087e-05
[7 empty] | 802.9018 | 0.00168 |  | 802.9 | 0 |  | 814.039 | 0.00072196 |  | 802.9018 | 0.0015307 |  | 814.039 | 0.00061794 |  |  |  |  | 814.039 | 0.00061424 |  |  |  |  | 813.84 | 0.0031764 |  | 814.039 | 0 |  | 814.039 | 0.0034831 |  | 802.9018 | 0 |  | 814.039 | 0.00025531 |  | 813.84 | 0.00084932 |  | 809.249 | 0 |  | 814.039 | 0.0014151 |  | 814.039 | 0.0020477
[7 empty] | 803.1339 | 0.00015906 |  | 803.13 | 0 |  | 814.2771 | 0 |  | 803.1339 | -0.00072275 |  | 814.2771 | -0.0018488 |  |  |  |  | 814.2771 | 0 |  |  |  |  | 814.0782 | 0.00083284 |  | 814.2771 | 0 |  | 814.2771 | 0.0029403 |  | 803.1339 | 0 |  | 814.2771 | 0 |  | 814.0782 | -0.00064194 |  | 809.4843 | 0 |  | 814.2771 | -0.0023287 |  | 814.2771 | -0.0006506
[7 empty] | 803.366 | 0.00029182 |  | 803.37 | 0 |  | 814.5152 | 0.00075017 |  | 803.366 | 0.00074428 |  | 814.5152 | 0.0015153 |  |  |  |  | 814.5152 | 0.00068764 |  |  |  |  | 814.3164 | 0.003364 |  | 814.5152 | 0.00089185 |  | 814.5152 | 0.0034558 |  | 803.366 | 0 |  | 814.5152 | 0.00042637 |  | 814.3164 | 0.00090307 |  | 809.7197 | 0 |  | 814.5152 | 0.0018897 |  | 814.5152 | 0.002733
[7 empty] | 803.5981 | 0.00099702 |  | 803.6 | 0 |  | 814.7533 | 0 |  | 803.5981 | -0.0020463 |  | 814.7533 | -0.0016361 |  |  |  |  | 814.7534 | 0 |  |  |  |  | 814.5545 | 0.00089999 |  | 814.7533 | 0 |  | 814.7534 | 0.0028035 |  | 803.5981 | 0 |  | 814.7534 | 0 |  | 814.5545 | -0.00125 |  | 809.9551 | 0 |  | 814.7533 | -0.0023142 |  | 814.7533 | -0.00061277
[7 empty] | 803.8302 | 0.00075752 |  | 803.83 | 0 |  | 814.9915 | 0.00096604 |  | 803.8302 | 0.00015895 |  | 814.9915 | 0.0017095 |  |  |  |  | 814.9915 | 0.00087648 |  |  |  |  | 814.7927 | 0.0032977 |  | 814.9915 | 0.00083862 |  | 814.9915 | 0.0032305 |  | 803.8302 | 0 |  | 814.9915 | 0.00037674 |  | 814.7927 | 0.00084651 |  | 810.1905 | 0 |  | 814.9915 | 0.0019746 |  | 814.9915 | 0.0018599
[7 empty] | 804.0623 | -0.00075685 |  | 804.06 | 0 |  | 815.2296 | 0 |  | 804.0623 | -0.000973 |  | 815.2296 | -0.0018237 |  |  |  |  | 815.2296 | 0 |  |  |  |  | 815.0309 | 0.0018998 |  | 815.2296 | 0 |  | 815.2296 | 0.0029596 |  | 804.0623 | 0 |  | 815.2296 | 0 |  | 815.0309 | -0.00069747 |  | 810.4259 | 0 |  | 815.2296 | -0.0015753 |  | 815.2296 | -0.00081804
[7 empty] | 804.2945 | -1.8836e-05 |  | 804.29 | 0 |  | 815.4678 | 0.00081903 |  | 804.2945 | 0.0013091 |  | 815.4678 | 0.0002152 |  |  |  |  | 815.4678 | 0.00037671 |  |  |  |  | 815.2691 | 0.0039967 |  | 815.4678 | 0.00057278 |  | 815.4678 | 0.0032442 |  | 804.2945 | 0 |  | 815.4678 | 0.00048862 |  | 815.2691 | 0.00099345 |  | 810.6613 | 0 |  | 815.4678 | 0.00085812 |  | 815.4678 | 0.0014557
[7 empty] | 804.5266 | -0.00071025 |  | 804.53 | 0 |  | 815.7059 | 0 |  | 804.5266 | 0.0024088 |  | 815.7059 | -0.0009863 |  |  |  |  | 815.7059 | 0 |  |  |  |  | 815.5073 | 0.00084716 |  | 815.7059 | 0 |  | 815.7059 | 0.0029776 |  | 804.5266 | 0 |  | 815.7059 | 0 |  | 815.5073 | -0.00079924 |  | 810.8967 | 0 |  | 815.7059 | -0.0009712 |  | 815.7059 | 0.00017674
[7 empty] | 804.7587 | -0.00017107 |  | 804.76 | 0 |  | 815.9441 | 0.00024766 |  | 804.7587 | 0.0011366 |  | 815.9441 | 0.0007237 |  |  |  |  | 815.9441 | 0.00044398 |  |  |  |  | 815.7455 | 0.0037005 |  | 815.9441 | 0.0012021 |  | 815.9441 | 0.003132 |  | 804.7587 | 0 |  | 815.9441 | 0.00033836 |  | 815.7455 | 0.0013 |  | 811.1322 | 0 |  | 815.9441 | 0.00026858 |  | 815.9441 | 0.0014222
[7 empty] | 804.9909 | -0.00084877 |  | 804.99 | 0 |  | 816.1822 | 0 |  | 804.9909 | -0.0019286 |  | 816.1822 | -0.0013831 |  |  |  |  | 816.1822 | 0 |  |  |  |  | 815.9837 | 0.00041934 |  | 816.1822 | 0 |  | 816.1823 | 0.0031222 |  | 804.9909 | 0 |  | 816.1822 | 0 |  | 815.9837 | -0.00072506 |  | 811.3676 | 0 |  | 816.1822 | -0.0023682 |  | 816.1822 | -4.401e-05
[7 empty] | 805.2231 | 0.00019527 |  | 805.22 | 0 |  | 816.4204 | 0.00059032 |  | 805.2231 | 0.0021296 |  | 816.4204 | 0.00052648 |  |  |  |  | 816.4204 | 0.00037278 |  |  |  |  | 816.2219 | 0.0022037 |  | 816.4204 | 0.00064581 |  | 816.4204 | 0.0038955 |  | 805.2231 | 0 |  | 816.4204 | 0.00040301 |  | 816.2219 | 0.00072236 |  | 811.6031 | 0 |  | 816.4204 | 0.00040487 |  | 816.4204 | 0.0016356
[7 empty] | 805.4552 | -0.00040154 |  | 805.46 | 0 |  | 816.6586 | 0 |  | 805.4552 | 8.3629e-06 |  | 816.6586 | -0.0023038 |  |  |  |  | 816.6586 | 0 |  |  |  |  | 816.4601 | -0.00028839 |  | 816.6586 | 0 |  | 816.6586 | 0.0028515 |  | 805.4552 | 0 |  | 816.6586 | 0 |  | 816.4601 | -0.00070251 |  | 811.8386 | 0 |  | 816.6586 | -0.0025532 |  | 816.6586 | -0.00062461
[7 empty] | 805.6874 | 0.00059575 |  | 805.69 | 0 |  | 816.8968 | 0.00028672 |  | 805.6874 | 0.0028664 |  | 816.8968 | -0.00077156 |  |  |  |  | 816.8968 | 6.0763e-05 |  |  |  |  | 816.6984 | 0.0014229 |  | 816.8968 | 0.00083718 |  | 816.8969 | 0.0033361 |  | 805.6874 | 0 |  | 816.8968 | 0.0003054 |  | 816.6984 | 0.00056101 |  | 812.074 | 0 |  | 816.8968 | -0.00076809 |  | 816.8968 | 0.00093246
[7 empty] | 805.9196 | 0.00020509 |  | 805.92 | 0 |  | 817.135 | 0 |  | 805.9196 | -0.0008331 |  | 817.135 | 4.1012e-06 |  |  |  |  | 817.135 | 0 |  |  |  |  | 816.9366 | 0.002052 |  | 817.135 | 0 |  | 817.135 | 0.0025711 |  | 805.9196 | 0 |  | 817.135 | 0 |  | 816.9366 | -0.00079487 |  | 812.3095 | 0 |  | 817.135 | 0.00027683 |  | 817.135 | 0.00051611
[7 empty] | 806.1518 | -5.4828e-06 |  | 806.15 | 0 |  | 817.3732 | 0.00089332 |  | 806.1518 | -0.00049512 |  | 817.3732 | 0.0012143 |  |  |  |  | 817.3732 | 0.00057017 |  |  |  |  | 817.1749 | 0.0026614 |  | 817.3732 | 0.00086416 |  | 817.3732 | 0.0038407 |  | 806.1518 | 0 |  | 817.3732 | 0.00022439 |  | 817.1749 | 0.00105 |  | 812.545 | 0 |  | 817.3732 | 0.00096451 |  | 817.3732 | 0.0011836
[7 empty] | 806.384 | -0.00049963 |  | 806.38 | 0 |  | 817.6115 | 0 |  | 806.384 | -0.0019295 |  | 817.6115 | -0.0019843 |  |  |  |  | 817.6114 | 0 |  |  |  |  | 817.4131 | 0.00058581 |  | 817.6115 | 0 |  | 817.6115 | 0.0028288 |  | 806.384 | 0 |  | 817.6114 | 0 |  | 817.4131 | -0.0011 |  | 812.7805 | 0 |  | 817.6115 | -0.0020995 |  | 817.6115 | -0.00080802
[7 empty] | 806.6161 | -0.00042447 |  | 806.62 | 0 |  | 817.8497 | 0.0012624 |  | 806.6161 | 0.0024468 |  | 817.8497 | 0.0012595 |  |  |  |  | 817.8497 | 0.00092092 |  |  |  |  | 817.6514 | 0.0042037 |  | 817.8497 | 0.00042762 |  | 817.8497 | 0.0030284 |  | 806.6161 | 0 |  | 817.8497 | 0.00036674 |  | 817.6514 | 0.00105 |  | 813.016 | 0 |  | 817.8497 | 0.00040348 |  | 817.8497 | 0.0015514
[7 empty] | 806.8484 | -0.00065264 |  | 806.85 | 0 |  | 818.0879 | 0 |  | 806.8484 | -6.9767e-05 |  | 818.0879 | -0.0011582 |  |  |  |  | 818.0879 | 0 |  |  |  |  | 817.8897 | 0.0021061 |  | 818.0879 | 0 |  | 818.088 | 0.003064 |  | 806.8484 | 0 |  | 818.0879 | 0 |  | 817.8897 | -0.00085574 |  | 813.2515 | 0 |  | 818.0879 | -0.0018646 |  | 818.0879 | -0.00027383
[7 empty] | 807.0806 | -7.7966e-05 |  | 807.08 | 0 |  | 818.3262 | 0.00018184 |  | 807.0806 | 0.0019281 |  | 818.3262 | 5.2365e-05 |  |  |  |  | 818.3262 | 0.00052312 |  |  |  |  | 818.128 | 0.0024148 |  | 818.3262 | 0.00086435 |  | 818.3262 | 0.0027847 |  | 807.0806 | 0 |  | 818.3262 | 0.00020795 |  | 818.128 | 0.00115 |  | 813.4871 | 0 |  | 818.3262 | -7.8098e-05 |  | 818.3262 | 0.0012232
[7 empty] | 807.3128 | 0.00047199 |  | 807.31 | 0 |  | 818.5645 | 0 |  | 807.3128 | -0.0021173 |  | 818.5645 | -0.0012888 |  |  |  |  | 818.5644 | 0 |  |  |  |  | 818.3663 | 0.0013735 |  | 818.5645 | 0 |  | 818.5645 | 0.0027919 |  | 807.3128 | 0 |  | 818.5644 | 0 |  | 818.3663 | -0.0007928 |  | 813.7226 | 0 |  | 818.5645 | -0.0016845 |  | 818.5645 | -0.00071497
[7 empty] | 807.545 | 0.00075204 |  | 807.55 | 0 |  | 818.8027 | 0.00057211 |  | 807.545 | 3.1559e-05 |  | 818.8027 | 9.5709e-05 |  |  |  |  | 818.8027 | 0.00012648 |  |  |  |  | 818.6046 | 0.0029948 |  | 818.8027 | 0.00022665 |  | 818.8027 | 0.0033491 |  | 807.545 | 0 |  | 818.8027 | 0.00023752 |  | 818.6046 | 0.00083864 |  | 813.9581 | 0 |  | 818.8027 | 0.00040547 |  | 818.8027 | 0.0014203
[7 empty] | 807.7773 | 0.00134 |  | 807.78 | 0 |  | 819.041 | 0 |  | 807.7773 | -0.0031369 |  | 819.041 | -0.00085247 |  |  |  |  | 819.041 | 0 |  |  |  |  | 818.8429 | 0.00098395 |  | 819.041 | 0 |  | 819.041 | 0.0031332 |  | 807.7773 | 0 |  | 819.041 | 0 |  | 818.8429 | -0.00109 |  | 814.1937 | 0 |  | 819.041 | -0.0017325 |  | 819.041 | -0.00083926
[7 empty] | 808.0096 | 0.00164 |  | 808.01 | 0 |  | 819.2793 | 0.0007982 |  | 808.0096 | 0.0014685 |  | 819.2793 | 0.00063042 |  |  |  |  | 819.2793 | 0.00020967 |  |  |  |  | 819.0812 | 0.0012776 |  | 819.2793 | 0.00060424 |  | 819.2793 | 0.0030263 |  | 808.0096 | 0 |  | 819.2793 | 0.00025092 |  | 819.0812 | -2.2764e-05 |  | 814.4293 | 0 |  | 819.2793 | 0.00023028 |  | 819.2793 | 0.002074
[7 empty] | 808.2418 | -0.00052234 |  | 808.24 | 0 |  | 819.5176 | 0.00033761 |  | 808.2418 | 0.00011671 |  | 819.5176 | 0.00053775 |  |  |  |  | 819.5176 | 0.00025559 |  |  |  |  | 819.3195 | 0.0030064 |  | 819.5176 | 0.00089298 |  | 819.5176 | 0.0037201 |  | 808.2418 | 0 |  | 819.5176 | 0.00023407 |  | 819.3195 | 0.0011 |  | 814.6648 | 0 |  | 819.5176 | -0.00056264 |  | 819.5176 | 0.0010265
[7 empty] | 808.4741 | -0.00046171 |  | 808.47 | 0 |  | 819.7559 | 0 |  | 808.4741 | -0.0002345 |  | 819.7559 | -0.0013332 |  |  |  |  | 819.7559 | 0 |  |  |  |  | 819.5578 | -0.00016665 |  | 819.7559 | 0 |  | 819.7559 | 0.0021765 |  | 808.4741 | 0 |  | 819.7559 | 0 |  | 819.5578 | -0.00080372 |  | 814.9004 | 0 |  | 819.7559 | -0.0020216 |  | 819.7559 | -4.1652e-05
[7 empty] | 808.7064 | 0.00143 |  | 808.71 | 0 |  | 819.9942 | 0.00019083 |  | 808.7064 | -0.0018477 |  | 819.9942 | 0.00023715 |  |  |  |  | 819.9942 | 0.0003602 |  |  |  |  | 819.7962 | 0.0022147 |  | 819.9942 | 0.0006875 |  | 819.9942 | 0.0030272 |  | 808.7064 | 0 |  | 819.9942 | 0.00035246 |  | 819.7962 | 0.00069937 |  | 815.136 | 0 |  | 819.9942 | 0.0010379 |  | 819.9942 | 0.0014487
[7 empty] | 808.9387 | -0.00029581 |  | 808.94 | 0 |  | 820.2325 | 0 |  | 808.9387 | -1.3539e-05 |  | 820.2325 | -0.0010056 |  |  |  |  | 820.2325 | 0 |  |  |  |  | 820.0345 | 0.0010649 |  | 820.2325 | 0 |  | 820.2325 | 0.0022684 |  | 808.9387 | 0 |  | 820.2325 | 0 |  | 820.0345 | -0.00091043 |  | 815.3716 | 0 |  | 820.2325 | -0.0016903 |  | 820.2325 | 3.0087e-05
[7 empty] | 809.1709 | 0.00075295 |  | 809.17 | 0 |  | 820.4708 | 0.00034535 |  | 809.1709 | -0.00021683 |  | 820.4708 | 9.6407e-05 |  |  |  |  | 820.4708 | 0.00024747 |  |  |  |  | 820.2729 | 0.0030412 |  | 820.4708 | 0.00014841 |  | 820.4708 | 0.0034074 |  | 809.1709 | 0 |  | 820.4708 | 0.0003706 |  | 820.2729 | 7.3482e-05 |  | 815.6072 | 0 |  | 820.4708 | -2.1992e-05 |  | 820.4708 | 0.0015948
[7 empty] | 809.4032 | 6.2075e-05 |  | 809.4 | 0 |  | 820.7092 | 0 |  | 809.4032 | -0.00077145 |  | 820.7092 | -0.0019333 |  |  |  |  | 820.7092 | 0 |  |  |  |  | 820.5112 | 0.00042791 |  | 820.7092 | 0 |  | 820.7092 | 0.0027771 |  | 809.4032 | 0 |  | 820.7092 | 0 |  | 820.5112 | -0.00112 |  | 815.8428 | 0 |  | 820.7092 | -0.002515 |  | 820.7092 | -0.00080604
[7 empty] | 809.6355 | -0.00024837 |  | 809.64 | 0 |  | 820.9475 | 0.00066751 |  | 809.6355 | 0.0024476 |  | 820.9475 | 0.0010431 |  |  |  |  | 820.9475 | 0.00076548 |  |  |  |  | 820.7496 | 0.0029332 |  | 820.9475 | 0.00013403 |  | 820.9475 | 0.0038065 |  | 809.6355 | 0 |  | 820.9475 | 0.00043587 |  | 820.7496 | 0.00115 |  | 816.0785 | 0 |  | 820.9475 | 0.0012837 |  | 820.9475 | 0.0018956
[7 empty] | 809.8678 | -0.000507 |  | 809.87 | 0 |  | 821.1859 | 0 |  | 809.8678 | -0.0002816 |  | 821.1859 | -0.0019911 |  |  |  |  | 821.1858 | 0 |  |  |  |  | 820.988 | 2.4993e-05 |  | 821.1859 | 0 |  | 821.1859 | 0.0022502 |  | 809.8678 | 0 |  | 821.1858 | 0 |  | 820.988 | -0.00111 |  | 816.3141 | 0 |  | 821.1859 | -0.0026626 |  | 821.1859 | -0.00040134
[7 empty] | 810.1002 | 0.00211 |  | 810.1 | 0 |  | 821.4242 | 0.0006863 |  | 810.1002 | 0.0022814 |  | 821.4242 | -8.9058e-05 |  |  |  |  | 821.4242 | 0.0002174 |  |  |  |  | 821.2264 | 0.0031366 |  | 821.4242 | 0.00026847 |  | 821.4242 | 0.0031247 |  | 810.1002 | 0 |  | 821.4242 | 0.0003222 |  | 821.2264 | 0.00040522 |  | 816.5497 | 0 |  | 821.4242 | 0.00045324 |  | 821.4242 | 0.0013915
[7 empty] | 810.3325 | -0.00138 |  | 810.33 | 0 |  | 821.6626 | 0 |  | 810.3325 | -0.00064091 |  | 821.6626 | -0.0017077 |  |  |  |  | 821.6626 | 0 |  |  |  |  | 821.4647 | 0.00059754 |  | 821.6626 | 0 |  | 821.6626 | 0.0030149 |  | 810.3325 | 0 |  | 821.6626 | 0 |  | 821.4647 | -0.00096427 |  | 816.7854 | 0 |  | 821.6626 | -0.0021823 |  | 821.6626 | -0.0005296
[7 empty] | 810.5648 | 0.00073519 |  | 810.56 | 0 |  | 821.901 | 0.00037177 |  | 810.5648 | 0.0014711 |  | 821.901 | 0.00041831 |  |  |  |  | 821.9009 | 0.00021759 |  |  |  |  | 821.7031 | 0.0022889 |  | 821.901 | 0.00035251 |  | 821.9009 | 0.0026882 |  | 810.5648 | 0 |  | 821.9009 | 0.00044727 |  | 821.7032 | 0.00052463 |  | 817.0211 | 0 |  | 821.901 | 0.0011999 |  | 821.901 | 0.0010758
[7 empty] | 810.7971 | 0.00023644 |  | 810.8 | 0 |  | 822.1394 | 0 |  | 810.7971 | 0.00015791 |  | 822.1394 | -0.0016475 |  |  |  |  | 822.1393 | 0 |  |  |  |  | 821.9416 | 0.001006 |  | 822.1394 | 0 |  | 822.1393 | 0.0029322 |  | 810.7971 | 0 |  | 822.1393 | 0 |  | 821.9416 | -0.0008653 |  | 817.2568 | 0 |  | 822.1394 | -0.0013955 |  | 822.1394 | -0.00057927
[7 empty] | 811.0295 | 0.0009589 |  | 811.03 | 0 |  | 822.3777 | 0.00076738 |  | 811.0295 | 0.0010004 |  | 822.3777 | 0.00068414 |  |  |  |  | 822.3777 | 0.00053562 |  |  |  |  | 822.18 | 0.0029861 |  | 822.3777 | 0.00077932 |  | 822.3777 | 0.0031059 |  | 811.0295 | 0 |  | 822.3777 | 0.00040305 |  | 822.18 | 0.00087481 |  | 817.4924 | 0 |  | 822.3777 | 0.0010062 |  | 822.3777 | 0.0014466
[7 empty] | 811.2618 | -0.0013 |  | 811.26 | 0 |  | 822.6161 | 0 |  | 811.2618 | -0.00021074 |  | 822.6161 | -0.0014451 |  |  |  |  | 822.6161 | 0 |  |  |  |  | 822.4184 | 0.0013926 |  | 822.6161 | 0 |  | 822.6161 | 0.0019526 |  | 811.2618 | 0 |  | 822.6161 | 0 |  | 822.4184 | -0.00044335 |  | 817.7281 | 0 |  | 822.6161 | -0.0012333 |  | 822.6161 | -0.00031769
[7 empty] | 811.4942 | 0.00087849 |  | 811.49 | 0 |  | 822.8546 | 0.00045175 |  | 811.4942 | -0.00019269 |  | 822.8546 | 0.00069451 |  |  |  |  | 822.8546 | 0.00053114 |  |  |  |  | 822.6568 | 0.0035351 |  | 822.8546 | 0.00077131 |  | 822.8546 | 0.0036259 |  | 811.4942 | 0 |  | 822.8546 | 0.00036178 |  | 822.6568 | 0.00070767 |  | 817.9639 | 0 |  | 822.8546 | 0.00084362 |  | 822.8546 | 0.0012968
[7 empty] | 811.7266 | -0.00092843 |  | 811.73 | 0 |  | 823.093 | 0 |  | 811.7266 | -0.0027661 |  | 823.093 | -0.0020129 |  |  |  |  | 823.093 | 0 |  |  |  |  | 822.8953 | 0.0006501 |  | 823.093 | 0 |  | 823.093 | 0.001603 |  | 811.7266 | 0 |  | 823.093 | 0 |  | 822.8953 | -0.00014301 |  | 818.1996 | 0 |  | 823.093 | -0.0023126 |  | 823.093 | -0.00024753
[7 empty] | 811.9589 | 0.00064941 |  | 811.96 | 0 |  | 823.3314 | 0.00086476 |  | 811.9589 | 0.00096132 |  | 823.3314 | 0.00091375 |  |  |  |  | 823.3314 | 0.00059145 |  |  |  |  | 823.1337 | 0.003148 |  | 823.3314 | 0.0014271 |  | 823.3314 | 0.0034311 |  | 811.9589 | 0 |  | 823.3314 | 0.00029272 |  | 823.1337 | 0.00091454 |  | 818.4353 | 0 |  | 823.3314 | 0.00071359 |  | 823.3314 | 0.0018627
[7 empty] | 812.1914 | -0.00191 |  | 812.19 | 0 |  | 823.5698 | 0 |  | 812.1913 | -0.00085547 |  | 823.5698 | -0.0016148 |  |  |  |  | 823.5698 | 0 |  |  |  |  | 823.3722 | 0.00033089 |  | 823.5698 | 0 |  | 823.5698 | 0.0024215 |  | 812.1913 | 0 |  | 823.5698 | 0 |  | 823.3722 | -0.00112 |  | 818.671 | 0 |  | 823.5698 | -0.002272 |  | 823.5698 | -0.0006637
[7 empty] | 812.4237 | 0.00166 |  | 812.42 | 0 |  | 823.8083 | 0.00079658 |  | 812.4237 | 0.0010823 |  | 823.8083 | -0.00010124 |  |  |  |  | 823.8083 | 0.00029533 |  |  |  |  | 823.6106 | 0.0017449 |  | 823.8083 | 0.0004042 |  | 823.8083 | 0.0033997 |  | 812.4237 | 0 |  | 823.8083 | 0.00033997 |  | 823.6106 | 0.00098364 |  | 818.9067 | 0 |  | 823.8083 | 0.0001561 |  | 823.8083 | 0.00087024
[7 empty] | 812.6561 | -0.00266 |  | 812.66 | 0 |  | 824.0467 | 0 |  | 812.6561 | 0.0005426 |  | 824.0467 | -0.0020908 |  |  |  |  | 824.0467 | 0 |  |  |  |  | 823.8491 | 0.0010917 |  | 824.0467 | 0 |  | 824.0468 | 0.0023636 |  | 812.6561 | 0 |  | 824.0467 | 0 |  | 823.8491 | -0.00165 |  | 819.1425 | 0 |  | 824.0467 | -0.0014852 |  | 824.0467 | -0.00052587
[7 empty] | 812.8886 | -0.00053681 |  | 812.89 | 0 |  | 824.2852 | 0.00052393 |  | 812.8885 | -0.00078032 |  | 824.2852 | 0.001585 |  |  |  |  | 824.2852 | 0.00105 |  |  |  |  | 824.0876 | 0.0031423 |  | 824.2852 | 0.0013055 |  | 824.2852 | 0.0024926 |  | 812.8885 | 0 |  | 824.2852 | 0.00051051 |  | 824.0876 | 0.000684 |  | 819.3783 | 0 |  | 824.2852 | 0.0022697 |  | 824.2852 | 0.0017229
[7 empty] | 813.121 | 2.4603e-05 |  | 813.12 | 0 |  | 824.5237 | 0 |  | 813.121 | -0.0026821 |  | 824.5237 | -0.00038329 |  |  |  |  | 824.5237 | 0 |  |  |  |  | 824.326 | 0.0017097 |  | 824.5237 | 0 |  | 824.5237 | 0.0020511 |  | 813.121 | 0 |  | 824.5237 | 0 |  | 824.326 | -0.00071572 |  | 819.6141 | 0 |  | 824.5237 | -0.00043182 |  | 824.5237 | -0.00043629
[7 empty] | 813.3534 | 0.00082294 |  | 813.35 | 0 |  | 824.7621 | 0.00086597 |  | 813.3534 | 0.00031954 |  | 824.7621 | 0.00096951 |  |  |  |  | 824.7622 | 0.00053036 |  |  |  |  | 824.5645 | 0.003048 |  | 824.7621 | 0.00060855 |  | 824.7621 | 0.0026396 |  | 813.3534 | 0 |  | 824.7622 | 0.00038486 |  | 824.5645 | 0.00104 |  | 819.8499 | 0 |  | 824.7621 | 0.00064827 |  | 824.7621 | 0.0014067
[7 empty] | 813.5858 | -0.00088053 |  | 813.59 | 0 |  | 825.0006 | 0 |  | 813.5858 | -0.0016888 |  | 825.0006 | -0.0012734 |  |  |  |  | 825.0006 | 0 |  |  |  |  | 824.803 | 0.0013894 |  | 825.0006 | 0 |  | 825.0006 | 0.0019827 |  | 813.5858 | 0 |  | 825.0006 | 0 |  | 824.803 | -0.00088129 |  | 820.0856 | 0 |  | 825.0006 | -0.0012704 |  | 825.0006 | -0.00073546
[7 empty] | 813.8182 | 0.00206 |  | 813.82 | 0 |  | 825.2391 | 0.00040297 |  | 813.8182 | 0.00015484 |  | 825.2391 | 0.00036437 |  |  |  |  | 825.2391 | 0.00034662 |  |  |  |  | 825.0415 | 0.0026399 |  | 825.2391 | 0.00079068 |  | 825.2391 | 0.0026492 |  | 813.8182 | 0 |  | 825.2391 | 0.00022521 |  | 825.0415 | 8.7628e-05 |  | 820.3214 | 0 |  | 825.2391 | -0.00011692 |  | 825.2391 | 0.001577
[7 empty] | 814.0507 | -0.00031578 |  | 814.05 | 0 |  | 825.4776 | 0 |  | 814.0507 | -0.001794 |  | 825.4776 | -0.0017884 |  |  |  |  | 825.4776 | 0 |  |  |  |  | 825.2801 | 0.00025514 |  | 825.4776 | 0 |  | 825.4776 | 0.0024701 |  | 814.0507 | 0 |  | 825.4776 | 0 |  | 825.28 | -0.00061561 |  | 820.5573 | 0 |  | 825.4776 | -0.0024019 |  | 825.4776 | -0.0007769
[7 empty] | 814.2831 | 0.00113 |  | 814.28 | 0 |  | 825.7161 | 0.00063417 |  | 814.2831 | 0.0046188 |  | 825.7161 | 0.00065277 |  |  |  |  | 825.7161 | 0.00012983 |  |  |  |  | 825.5186 | 0.0023767 |  | 825.7161 | 0.00037267 |  | 825.7161 | 0.0025809 |  | 814.2831 | 0 |  | 825.7161 | 0.0002658 |  | 825.5186 | 0.00041791 |  | 820.793 | 0 |  | 825.7161 | -0.00023684 |  | 825.7161 | 0.00075866
[7 empty] | 814.5156 | 0.00068117 |  | 814.52 | 0 |  | 825.9547 | 0 |  | 814.5156 | -0.00053326 |  | 825.9547 | -0.00085071 |  |  |  |  | 825.9547 | 0 |  |  |  |  | 825.7571 | 0.00053345 |  | 825.9547 | 0 |  | 825.9547 | 0.0018041 |  | 814.5156 | 0 |  | 825.9547 | 0 |  | 825.7571 | -0.00080156 |  | 821.0289 | 0 |  | 825.9547 | -0.0011584 |  | 825.9547 | -0.0007223
[7 empty] | 814.7481 | 0.00164 |  | 814.75 | 0 |  | 826.1932 | 0.00011753 |  | 814.748 | 0.0029646 |  | 826.1932 | 0.0007702 |  |  |  |  | 826.1932 | 0.00040689 |  |  |  |  | 825.9956 | 0.0019907 |  | 826.1932 | 0.00064378 |  | 826.1932 | 0.0030666 |  | 814.748 | 0 |  | 826.1932 | 0.00042801 |  | 825.9956 | 0.00057229 |  | 821.2647 | 0 |  | 826.1932 | 0.00076175 |  | 826.1932 | 0.0012129
[7 empty] | 814.9805 | -0.00023006 |  | 814.98 | 0 |  | 826.4317 | 0 |  | 814.9805 | -0.0014216 |  | 826.4317 | -0.0014813 |  |  |  |  | 826.4317 | 0 |  |  |  |  | 826.2342 | -0.0011345 |  | 826.4317 | 0 |  | 826.4317 | 0.0020662 |  | 814.9805 | 0 |  | 826.4317 | 0 |  | 826.2342 | -0.0006496 |  | 821.5005 | 0 |  | 826.4317 | -0.0016682 |  | 826.4317 | -0.00068713
[7 empty] | 815.213 | 0.00042047 |  | 815.21 | 0 |  | 826.6703 | 0.00015219 |  | 815.213 | 0.0013435 |  | 826.6703 | -0.00033582 |  |  |  |  | 826.6703 | 9.0819e-05 |  |  |  |  | 826.4727 | 0.0031292 |  | 826.6703 | 0.00016386 |  | 826.6703 | 0.0027028 |  | 815.213 | 0 |  | 826.6703 | 0.00025294 |  | 826.4727 | 0.00109 |  | 821.7364 | 0 |  | 826.6703 | -0.0004398 |  | 826.6703 | 0.0015293
[7 empty] | 815.4455 | -0.00227 |  | 815.45 | 0 |  | 826.9088 | 0 |  | 815.4455 | -0.0019736 |  | 826.9088 | -0.0016916 |  |  |  |  | 826.9088 | 0 |  |  |  |  | 826.7113 | 0.00048467 |  | 826.9088 | 0 |  | 826.9088 | 0.0015433 |  | 815.4455 | 0 |  | 826.9088 | 0 |  | 826.7113 | -0.0004873 |  | 821.9723 | 0 |  | 826.9088 | -0.0025282 |  | 826.9088 | -0.0010264
[7 empty] | 815.678 | 0.00095297 |  | 815.68 | 0 |  | 827.1474 | 0.00041815 |  | 815.678 | 0.0022045 |  | 827.1474 | 0.00029022 |  |  |  |  | 827.1474 | 0.00052384 |  |  |  |  | 826.9499 | 0.0017755 |  | 827.1474 | 0.0006529 |  | 827.1474 | 0.0027502 |  | 815.678 | 0 |  | 827.1474 | 0.00041873 |  | 826.9499 | 0.00031678 |  | 822.2081 | 0 |  | 827.1474 | 0.00030931 |  | 827.1474 | 0.0014625
[7 empty] | 815.9105 | -0.0003538 |  | 815.91 | 0 |  | 827.386 | 0 |  | 815.9105 | -0.00096937 |  | 827.386 | -0.0014873 |  |  |  |  | 827.3859 | 0 |  |  |  |  | 827.1884 | 0.00036934 |  | 827.386 | 0 |  | 827.3859 | 0.0025441 |  | 815.9105 | 0 |  | 827.3859 | 0 |  | 827.1884 | -0.00044362 |  | 822.444 | 0 |  | 827.386 | -0.0021263 |  | 827.386 | -0.00043401
[7 empty] | 816.143 | 0.00074736 |  | 816.14 | 0 |  | 827.6245 | 0.00040907 |  | 816.143 | 0.0057746 |  | 827.6245 | 0.00041878 |  |  |  |  | 827.6245 | 0.00047582 |  |  |  |  | 827.427 | 0.0016912 |  | 827.6245 | 0.00014914 |  | 827.6245 | 0.0032543 |  | 816.143 | 0 |  | 827.6245 | 0.00029143 |  | 827.427 | 0.00030507 |  | 822.6799 | 0 |  | 827.6245 | 0.00054637 |  | 827.6245 | 0.0013954
[7 empty] | 816.3755 | -0.00092171 |  | 816.38 | 0 |  | 827.8631 | 0 |  | 816.3755 | -0.00020624 |  | 827.8631 | -0.0016661 |  |  |  |  | 827.8631 | 0 |  |  |  |  | 827.6656 | -0.00010372 |  | 827.8631 | 0 |  | 827.8631 | 0.0015375 |  | 816.3755 | 0 |  | 827.8631 | 0 |  | 827.6656 | -0.00058421 |  | 822.9158 | 0 |  | 827.8631 | -0.0022296 |  | 827.8631 | -0.00066029
[7 empty] | 816.608 | 0.00082361 |  | 816.61 | 0 |  | 828.1017 | 0.00084126 |  | 816.608 | 0.00079643 |  | 828.1017 | 0.00060142 |  |  |  |  | 828.1017 | 0 |  |  |  |  | 827.9042 | 0.0015538 |  | 828.1017 | 0.00061175 |  | 828.1017 | 0.0028587 |  | 816.608 | 0 |  | 828.1017 | 0.00024221 |  | 827.9042 | -8.1646e-05 |  | 823.1517 | 0 |  | 828.1017 | -0.00025647 |  | 828.1017 | 0.0012094
[7 empty] | 816.8406 | -0.00064078 |  | 816.84 | 0 |  | 828.3403 | 0 |  | 816.8406 | 0.00022853 |  | 828.3403 | -0.0011646 |  |  |  |  | 828.3403 | 0 |  |  |  |  | 828.1428 | 0.00088667 |  | 828.3403 | 0 |  | 828.3403 | 0.0014846 |  | 816.8406 | 0 |  | 828.3403 | 0 |  | 828.1428 | -0.00033436 |  | 823.3877 | 0 |  | 828.3403 | -0.00088005 |  | 828.3403 | -0.00069543
[7 empty] | 817.0731 | -0.00011304 |  | 817.07 | 0 |  | 828.5789 | 0.00034489 |  | 817.0731 | -0.00046559 |  | 828.5789 | -5.7445e-05 |  |  |  |  | 828.5789 | 0.00012873 |  |  |  |  | 828.3814 | 0.0018268 |  | 828.5789 | 0.00053542 |  | 828.5789 | 0.0026734 |  | 817.0731 | 0 |  | 828.5789 | 0.00027083 |  | 828.3814 | 0.000346 |  | 823.6236 | 0 |  | 828.5789 | -9.514e-05 |  | 828.5789 | 0.00071064
[7 empty] | 817.3057 | -0.00058373 |  | 817.31 | 0 |  | 828.8175 | 0 |  | 817.3057 | 0.00047654 |  | 828.8175 | -0.0010625 |  |  |  |  | 828.8176 | 0 |  |  |  |  | 828.62 | 0.0006698 |  | 828.8175 | 0 |  | 828.8176 | 0.001986 |  | 817.3057 | 0 |  | 828.8176 | 0 |  | 828.62 | -0.00048296 |  | 823.8596 | 0 |  | 828.8175 | -0.00099811 |  | 828.8175 | -0.00025208
[7 empty] | 817.5383 | -0.00119 |  | 817.54 | 0 |  | 829.0562 | 0.00022405 |  | 817.5383 | 0.0021296 |  | 829.0562 | 9.5842e-05 |  |  |  |  | 829.0562 | 0.00045874 |  |  |  |  | 828.8587 | 0.0028945 |  | 829.0562 | 0.00013229 |  | 829.0562 | 0.0025532 |  | 817.5383 | 0 |  | 829.0562 | 0.00012908 |  | 828.8587 | 0.00022981 |  | 824.0955 | 0 |  | 829.0562 | 0.00038345 |  | 829.0562 | 0.0011153
[7 empty] | 817.7708 | -0.00164 |  | 817.77 | 0 |  | 829.2948 | 0 |  | 817.7708 | -0.0012496 |  | 829.2948 | -0.00094143 |  |  |  |  | 829.2948 | 0 |  |  |  |  | 829.0973 | 0.00090511 |  | 829.2948 | 0 |  | 829.2948 | 0.0014759 |  | 817.7708 | 0 |  | 829.2948 | 0 |  | 829.0973 | -0.00049989 |  | 824.3314 | 0 |  | 829.2948 | -0.0013236 |  | 829.2948 | 2.1423e-05
[7 empty] | 818.0034 | -0.00026402 |  | 818 | 0 |  | 829.5335 | 0.0010344 |  | 818.0034 | 0.0026552 |  | 829.5335 | -2.347e-05 |  |  |  |  | 829.5335 | 0.00010658 |  |  |  |  | 829.3359 | 0.0025233 |  | 829.5335 | 0.00036378 |  | 829.5334 | 0.0022999 |  | 818.0034 | 0 |  | 829.5335 | 0.000288 |  | 829.3359 | 0.00026133 |  | 824.5674 | 0 |  | 829.5335 | -0.00098093 |  | 829.5335 | 0.00073394
[7 empty] | 818.236 | -0.00056954 |  | 818.24 | 0 |  | 829.7721 | 0 |  | 818.236 | -0.00078076 |  | 829.7721 | -0.0010499 |  |  |  |  | 829.7721 | 0 |  |  |  |  | 829.5746 | 0.00093424 |  | 829.7721 | 0 |  | 829.7721 | 0.0021709 |  | 818.236 | 0 |  | 829.7721 | 0 |  | 829.5746 | -0.00040218 |  | 824.8034 | 0 |  | 829.7721 | -0.0010376 |  | 829.7721 | -0.0010938
[7 empty] | 818.4686 | 0.00076386 |  | 818.47 | 0 |  | 830.0108 | 0.00065023 |  | 818.4686 | 0.00066184 |  | 830.0108 | 3.1153e-05 |  |  |  |  | 830.0107 | 0.0001449 |  |  |  |  | 829.8132 | 0.0021705 |  | 830.0108 | 0.00044102 |  | 830.0107 | 0.0024829 |  | 818.4686 | 0 |  | 830.0107 | 7.2092e-05 |  | 829.8132 | 0.00046993 |  | 825.0394 | 0 |  | 830.0108 | -0.00018634 |  | 830.0108 | 0.00086977
[7 empty] | 818.7011 | -0.00067362 |  | 818.7 | 0 |  | 830.2494 | 0 |  | 818.7011 | -0.0011158 |  | 830.2494 | -0.0019117 |  |  |  |  | 830.2495 | 0 |  |  |  |  | 830.0519 | 0.00011762 |  | 830.2494 | 0 |  | 830.2495 | 0.0019653 |  | 818.7011 | 0 |  | 830.2495 | 0 |  | 830.0519 | -0.00137 |  | 825.2754 | 0 |  | 830.2494 | -0.0017829 |  | 830.2494 | -0.00086831
[7 empty] | 818.9337 | 0.00075998 |  | 818.93 | 0 |  | 830.4881 | 0.00057824 |  | 818.9337 | 0.0019047 |  | 830.4881 | 0.00073491 |  |  |  |  | 830.4881 | 0.00020746 |  |  |  |  | 830.2906 | 0.0029417 |  | 830.4881 | 0.0006463 |  | 830.4881 | 0.0027022 |  | 818.9337 | 0 |  | 830.4881 | 0.00017216 |  | 830.2906 | 0.00063101 |  | 825.5114 | 0 |  | 830.4881 | 0.0011426 |  | 830.4881 | 0.0013903
[7 empty] | 819.1663 | -0.00156 |  | 819.17 | 0 |  | 830.7268 | 0 |  | 819.1663 | 0.0026895 |  | 830.7268 | -0.0020049 |  |  |  |  | 830.7268 | 0 |  |  |  |  | 830.5293 | 0.0012128 |  | 830.7268 | 0 |  | 830.7268 | 0.0027978 |  | 819.1663 | 0 |  | 830.7268 | 0 |  | 830.5293 | -0.00116 |  | 825.7474 | 0 |  | 830.7268 | -0.0015521 |  | 830.7268 | -0.00045629
[7 empty] | 819.399 | -0.00058976 |  | 819.4 | 0 |  | 830.9655 | 0.00063344 |  | 819.399 | 0.0017204 |  | 830.9655 | -0.00041733 |  |  |  |  | 830.9655 | 0.00036157 |  |  |  |  | 830.7679 | 0.0023596 |  | 830.9655 | 0.00086196 |  | 830.9655 | 0.002616 |  | 819.399 | 0 |  | 830.9655 | 0.00026866 |  | 830.768 | 0.00019717 |  | 825.9834 | 0 |  | 830.9655 | 0.00031952 |  | 830.9655 | 0.00079973
[7 empty] | 819.6316 | -0.00132 |  | 819.63 | 0 |  | 831.2042 | 0 |  | 819.6316 | -0.00032724 |  | 831.2042 | -0.00055395 |  |  |  |  | 831.2042 | 0 |  |  |  |  | 831.0066 | 0.0011258 |  | 831.2042 | 0 |  | 831.2042 | 0.0019845 |  | 819.6316 | 0 |  | 831.2042 | 0 |  | 831.0066 | -0.00036836 |  | 826.2194 | 0 |  | 831.2042 | -0.00023231 |  | 831.2042 | 8.1001e-05
[7 empty] | 819.8642 | 0.000558 |  | 819.86 | 0 |  | 831.4429 | 0.00055547 |  | 819.8642 | 0.00022685 |  | 831.4429 | -0.00010832 |  |  |  |  | 831.4429 | 0.00015748 |  |  |  |  | 831.2453 | 0.0023398 |  | 831.4429 | 0.0005533 |  | 831.4429 | 0.0027114 |  | 819.8642 | 0 |  | 831.4429 | 0.00031574 |  | 831.2453 | 0.00077109 |  | 826.4555 | 0 |  | 831.4429 | 0.00039035 |  | 831.4429 | 0.00099467
[7 empty] | 820.0969 | -0.0012 |  | 820.1 | 0 |  | 831.6816 | 0 |  | 820.0969 | -0.0010035 |  | 831.6816 | -0.00099743 |  |  |  |  | 831.6816 | 0 |  |  |  |  | 831.4841 | -0.00029566 |  | 831.6816 | 0 |  | 831.6816 | 0.0021717 |  | 820.0969 | 0 |  | 831.6816 | 0 |  | 831.4841 | -0.00122 |  | 826.6915 | 0 |  | 831.6816 | -0.0011508 |  | 831.6816 | -0.00043865
[7 empty] | 820.3295 | 0.00051572 |  | 820.33 | 0 |  | 831.9204 | 0.0010895 |  | 820.3295 | -0.0020063 |  | 831.9204 | 0.00043644 |  |  |  |  | 831.9203 | 0.00051827 |  |  |  |  | 831.7228 | 0.0029013 |  | 831.9204 | 0.00026829 |  | 831.9203 | 0.0027992 |  | 820.3295 | 0 |  | 831.9203 | 0.00035099 |  | 831.7228 | 0.00054 |  | 826.9276 | 0 |  | 831.9204 | 0.00066474 |  | 831.9204 | 0.0013851
[7 empty] | 820.5621 | 0.00013897 |  | 820.56 | 0 |  | 832.1591 | 0 |  | 820.5621 | -0.002492 |  | 832.1591 | -0.00078141 |  |  |  |  | 832.1591 | 0 |  |  |  |  | 831.9615 | 0.0001175 |  | 832.1591 | 0 |  | 832.1591 | 0.0020401 |  | 820.5621 | 0 |  | 832.1591 | 0 |  | 831.9615 | -0.00037362 |  | 827.1637 | 0 |  | 832.1591 | -0.00079731 |  | 832.1591 | -0.00044115
[7 empty] | 820.7948 | 0.00033117 |  | 820.79 | 0 |  | 832.3978 | 0.001007 |  | 820.7948 | 0.001814 |  | 832.3978 | 0.0003454 |  |  |  |  | 832.3978 | 0.00058862 |  |  |  |  | 832.2002 | 0.0021297 |  | 832.3978 | 0.00064182 |  | 832.3978 | 0.002729 |  | 820.7948 | 0 |  | 832.3978 | 0.00028822 |  | 832.2002 | 0.00124 |  | 827.3998 | 0 |  | 832.3978 | 0.00095392 |  | 832.3978 | 0.0014239
[7 empty] | 821.0275 | -0.00018201 |  | 821.03 | 0 |  | 832.6366 | 0 |  | 821.0275 | -0.00035271 |  | 832.6366 | -0.0013679 |  |  |  |  | 832.6366 | 0 |  |  |  |  | 832.439 | 0.00037689 |  | 832.6366 | 0 |  | 832.6366 | 0.0015497 |  | 821.0275 | 0 |  | 832.6366 | 0 |  | 832.439 | -0.00058737 |  | 827.6359 | 0 |  | 832.6366 | -0.0024451 |  | 832.6366 | -0.0004485
[7 empty] | 821.2601 | 0.00182 |  | 821.26 | 0 |  | 832.8753 | 0.00070102 |  | 821.2601 | 0.001717 |  | 832.8753 | 0.00011066 |  |  |  |  | 832.8754 | 0.0003695 |  |  |  |  | 832.6777 | 0.0027937 |  | 832.8753 | 0.00059435 |  | 832.8754 | 0.0024008 |  | 821.2601 | 0 |  | 832.8754 | 0.00036303 |  | 832.6777 | 0.00051214 |  | 827.8719 | 0 |  | 832.8753 | 0.00040334 |  | 832.8753 | 0.00098138
[7 empty] | 821.4928 | -0.00114 |  | 821.49 | 0 |  | 833.1141 | 0 |  | 821.4928 | 0.00017796 |  | 833.1141 | -0.0014692 |  |  |  |  | 833.1141 | 0 |  |  |  |  | 832.9165 | 0.00058413 |  | 833.1141 | 0 |  | 833.1141 | 0.0026409 |  | 821.4928 | 0 |  | 833.1141 | 0 |  | 832.9165 | -0.0006415 |  | 828.108 | 0 |  | 833.1141 | -0.0012524 |  | 833.1141 | -0.00083952
[7 empty] | 821.7255 | 0.00075667 |  | 821.73 | 0 |  | 833.3529 | 0.0009948 |  | 821.7255 | 4.5219e-05 |  | 833.3529 | 0.0012865 |  |  |  |  | 833.3529 | 0.00019268 |  |  |  |  | 833.1552 | 0.0032738 |  | 833.3529 | 0.0011046 |  | 833.3529 | 0.002366 |  | 821.7255 | 0 |  | 833.3529 | 0.00024644 |  | 833.1552 | 0.00062332 |  | 828.3442 | 0 |  | 833.3529 | 0.00075731 |  | 833.3529 | 0.0010585
[7 empty] | 821.9582 | -0.00231 |  | 821.96 | 0 |  | 833.5917 | 0 |  | 821.9582 | -0.0020392 |  | 833.5917 | -0.0010786 |  |  |  |  | 833.5917 | 0 |  |  |  |  | 833.394 | 7.7737e-05 |  | 833.5917 | 0 |  | 833.5917 | 0.0017245 |  | 821.9582 | 0 |  | 833.5917 | 0 |  | 833.394 | -0.00107 |  | 828.5803 | 0 |  | 833.5917 | -0.0013419 |  | 833.5917 | -0.00099606
[7 empty] | 822.1909 | 0.00014176 |  | 822.19 | 0 |  | 833.8305 | 0.00042419 |  | 822.1909 | -8.118e-06 |  | 833.8305 | 0.00050404 |  |  |  |  | 833.8304 | 0.00024423 |  |  |  |  | 833.6328 | 0.0025519 |  | 833.8305 | 0.00042246 |  | 833.8304 | 0.0023285 |  | 822.1909 | 0 |  | 833.8304 | 0.00026701 |  | 833.6328 | 0.00064087 |  | 828.8164 | 0 |  | 833.8305 | -0.00026966 |  | 833.8305 | 0.00097954
[7 empty] | 822.4236 | -0.00165 |  | 822.42 | 0 |  | 834.0693 | 0 |  | 822.4236 | -0.0019464 |  | 834.0693 | -0.0019695 |  |  |  |  | 834.0693 | 0 |  |  |  |  | 833.8716 | 0.00070397 |  | 834.0693 | 0 |  | 834.0693 | 0.0016271 |  | 822.4236 | 0 |  | 834.0693 | 0 |  | 833.8716 | -0.00078503 |  | 829.0526 | 0 |  | 834.0693 | -0.002493 |  | 834.0693 | -0.0008674
[7 empty] | 822.6564 | 0.00237 |  | 822.66 | 0 |  | 834.3081 | 0.00069258 |  | 822.6564 | 0.00030046 |  | 834.3081 | 0.00035112 |  |  |  |  | 834.3081 | 0.00019065 |  |  |  |  | 834.1103 | 0.0014358 |  | 834.3081 | 0 |  | 834.3081 | 0.0014557 |  | 822.6564 | 0 |  | 834.3081 | 0.00015299 |  | 834.1104 | 5.129e-05 |  | 829.2888 | 0 |  | 834.3081 | -0.00028944 |  | 834.3081 | 0.0010365
[7 empty] | 822.8891 | -0.00168 |  | 822.89 | 0 |  | 834.5469 | 0 |  | 822.8891 | -0.001218 |  | 834.5469 | -0.002223 |  |  |  |  | 834.5469 | 0 |  |  |  |  | 834.3491 | -0.00046774 |  | 834.5469 | 0 |  | 834.5469 | 0.0015007 |  | 822.8891 | 0 |  | 834.5469 | 0 |  | 834.3492 | -0.00029738 |  | 829.5249 | 0 |  | 834.5469 | -0.0029419 |  | 834.5469 | -0.0014167
[7 empty] | 823.1218 | 0.000661 |  | 823.12 | 0 |  | 834.7857 | 0.00013855 |  | 823.1218 | 0.0018804 |  | 834.7857 | 0.00056646 |  |  |  |  | 834.7857 | 0.00022353 |  |  |  |  | 834.588 | 0.0023701 |  | 834.7857 | 0.00036566 |  | 834.7857 | 0.0027541 |  | 823.1218 | 0 |  | 834.7857 | 0.0003738 |  | 834.588 | 0.00062968 |  | 829.761 | 0 |  | 834.7857 | 0.00021591 |  | 834.7857 | 0.00099105
[7 empty] | 823.3546 | 0.00048148 |  | 823.35 | 0 |  | 835.0246 | 0 |  | 823.3546 | -0.0027216 |  | 835.0246 | -0.0010861 |  |  |  |  | 835.0245 | 0 |  |  |  |  | 834.8268 | 0.0011751 |  | 835.0246 | 0 |  | 835.0245 | 0.001585 |  | 823.3546 | 0 |  | 835.0245 | 0 |  | 834.8268 | -0.00034138 |  | 829.9973 | 0 |  | 835.0246 | -0.0017441 |  | 835.0246 | -0.00031987
[7 empty] | 823.5873 | 0.00023337 |  | 823.59 | 0 |  | 835.2634 | 0.0010489 |  | 823.5873 | 0.0018056 |  | 835.2634 | 3.7958e-06 |  |  |  |  | 835.2634 | 0.00056494 |  |  |  |  | 835.0656 | 0.0013543 |  | 835.2634 | 2.9992e-06 |  | 835.2634 | 0.0022469 |  | 823.5873 | 0 |  | 835.2634 | 0.00020052 |  | 835.0656 | 0.00107 |  | 830.2335 | 0 |  | 835.2634 | 0.0010151 |  | 835.2634 | 0.0014898
[7 empty] | 823.8201 | -0.00052509 |  | 823.82 | 0 |  | 835.5023 | 0 |  | 823.8201 | -0.0012181 |  | 835.5023 | -0.001374 |  |  |  |  | 835.5023 | 0 |  |  |  |  | 835.3044 | 0.00013074 |  | 835.5023 | 0 |  | 835.5023 | 0.0014846 |  | 823.8201 | 0 |  | 835.5023 | 0 |  | 835.3044 | -0.00041597 |  | 830.4697 | 0 |  | 835.5023 | -0.00075233 |  | 835.5023 | -0.00063676
[7 empty] | 824.0528 | 0.0001448 |  | 824.05 | 0 |  | 835.7411 | 0.00089999 |  | 824.0528 | 0.0012266 |  | 835.7411 | -8.0145e-06 |  |  |  |  | 835.7411 | 0.00040231 |  |  |  |  | 835.5433 | 0.0017313 |  | 835.7411 | 0.0006249 |  | 835.7411 | 0.0023353 |  | 824.0528 | 0 |  | 835.7411 | 0.00029329 |  | 835.5433 | 0.00122 |  | 830.7059 | 0 |  | 835.7411 | 0.00058328 |  | 835.7411 | 0.00135
[7 empty] | 824.2856 | -0.00031083 |  | 824.29 | 0 |  | 835.98 | 0 |  | 824.2856 | 0.0010852 |  | 835.98 | -0.00054604 |  |  |  |  | 835.98 | 0 |  |  |  |  | 835.7821 | -0.00014185 |  | 835.98 | 0 |  | 835.98 | 0.0017922 |  | 824.2856 | 0 |  | 835.98 | 0 |  | 835.7821 | -0.0003866 |  | 830.9421 | 0 |  | 835.98 | -0.0012216 |  | 835.98 | 0.00017028
[7 empty] | 824.5184 | -0.00048113 |  | 824.52 | 0 |  | 836.2189 | 0.00078082 |  | 824.5184 | 0.00090175 |  | 836.2189 | 0.00037011 |  |  |  |  | 836.2189 | 0.0006407 |  |  |  |  | 836.021 | 0.0024572 |  | 836.2189 | 0.00041632 |  | 836.2189 | 0.0022935 |  | 824.5184 | 0 |  | 836.2189 | 0.00042224 |  | 836.0209 | 0.00118 |  | 831.1783 | 0 |  | 836.2189 | 0.00076039 |  | 836.2189 | 0.0013685
[7 empty] | 824.7512 | -0.00079597 |  | 824.75 | 0 |  | 836.4577 | 0 |  | 824.7512 | -0.0034625 |  | 836.4577 | -0.00080908 |  |  |  |  | 836.4578 | 0 |  |  |  |  | 836.2598 | 0.00010398 |  | 836.4577 | 0 |  | 836.4578 | 0.0013546 |  | 824.7512 | 0 |  | 836.4578 | 0 |  | 836.2598 | -0.00067518 |  | 831.4146 | 0 |  | 836.4577 | -0.0011695 |  | 836.4577 | -0.00068266
[7 empty] | 824.984 | 0.00025927 |  | 824.98 | 0 |  | 836.6966 | 0.00095024 |  | 824.9839 | 0.0019218 |  | 836.6966 | 0.00023165 |  |  |  |  | 836.6967 | 0.00013376 |  |  |  |  | 836.4987 | 0.0017849 |  | 836.6966 | 0.00024235 |  | 836.6967 | 0.0021098 |  | 824.9839 | 0 |  | 836.6967 | 0.00040472 |  | 836.4987 | 0.00034018 |  | 831.6508 | 0 |  | 836.6966 | 0.00047363 |  | 836.6966 | 0.0012316
[7 empty] | 825.2167 | -0.00198 |  | 825.22 | 0 |  | 836.9355 | 0 |  | 825.2167 | -0.0011702 |  | 836.9355 | -0.0013805 |  |  |  |  | 836.9356 | 0 |  |  |  |  | 836.7375 | 0.00013022 |  | 836.9355 | 0 |  | 836.9355 | 0.0014107 |  | 825.2167 | 0 |  | 836.9356 | 0 |  | 836.7376 | -0.00149 |  | 831.887 | 0 |  | 836.9355 | -0.0022011 |  | 836.9355 | -0.00094337
[7 empty] | 825.4495 | 0.00068279 |  | 825.45 | 0 |  | 837.1745 | 0.00053014 |  | 825.4495 | 0.0013116 |  | 837.1745 | 0.0010565 |  |  |  |  | 837.1744 | 0.00072082 |  |  |  |  | 836.9764 | 0.0013267 |  | 837.1745 | 0.00096048 |  | 837.1744 | 0.0024831 |  | 825.4495 | 0 |  | 837.1744 | 0.00037179 |  | 836.9764 | 0.00085548 |  | 832.1233 | 0 |  | 837.1745 | 0.0010764 |  | 837.1745 | 0.0021155
[7 empty] | 825.6824 | -0.00083412 |  | 825.68 | 0 |  | 837.4134 | 0 |  | 825.6824 | 6.6762e-05 |  | 837.4134 | -0.0007212 |  |  |  |  | 837.4134 | 0 |  |  |  |  | 837.2153 | 0.00096727 |  | 837.4134 | 0 |  | 837.4134 | 0.0018225 |  | 825.6824 | 0 |  | 837.4134 | 0 |  | 837.2153 | -0.00066439 |  | 832.3596 | 0 |  | 837.4134 | -0.0012387 |  | 837.4134 | -0.0011745
[7 empty] | 825.9152 | 0.00145 |  | 825.92 | 0 |  | 837.6523 | 0.00026836 |  | 825.9152 | 0.0013025 |  | 837.6523 | 0.00031266 |  |  |  |  | 837.6523 | 0.00026723 |  |  |  |  | 837.4542 | 0.0024346 |  | 837.6523 | 0.00070451 |  | 837.6523 | 0.0023093 |  | 825.9152 | 0 |  | 837.6523 | 0.000211 |  | 837.4542 | 0.00041943 |  | 832.5959 | 0 |  | 837.6523 | 0.00068587 |  | 837.6523 | 0.00114
[7 empty] | 826.148 | 2.6931e-05 |  | 826.15 | 0 |  | 837.8912 | 0 |  | 826.148 | -0.0010945 |  | 837.8912 | -0.0018372 |  |  |  |  | 837.8912 | 0 |  |  |  |  | 837.6931 | 0.00013042 |  | 837.8912 | 0 |  | 837.8912 | 0.0014991 |  | 826.148 | 0 |  | 837.8912 | 0 |  | 837.6931 | -0.00067946 |  | 832.8322 | 0 |  | 837.8912 | -0.0021522 |  | 837.8912 | -0.0013943
[7 empty] | 826.3809 | 0.0018 |  | 826.38 | 0 |  | 838.1302 | 0.0011052 |  | 826.3809 | 0.00067106 |  | 838.1302 | 0.00044581 |  |  |  |  | 838.1302 | 0.0004415 |  |  |  |  | 837.932 | 0.00099527 |  | 838.1302 | 0.00075566 |  | 838.1302 | 0.0027459 |  | 826.3809 | 0 |  | 838.1302 | 0.00033984 |  | 837.932 | 0.00073494 |  | 833.0685 | 0 |  | 838.1302 | -0.00072142 |  | 838.1302 | 0.001584
[7 empty] | 826.6137 | -0.00182 |  | 826.61 | 0 |  | 838.3691 | 0 |  | 826.6137 | -0.0013807 |  | 838.3691 | -0.00082818 |  |  |  |  | 838.3691 | 0 |  |  |  |  | 838.1709 | 0.0011619 |  | 838.3691 | 0 |  | 838.3691 | 0.0015557 |  | 826.6137 | 0 |  | 838.3691 | 0 |  | 838.1709 | -0.00126 |  | 833.3048 | 0 |  | 838.3691 | -0.0012045 |  | 838.3691 | -0.00022737
[7 empty] | 826.8466 | -0.00032029 |  | 826.85 | 0 |  | 838.6081 | 0.00097826 |  | 826.8466 | 0.0013745 |  | 838.6081 | 0.00016792 |  |  |  |  | 838.6081 | 0.00051275 |  |  |  |  | 838.4099 | 0.0012146 |  | 838.6081 | 0.00067993 |  | 838.6081 | 0.0024712 |  | 826.8466 | 0 |  | 838.6081 | 0.00027305 |  | 838.4099 | 0.00057617 |  | 833.5411 | 0 |  | 838.6081 | 0.00037982 |  | 838.6081 | 0.0007087
[7 empty] | 827.0794 | -0.00148 |  | 827.08 | 0 |  | 838.847 | 0 |  | 827.0794 | -0.00039805 |  | 838.847 | -0.0022845 |  |  |  |  | 838.847 | 0 |  |  |  |  | 838.6488 | -0.0007539 |  | 838.847 | 0 |  | 838.847 | 0.0021055 |  | 827.0794 | 0 |  | 838.847 | 0 |  | 838.6488 | -0.00088681 |  | 833.7775 | 0 |  | 838.847 | -0.0016359 |  | 838.847 | -0.0014502
[7 empty] | 827.3123 | 0.00064715 |  | 827.31 | 0 |  | 839.086 | 0.00067813 |  | 827.3123 | 0.001101 |  | 839.086 | 0.00072613 |  |  |  |  | 839.086 | 0.00066999 |  |  |  |  | 838.8877 | 0.0026262 |  | 839.086 | 0.0015294 |  | 839.086 | 0.0024508 |  | 827.3123 | 0 |  | 839.086 | 0.00051358 |  | 838.8877 | 0.00145 |  | 834.0138 | 0 |  | 839.086 | 0.00091195 |  | 839.086 | 0.0010613
[7 empty] | 827.5452 | -0.00119 |  | 827.55 | 0 |  | 839.325 | 0 |  | 827.5452 | -0.001921 |  | 839.325 | -0.0013004 |  |  |  |  | 839.325 | 0 |  |  |  |  | 839.1267 | 0.00061761 |  | 839.325 | 0 |  | 839.325 | 0.0018058 |  | 827.5452 | 0 |  | 839.325 | 0 |  | 839.1267 | -0.000307 |  | 834.2501 | 0 |  | 839.325 | -0.0023896 |  | 839.325 | -0.0011833
[7 empty] | 827.778 | 0.00084868 |  | 827.78 | 0 |  | 839.564 | 0.00047909 |  | 827.778 | 0.00075604 |  | 839.564 | 0.00068617 |  |  |  |  | 839.564 | 0.00042936 |  |  |  |  | 839.3656 | 0.0022699 |  | 839.564 | 0.00082339 |  | 839.564 | 0.0017942 |  | 827.778 | 0 |  | 839.564 | 0.00034712 |  | 839.3656 | 0.00038392 |  | 834.4865 | 0 |  | 839.564 | 0.0014645 |  | 839.564 | 0.0014564
[7 empty] | 828.0109 | -0.002 |  | 828.01 | 0 |  | 839.803 | 0 |  | 828.0109 | 0.0019308 |  | 839.803 | -0.0017293 |  |  |  |  | 839.803 | 0 |  |  |  |  | 839.6046 | -0.0010753 |  | 839.803 | 0 |  | 839.803 | 0.0012338 |  | 828.0109 | 0 |  | 839.803 | 0 |  | 839.6046 | -0.00093401 |  | 834.7228 | 0 |  | 839.803 | -0.0023647 |  | 839.803 | -0.00079924
[7 empty] | 828.2438 | -0.00019827 |  | 828.24 | 0 |  | 840.042 | 1.7958e-05 |  | 828.2438 | 0.00095151 |  | 840.042 | -0.00024009 |  |  |  |  | 840.042 | 0.00037786 |  |  |  |  | 839.8436 | 0.0019705 |  | 840.042 | 0.00021432 |  | 840.042 | 0.0016565 |  | 828.2438 | 0 |  | 840.042 | 0.00037259 |  | 839.8436 | 0.00072861 |  | 834.9592 | 0 |  | 840.042 | -0.00029053 |  | 840.042 | 0.00095114
[7 empty] | 828.4767 | -0.00117 |  | 828.48 | 0 |  | 840.281 | 0 |  | 828.4767 | -0.002168 |  | 840.281 | -0.0011922 |  |  |  |  | 840.281 | 0 |  |  |  |  | 840.0825 | 0.00027809 |  | 840.281 | 0 |  | 840.281 | 0.0023146 |  | 828.4767 | 0 |  | 840.281 | 0 |  | 840.0825 | -0.00107 |  | 835.1956 | 0 |  | 840.281 | -0.0013893 |  | 840.281 | -0.00017921
[7 empty] | 828.7096 | 0.00204 |  | 828.71 | 0 |  | 840.52 | 0.00060935 |  | 828.7096 | 0.0014301 |  | 840.52 | 4.1462e-05 |  |  |  |  | 840.52 | 0.00013314 |  |  |  |  | 840.3215 | 0.0024897 |  | 840.52 | 0.00054553 |  | 840.52 | 0.0025842 |  | 828.7096 | 0 |  | 840.52 | 0.00026478 |  | 840.3215 | 0.0005734 |  | 835.432 | 0 |  | 840.52 | 0.00046961 |  | 840.52 | 0.0012807
[7 empty] | 828.9425 | -0.00215 |  | 828.94 | 0 |  | 840.7591 | 0 |  | 828.9425 | -0.0013987 |  | 840.7591 | -0.0017476 |  |  |  |  | 840.7591 | 0 |  |  |  |  | 840.5605 | 0.00099998 |  | 840.7591 | 0 |  | 840.7591 | 0.0013178 |  | 828.9425 | 0 |  | 840.7591 | 0 |  | 840.5605 | -0.00096853 |  | 835.6685 | 0 |  | 840.7591 | -0.0031946 |  | 840.7591 | -0.0015256
[7 empty] | 829.1755 | 0.00143 |  | 829.18 | 0 |  | 840.9981 | 0.00081553 |  | 829.1755 | 0.0028333 |  | 840.9981 | 0.00038568 |  |  |  |  | 840.9981 | 0.00010162 |  |  |  |  | 840.7995 | 0.0011222 |  | 840.9981 | 0.00087455 |  | 840.9981 | 0.0025756 |  | 829.1755 | 0 |  | 840.9981 | 0.00028576 |  | 840.7995 | 0.00025361 |  | 835.9048 | 0 |  | 840.9981 | 0.00025186 |  | 840.9981 | 0.0010212
[7 empty] | 829.4084 | -0.00066092 |  | 829.41 | 0 |  | 841.2372 | 0 |  | 829.4084 | -0.002907 |  | 841.2372 | -0.0010397 |  |  |  |  | 841.2372 | 0 |  |  |  |  | 841.0385 | 0.00015888 |  | 841.2372 | 0 |  | 841.2372 | 0.0016249 |  | 829.4084 | 0 |  | 841.2372 | 0 |  | 841.0385 | -0.00119 |  | 836.1413 | 0 |  | 841.2372 | -0.0010157 |  | 841.2372 | -0.00029434
[7 empty] | 829.6413 | 0.00132 |  | 829.64 | 0 |  | 841.4762 | 0.00043634 |  | 829.6413 | 0.0019808 |  | 841.4762 | 0.00033921 |  |  |  |  | 841.4762 | 0.00035266 |  |  |  |  | 841.2775 | 0.0017139 |  | 841.4762 | 0.00075606 |  | 841.4762 | 0.0019051 |  | 829.6413 | 0 |  | 841.4762 | 0.00033023 |  | 841.2775 | 0.00071311 |  | 836.3777 | 0 |  | 841.4762 | -1.9585e-05 |  | 841.4762 | 0.0015847
[7 empty] | 829.8743 | -0.00107 |  | 829.87 | 0 |  | 841.7153 | 0 |  | 829.8743 | -0.0012179 |  | 841.7153 | -0.0013387 |  |  |  |  | 841.7153 | 0 |  |  |  |  | 841.5166 | 0.0015742 |  | 841.7153 | 0 |  | 841.7153 | 0.0015458 |  | 829.8743 | 0 |  | 841.7153 | 0 |  | 841.5166 | -0.0007515 |  | 836.6141 | 0 |  | 841.7153 | -0.0012522 |  | 841.7153 | -0.00064496
[7 empty] | 830.1072 | 0.00127 |  | 830.11 | 0 |  | 841.9544 | 0.00014158 |  | 830.1072 | 0.00073512 |  | 841.9544 | 0.00041439 |  |  |  |  | 841.9543 | 0.00063945 |  |  |  |  | 841.7556 | 0.0015219 |  | 841.9544 | 0.0006626 |  | 841.9543 | 0.0024587 |  | 830.1072 | 0 |  | 841.9543 | 0.00026849 |  | 841.7556 | 0.00102 |  | 836.8506 | 0 |  | 841.9544 | 0.0013247 |  | 841.9544 | 0.0015563
[7 empty] | 830.3402 | -0.00166 |  | 830.34 | 0 |  | 842.1934 | 0 |  | 830.3402 | -0.0013336 |  | 842.1934 | -0.0016439 |  |  |  |  | 842.1934 | 0 |  |  |  |  | 841.9946 | 0.00046837 |  | 842.1934 | 0 |  | 842.1934 | 0.0010133 |  | 830.3402 | 0 |  | 842.1934 | 0 |  | 841.9946 | -0.00101 |  | 837.087 | 0 |  | 842.1934 | -0.0018738 |  | 842.1934 | -0.00060528
[7 empty] | 830.5732 | 0.00040396 |  | 830.57 | 0 |  | 842.4325 | 0.00077446 |  | 830.5732 | 0.00050164 |  | 842.4325 | 0.0010678 |  |  |  |  | 842.4325 | 0.00064583 |  |  |  |  | 842.2337 | 0.0011953 |  | 842.4325 | 0.0010233 |  | 842.4325 | 0.0017551 |  | 830.5732 | 0 |  | 842.4325 | 0.00025286 |  | 842.2337 | 0.00135 |  | 837.3235 | 0 |  | 842.4325 | 0.0012267 |  | 842.4325 | 0.0016717
[7 empty] | 830.8062 | -0.00127 |  | 830.81 | 0 |  | 842.6716 | 0 |  | 830.8062 | -0.00027285 |  | 842.6716 | -0.0015305 |  |  |  |  | 842.6716 | 0 |  |  |  |  | 842.4727 | -0.00087781 |  | 842.6716 | 0 |  | 842.6716 | 0.0016808 |  | 830.8062 | 0 |  | 842.6716 | 0 |  | 842.4727 | -0.00065735 |  | 837.56 | 0 |  | 842.6716 | -0.0019257 |  | 842.6716 | -0.00129
[7 empty] | 831.0391 | 0.00199 |  | 831.04 | 0 |  | 842.9107 | 0.00086624 |  | 831.0391 | -0.00076344 |  | 842.9107 | 0.00046654 |  |  |  |  | 842.9107 | 0.00051266 |  |  |  |  | 842.7118 | 0.0021535 |  | 842.9107 | 0.00086177 |  | 842.9107 | 0.0022306 |  | 831.0391 | 0 |  | 842.9107 | 0.00026725 |  | 842.7118 | 0.00055008 |  | 837.7965 | 0 |  | 842.9107 | 0.00014905 |  | 842.9107 | 0.0011746
[7 empty] | 831.2721 | -0.00179 |  | 831.27 | 0 |  | 843.1498 | 0 |  | 831.2721 | -0.0017998 |  | 843.1498 | -0.00053233 |  |  |  |  | 843.1498 | 0 |  |  |  |  | 842.9508 | 0.0005172 |  | 843.1498 | 0 |  | 843.1498 | 0.00088669 |  | 831.2721 | 0 |  | 843.1498 | 0 |  | 842.9508 | -0.00094779 |  | 838.033 | 0 |  | 843.1498 | -0.0013979 |  | 843.1498 | -0.00082771
[7 empty] | 831.5051 | 0.00121 |  | 831.51 | 0 |  | 843.389 | 0.00025721 |  | 831.5051 | 0.00096274 |  | 843.389 | 0.00024759 |  |  |  |  | 843.389 | 2.6261e-05 |  |  |  |  | 843.1899 | 0.00074728 |  | 843.389 | 0.00037914 |  | 843.389 | 0.0024049 |  | 831.5051 | 0 |  | 843.389 | 0.00018676 |  | 843.1899 | 0.00077664 |  | 838.2695 | 0 |  | 843.389 | -0.00060171 |  | 843.389 | 0.00070569
[7 empty] | 831.7381 | -0.00026024 |  | 831.74 | 0 |  | 843.6281 | 0 |  | 831.7381 | -0.0047182 |  | 843.6281 | -0.00065876 |  |  |  |  | 843.6281 | 0 |  |  |  |  | 843.429 | -2.5185e-06 |  | 843.6281 | 0 |  | 843.6281 | 0.0013058 |  | 831.7381 | 0 |  | 843.6281 | 0 |  | 843.429 | -0.00115 |  | 838.506 | 0 |  | 843.6281 | -0.0017599 |  | 843.6281 | -0.0010933
[7 empty] | 831.9711 | 0.00144 |  | 831.97 | 0 |  | 843.8672 | 0.0006946 |  | 831.9711 | 0.0015867 |  | 843.8672 | 0.00017039 |  |  |  |  | 843.8673 | 0.00062135 |  |  |  |  | 843.6681 | 0.001827 |  | 843.8672 | 0.00071494 |  | 843.8672 | 0.0019869 |  | 831.9711 | 0 |  | 843.8673 | 0.00033415 |  | 843.6681 | 0.00096407 |  | 838.7426 | 0 |  | 843.8672 | 0.00081287 |  | 843.8672 | 0.00098721
[7 empty] | 832.2042 | -0.00095552 |  | 832.2 | 0 |  | 844.1064 | 0 |  | 832.2042 | -0.0016639 |  | 844.1064 | -0.00062257 |  |  |  |  | 844.1064 | 0 |  |  |  |  | 843.9072 | 0.00043687 |  | 844.1064 | 0 |  | 844.1064 | 0.0021114 |  | 832.2042 | 0 |  | 844.1064 | 0 |  | 843.9072 | 0.0001731 |  | 838.9791 | 0 |  | 844.1064 | -0.00046893 |  | 844.1064 | -0.00031332
[7 empty] | 832.4371 | 0.00048818 |  | 832.44 | 0 |  | 844.3455 | 0.00018271 |  | 832.4371 | 0.0023343 |  | 844.3455 | 0.00030357 |  |  |  |  | 844.3455 | 0 |  |  |  |  | 844.1463 | 0.00062029 |  | 844.3455 | 4.4523e-05 |  | 844.3455 | 0.0019873 |  | 832.4371 | 0 |  | 844.3455 | 8.5574e-05 |  | 844.1463 | 0.00077205 |  | 839.2156 | 0 |  | 844.3455 | -0.00027733 |  | 844.3455 | 0.00089841
[7 empty] | 832.6702 | 0.00090426 |  | 832.67 | 0 |  | 844.5847 | 0 |  | 832.6702 | -0.0020182 |  | 844.5847 | -0.00054074 |  |  |  |  | 844.5847 | 0 |  |  |  |  | 844.3854 | 0.00038383 |  | 844.5847 | 0 |  | 844.5847 | 0.0017551 |  | 832.6702 | 0 |  | 844.5847 | 0 |  | 844.3854 | -0.00037687 |  | 839.4522 | 0 |  | 844.5847 | -0.00075911 |  | 844.5847 | -0.0002835
[7 empty] | 832.9033 | 0.00273 |  | 832.9 | 0 |  | 844.8239 | 0.00069356 |  | 832.9033 | 0.0017666 |  | 844.8239 | 0.0002749 |  |  |  |  | 844.8238 | 0.0003583 |  |  |  |  | 844.6245 | 0.0014626 |  | 844.8239 | 0.00048351 |  | 844.8239 | 0.001585 |  | 832.9033 | 0 |  | 844.8238 | 0.00019599 |  | 844.6245 | 0.0008467 |  | 839.6888 | 0 |  | 844.8239 | -7.7792e-05 |  | 844.8239 | 0.0010155
[7 empty] | 833.1363 | -0.00201 |  | 833.14 | 0 |  | 845.063 | 0 |  | 833.1363 | -0.0012606 |  | 845.063 | -0.001082 |  |  |  |  | 845.063 | 0 |  |  |  |  | 844.8636 | 5.8692e-05 |  | 845.063 | 0 |  | 845.063 | 0.0013637 |  | 833.1363 | 0 |  | 845.063 | 0 |  | 844.8636 | -0.00091007 |  | 839.9254 | 0 |  | 845.063 | -0.0011658 |  | 845.063 | -0.00070403
[7 empty] | 833.3693 | 0.00243 |  | 833.37 | 0 |  | 845.3022 | 0.0010948 |  | 833.3693 | 0.0025961 |  | 845.3022 | 0.00068626 |  |  |  |  | 845.3022 | 0.0004384 |  |  |  |  | 845.1027 | 0.0017807 |  | 845.3022 | 0.0010224 |  | 845.3022 | 0.0016071 |  | 833.3693 | 0 |  | 845.3022 | 0.00044526 |  | 845.1027 | 0.00029418 |  | 840.1619 | 0 |  | 845.3022 | 3.4945e-05 |  | 845.3022 | 0.0015218
[7 empty] | 833.6024 | -0.00145 |  | 833.6 | 0 |  | 845.5414 | 0 |  | 833.6024 | -0.003061 |  | 845.5414 | -0.00074569 |  |  |  |  | 845.5414 | 0 |  |  |  |  | 845.3419 | 0.0015585 |  | 845.5414 | 0 |  | 845.5414 | 0.0013517 |  | 833.6024 | 0 |  | 845.5414 | 0 |  | 845.3419 | -0.00026766 |  | 840.3985 | 0 |  | 845.5414 | -0.0010246 |  | 845.5414 | -0.00027002
[7 empty] | 833.8355 | 0.00177 |  | 833.84 | 0 |  | 845.7806 | 0.00029466 |  | 833.8354 | 0.0010144 |  | 845.7806 | 0.001089 |  |  |  |  | 845.7806 | 0.00051878 |  |  |  |  | 845.581 | 0.0015478 |  | 845.7806 | 0.0011489 |  | 845.7806 | 0.0014498 |  | 833.8354 | 0 |  | 845.7806 | 0.00052286 |  | 845.581 | 0.00131 |  | 840.6351 | 0 |  | 845.7806 | 0.00046255 |  | 845.7806 | 0.001404
[7 empty] | 834.0685 | -0.0007989 |  | 834.07 | 0 |  | 846.0198 | 0 |  | 834.0685 | -0.00042713 |  | 846.0198 | -0.0017308 |  |  |  |  | 846.0198 | 0 |  |  |  |  | 845.8202 | 0.0012496 |  | 846.0198 | 0 |  | 846.0198 | 0.0017976 |  | 834.0685 | 0 |  | 846.0198 | 0 |  | 845.8202 | -0.00067888 |  | 840.8717 | 0 |  | 846.0198 | -0.0024843 |  | 846.0198 | -0.0006333
[7 empty] | 834.3016 | 0.0022 |  | 834.3 | 0 |  | 846.2591 | 0.00095595 |  | 834.3016 | 0.0018239 |  | 846.2591 | -0.00028736 |  |  |  |  | 846.259 | 0.00055644 |  |  |  |  | 846.0593 | 0.0024296 |  | 846.2591 | 0.00073467 |  | 846.259 | 0.0020476 |  | 834.3016 | 0 |  | 846.259 | 0.00022643 |  | 846.0593 | 0.00044739 |  | 841.1083 | 0 |  | 846.2591 | 0.00069525 |  | 846.2591 | 0.0013532
[7 empty] | 834.5347 | -6.1317e-05 |  | 834.53 | 0 |  | 846.4983 | 0 |  | 834.5347 | 0.00053596 |  | 846.4983 | 0.00024372 |  |  |  |  | 846.4983 | 0 |  |  |  |  | 846.2985 | 0.0012402 |  | 846.4983 | 0 |  | 846.4983 | 0.0012602 |  | 834.5347 | 0 |  | 846.4983 | 0 |  | 846.2985 | -0.00040534 |  | 841.345 | 0 |  | 846.4983 | 0.00011909 |  | 846.4983 | -0.00029561
[7 empty] | 834.7678 | 0.00081548 |  | 834.77 | 0 |  | 846.7375 | 0.00030005 |  | 834.7678 | 0.0023151 |  | 846.7375 | 0.00033335 |  |  |  |  | 846.7375 | 0.00073975 |  |  |  |  | 846.5377 | 0.0021841 |  | 846.7375 | 0.00069123 |  | 846.7375 | 0.0021009 |  | 834.7678 | 0 |  | 846.7375 | 0.0003062 |  | 846.5377 | 0.00082535 |  | 841.5816 | 0 |  | 846.7375 | 0.0019605 |  | 846.7375 | 0.0015011
[7 empty] | 835.0009 | -0.00124 |  | 835 | 0 |  | 846.9768 | 0 |  | 835.0009 | 0.0017101 |  | 846.9768 | -0.0021958 |  |  |  |  | 846.9768 | 0 |  |  |  |  | 846.7769 | -0.0016975 |  | 846.9768 | 0 |  | 846.9767 | 0.0016612 |  | 835.0009 | 0 |  | 846.9768 | 0 |  | 846.7768 | -0.00128 |  | 841.8183 | 0 |  | 846.9768 | -0.0021988 |  | 846.9768 | -0.00060081
[7 empty] | 835.234 | 0.00129 |  | 835.23 | 0 |  | 847.216 | 0.0014179 |  | 835.234 | 0.0032918 |  | 847.216 | 0.00098271 |  |  |  |  | 847.216 | 0.00084588 |  |  |  |  | 847.016 | 0.0025925 |  | 847.216 | 0.0012911 |  | 847.216 | 0.0012583 |  | 835.234 | 0 |  | 847.216 | 0.0003055 |  | 847.016 | 0.00081383 |  | 842.0549 | 0 |  | 847.216 | 0.0015373 |  | 847.216 | 0.001084
[7 empty] | 835.4672 | -0.00070391 |  | 835.47 | 0 |  | 847.4553 | 0 |  | 835.4672 | 0.0010157 |  | 847.4553 | -0.0010549 |  |  |  |  | 847.4553 | 0 |  |  |  |  | 847.2552 | -0.00039019 |  | 847.4553 | 0 |  | 847.4553 | 0.001712 |  | 835.4672 | 0 |  | 847.4553 | 0 |  | 847.2552 | -0.0005394 |  | 842.2916 | 0 |  | 847.4553 | -0.0020669 |  | 847.4553 | -0.00099064
[7 empty] | 835.7003 | -0.00042801 |  | 835.7 | 0 |  | 847.6945 | 0.00054831 |  | 835.7003 | -0.00036291 |  | 847.6945 | 7.4102e-05 |  |  |  |  | 847.6945 | 0.0003642 |  |  |  |  | 847.4944 | 0.0012887 |  | 847.6945 | 0.00054791 |  | 847.6945 | 0.0020086 |  | 835.7003 | 0 |  | 847.6945 | 0.0003734 |  | 847.4944 | 0.00062165 |  | 842.5283 | 0 |  | 847.6945 | -0.00058185 |  | 847.6945 | 0.00053185
[7 empty] | 835.9334 | 0.00070179 |  | 835.93 | 0 |  | 847.9338 | 0 |  | 835.9334 | -0.0018298 |  | 847.9338 | -0.00074823 |  |  |  |  | 847.9338 | 0 |  |  |  |  | 847.7336 | 0.0001713 |  | 847.9338 | 0 |  | 847.9338 | 0.0010551 |  | 835.9334 | 0 |  | 847.9338 | 0 |  | 847.7337 | -0.00132 |  | 842.765 | 0 |  | 847.9338 | -0.00053453 |  | 847.9338 | -0.0011063
[7 empty] | 836.1666 | 0.00115 |  | 836.17 | 0 |  | 848.1731 | 0.00093588 |  | 836.1666 | -0.00016033 |  | 848.1731 | 0.00022409 |  |  |  |  | 848.1731 | 0.00015621 |  |  |  |  | 847.9729 | 0.0011733 |  | 848.1731 | 0.00078918 |  | 848.1731 | 0.0016983 |  | 836.1666 | 0 |  | 848.1731 | 0.00036181 |  | 847.9729 | 0.00047783 |  | 843.0016 | 0 |  | 848.1731 | -0.00052632 |  | 848.1731 | 0.00099961
[7 empty] | 836.3997 | 0.0012 |  | 836.4 | 0 |  | 848.4124 | 0 |  | 836.3997 | -0.0020028 |  | 848.4124 | -0.0013414 |  |  |  |  | 848.4124 | 0 |  |  |  |  | 848.2121 | 0.00068122 |  | 848.4124 | 0 |  | 848.4124 | 0.0010995 |  | 836.3997 | 0 |  | 848.4124 | 0 |  | 848.2121 | -0.00051107 |  | 843.2383 | 0 |  | 848.4124 | -0.001506 |  | 848.4124 | -0.00075496
[7 empty] | 836.6329 | -0.00018061 |  | 836.63 | 0 |  | 848.6517 | 0.00056502 |  | 836.6329 | 0.001056 |  | 848.6517 | -0.00048018 |  |  |  |  | 848.6517 | 0.00044577 |  |  |  |  | 848.4513 | 0.00054254 |  | 848.6517 | 0.00068303 |  | 848.6517 | 0.0019229 |  | 836.6329 | 0 |  | 848.6517 | 0.00027469 |  | 848.4513 | 0.0011 |  | 843.4751 | 0 |  | 848.6517 | 0.00029967 |  | 848.6517 | 0.0010571
[7 empty] | 836.866 | 0.00055707 |  | 836.87 | 0 |  | 848.891 | 0 |  | 836.866 | -0.0015283 |  | 848.891 | -0.00070685 |  |  |  |  | 848.891 | 0 |  |  |  |  | 848.6906 | 0.00022866 |  | 848.891 | 0 |  | 848.891 | 0.0011401 |  | 836.866 | 0 |  | 848.891 | 0 |  | 848.6906 | 0.00019031 |  | 843.7118 | 0 |  | 848.891 | -2.5953e-05 |  | 848.891 | -0.00082223
[7 empty] | 837.0992 | 0.00168 |  | 837.1 | 0 |  | 849.1303 | 0.00062074 |  | 837.0992 | 0.0023587 |  | 849.1303 | 2.2633e-05 |  |  |  |  | 849.1303 | 0.00024928 |  |  |  |  | 848.9298 | 0.0012179 |  | 849.1303 | 0.00031393 |  | 849.1303 | 0.0018062 |  | 837.0992 | 0 |  | 849.1303 | 0.00015497 |  | 848.9298 | 0.00098306 |  | 843.9485 | 0 |  | 849.1303 | -0.00042771 |  | 849.1303 | 0.00039965
[7 empty] | 837.3324 | -0.00019757 |  | 837.33 | 0 |  | 849.3696 | 0 |  | 837.3324 | -7.856e-05 |  | 849.3696 | -0.0018915 |  |  |  |  | 849.3696 | 0 |  |  |  |  | 849.1691 | -0.0011188 |  | 849.3696 | 0 |  | 849.3696 | 0.0015184 |  | 837.3324 | 0 |  | 849.3696 | 0 |  | 849.1691 | -0.00032004 |  | 844.1853 | 0 |  | 849.3696 | -0.0022279 |  | 849.3696 | -0.00091605
[7 empty] | 837.5656 | 0.00072234 |  | 837.57 | 0 |  | 849.609 | 0.00093292 |  | 837.5656 | 0.0032973 |  | 849.609 | 0.00092911 |  |  |  |  | 849.609 | 0.00053289 |  |  |  |  | 849.4083 | 0.0017981 |  | 849.609 | 0.00097387 |  | 849.6089 | 0.0015399 |  | 837.5656 | 0 |  | 849.609 | 0.0004636 |  | 849.4083 | 0.00057065 |  | 844.422 | 0 |  | 849.609 | 0.00076196 |  | 849.609 | 0.0011663
[7 empty] | 837.7988 | -0.00058508 |  | 837.8 | 0 |  | 849.8483 | 0 |  | 837.7988 | -0.00082788 |  | 849.8483 | -0.00094288 |  |  |  |  | 849.8483 | 0 |  |  |  |  | 849.6476 | -0.00017874 |  | 849.8483 | 0 |  | 849.8483 | 0.0014102 |  | 837.7988 | 0 |  | 849.8483 | 0 |  | 849.6476 | -0.00045798 |  | 844.6588 | 0 |  | 849.8483 | -0.0012284 |  | 849.8483 | -0.00078398
[7 empty] | 838.032 | 0.00117 |  | 838.03 | 0 |  | 850.0877 | 0.00097076 |  | 838.032 | 0.001481 |  | 850.0877 | 0.00095582 |  |  |  |  | 850.0877 | 0.00032462 |  |  |  |  | 849.8869 | 0.0013535 |  | 850.0877 | 0.00088602 |  | 850.0876 | 0.0022648 |  | 838.032 | 0 |  | 850.0877 | 0.00039311 |  | 849.8869 | 0.00068026 |  | 844.8956 | 0 |  | 850.0877 | 0.00090582 |  | 850.0877 | 0.0015694
[7 empty] | 838.2651 | -0.00199 |  | 838.27 | 0 |  | 850.327 | 0 |  | 838.2651 | 0.00012532 |  | 850.327 | -0.00096198 |  |  |  |  | 850.327 | 0 |  |  |  |  | 850.1261 | -0.0012768 |  | 850.327 | 0 |  | 850.327 | 0.0009599 |  | 838.2651 | 0 |  | 850.327 | 0 |  | 850.1261 | -0.00142 |  | 845.1323 | 0 |  | 850.327 | -0.0013748 |  | 850.327 | -0.0010795
[7 empty] | 838.4983 | 0.00066811 |  | 838.5 | 0 |  | 850.5664 | 0.00062086 |  | 838.4984 | 0.0013528 |  | 850.5664 | 0.00018916 |  |  |  |  | 850.5664 | 0.00036312 |  |  |  |  | 850.3654 | -8.0495e-05 |  | 850.5664 | 0.00081538 |  | 850.5664 | 0.00099299 |  | 838.4984 | 0 |  | 850.5664 | 0.00028171 |  | 850.3654 | 0.00057476 |  | 845.3691 | 0 |  | 850.5664 | 0.00026182 |  | 850.5664 | 0.00075269
[7 empty] | 838.7316 | -0.0011 |  | 838.73 | 0 |  | 850.8057 | 0 |  | 838.7316 | -0.002074 |  | 850.8057 | -0.00047819 |  |  |  |  | 850.8057 | 0 |  |  |  |  | 850.6047 | -0.0002942 |  | 850.8057 | 0 |  | 850.8057 | 0.0016613 |  | 838.7316 | 0 |  | 850.8057 | 0 |  | 850.6047 | -0.00061743 |  | 845.6059 | 0 |  | 850.8057 | -0.00077587 |  | 850.8057 | -0.00014007
[7 empty] | 838.9648 | 0.00014189 |  | 838.96 | 0 |  | 851.0451 | 0.00055803 |  | 838.9648 | 0.0020284 |  | 851.0451 | 0.00046128 |  |  |  |  | 851.0451 | 0.0001688 |  |  |  |  | 850.844 | 0.0013588 |  | 851.0451 | 0.0010215 |  | 851.0451 | 0.0021579 |  | 838.9648 | 0 |  | 851.0451 | 0.00022427 |  | 850.844 | 0.00079037 |  | 845.8427 | 0 |  | 851.0451 | 0.00042865 |  | 851.0451 | 0.0010728
[7 empty] | 839.1981 | 0.00035828 |  | 839.2 | 0 |  | 851.2845 | 0 |  | 839.1981 | -0.0010033 |  | 851.2845 | -0.0010919 |  |  |  |  | 851.2845 | 0 |  |  |  |  | 851.0833 | -0.00080219 |  | 851.2845 | 0 |  | 851.2845 | 0.00065365 |  | 839.1981 | 0 |  | 851.2845 | 0 |  | 851.0833 | -0.00087789 |  | 846.0795 | 0 |  | 851.2845 | -0.0012783 |  | 851.2845 | -0.00080086
[7 empty] | 839.4313 | 0.00179 |  | 839.43 | 0 |  | 851.5239 | 0.00015968 |  | 839.4313 | -0.00040097 |  | 851.5239 | -0.00012641 |  |  |  |  | 851.5239 | 0.00020284 |  |  |  |  | 851.3227 | 0.00064881 |  | 851.5239 | 0.00011945 |  | 851.5239 | 0.0016136 |  | 839.4313 | 0 |  | 851.5239 | 0.00010744 |  | 851.3226 | 0.00021946 |  | 846.3163 | 0 |  | 851.5239 | -0.00064715 |  | 851.5239 | 0.00084823
[7 empty] | 839.6645 | 0.00033562 |  | 839.66 | 0 |  | 851.7633 | 0 |  | 839.6646 | -0.0023036 |  | 851.7633 | -0.00052009 |  |  |  |  | 851.7633 | 0 |  |  |  |  | 851.562 | -0.0015146 |  | 851.7633 | 0 |  | 851.7633 | 0.0011876 |  | 839.6646 | 0 |  | 851.7633 | 0 |  | 851.562 | -0.00081058 |  | 846.5532 | 0 |  | 851.7633 | -0.0017897 |  | 851.7633 | -0.0010096
[7 empty] | 839.8978 | 0.00083294 |  | 839.9 | 0 |  | 852.0027 | 0.00043238 |  | 839.8978 | 0.0030287 |  | 852.0027 | 0.00027532 |  |  |  |  | 852.0027 | 0.00027594 |  |  |  |  | 851.8013 | 0.0011404 |  | 852.0027 | 0.00083608 |  | 852.0027 | 0.0015085 |  | 839.8978 | 0 |  | 852.0027 | 0.00042702 |  | 851.8013 | 0.00055775 |  | 846.79 | 0 |  | 852.0027 | 0.00043316 |  | 852.0027 | 0.0013476
[7 empty] | 840.1311 | -0.0005183 |  | 840.13 | 0 |  | 852.2422 | 0 |  | 840.1311 | -0.00043171 |  | 852.2422 | -0.0017316 |  |  |  |  | 852.2421 | 0 |  |  |  |  | 852.0406 | -0.00075209 |  | 852.2422 | 0 |  | 852.2421 | 0.0010275 |  | 840.1311 | 0 |  | 852.2421 | 0 |  | 852.0407 | -0.00113 |  | 847.0269 | 0 |  | 852.2422 | -0.0022145 |  | 852.2422 | -0.0011382
[7 empty] | 840.3644 | -3.8995e-05 |  | 840.36 | 0 |  | 852.4816 | 0.0011576 |  | 840.3644 | 0.00059212 |  | 852.4816 | 0.00060466 |  |  |  |  | 852.4816 | 0.00010302 |  |  |  |  | 852.28 | 0.00056084 |  | 852.4816 | 0.00014011 |  | 852.4816 | 0.0018713 |  | 840.3644 | 0 |  | 852.4816 | 0.00031108 |  | 852.28 | 0.00024452 |  | 847.2638 | 0 |  | 852.4816 | 0.00042923 |  | 852.4816 | 0.0010315
[7 empty] | 840.5977 | -0.0008482 |  | 840.6 | 0 |  | 852.721 | 0 |  | 840.5977 | -0.0027263 |  | 852.721 | -0.0012323 |  |  |  |  | 852.721 | 0 |  |  |  |  | 852.5193 | -0.0015095 |  | 852.721 | 0 |  | 852.721 | 0.0012488 |  | 840.5977 | 0 |  | 852.721 | 0 |  | 852.5194 | -0.00131 |  | 847.5006 | 0 |  | 852.721 | -0.0023725 |  | 852.721 | -0.00066343
[7 empty] | 840.8309 | 0.00045583 |  | 840.83 | 0 |  | 852.9605 | 0.00050367 |  | 840.8309 | -0.00047331 |  | 852.9605 | 0.00012698 |  |  |  |  | 852.9605 | 0.00034879 |  |  |  |  | 852.7587 | 0.0018221 |  | 852.9605 | 0.00071323 |  | 852.9604 | 0.0020968 |  | 840.8309 | 0 |  | 852.9605 | 0.00040772 |  | 852.7587 | 0.00062684 |  | 847.7375 | 0 |  | 852.9605 | 0.00095203 |  | 852.9605 | 0.00072453
[7 empty] | 841.0642 | -0.00023706 |  | 841.06 | 0 |  | 853.1999 | 0 |  | 841.0642 | 0.00024953 |  | 853.1999 | -0.001315 |  |  |  |  | 853.1999 | 0 |  |  |  |  | 852.9981 | -8.9957e-05 |  | 853.1999 | 0 |  | 853.1999 | 0.0010728 |  | 841.0642 | 0 |  | 853.1999 | 0 |  | 852.9981 | -0.00056291 |  | 847.9744 | 0 |  | 853.1999 | -0.0011655 |  | 853.1999 | -0.0009408
[7 empty] | 841.2975 | 0.00066412 |  | 841.3 | 0 |  | 853.4394 | 0.0012178 |  | 841.2975 | 0.00083394 |  | 853.4394 | 0.001015 |  |  |  |  | 853.4394 | 0.00055779 |  |  |  |  | 853.2374 | 0.0017452 |  | 853.4394 | 0.0011896 |  | 853.4394 | 0.001893 |  | 841.2975 | 0 |  | 853.4394 | 0.00039579 |  | 853.2374 | 0.00090017 |  | 848.2113 | 0 |  | 853.4394 | 0.0015068 |  | 853.4394 | 0.0016643
[7 empty] | 841.5308 | -1.522e-05 |  | 841.53 | 0 |  | 853.6788 | 0 |  | 841.5308 | -0.0024497 |  | 853.6788 | -0.0016396 |  |  |  |  | 853.6788 | 0 |  |  |  |  | 853.4768 | -0.00076564 |  | 853.6788 | 0 |  | 853.6788 | 0.0008954 |  | 841.5308 | 0 |  | 853.6788 | 0 |  | 853.4768 | -0.00128 |  | 848.4482 | 0 |  | 853.6788 | -0.0024869 |  | 853.6788 | -0.00086149
[7 empty] | 841.7641 | 0.00017912 |  | 841.76 | 0 |  | 853.9183 | 0.0002098 |  | 841.7641 | 0.00017499 |  | 853.9183 | 0.00096914 |  |  |  |  | 853.9183 | 0.00055301 |  |  |  |  | 853.7162 | 0.0014767 |  | 853.9183 | 0.00039784 |  | 853.9183 | 0.0022289 |  | 841.7641 | 0 |  | 853.9183 | 0.00031084 |  | 853.7162 | 0.00127 |  | 848.6851 | 0 |  | 853.9183 | 0.00032915 |  | 853.9183 | 0.0010344
[7 empty] | 841.9974 | -0.00112 |  | 842 | 0 |  | 854.1578 | 0 |  | 841.9974 | -0.0016131 |  | 854.1578 | -0.00084269 |  |  |  |  | 854.1578 | 0 |  |  |  |  | 853.9556 | -0.0013839 |  | 854.1578 | 0 |  | 854.1578 | 0.00095377 |  | 841.9974 | 0 |  | 854.1578 | 0 |  | 853.9556 | -0.00080077 |  | 848.9221 | 0 |  | 854.1578 | -0.002678 |  | 854.1578 | -0.0011305
[7 empty] | 842.2308 | -0.00062373 |  | 842.23 | 0 |  | 854.3973 | 3.7273e-05 |  | 842.2308 | 0.0029014 |  | 854.3973 | 0.0012827 |  |  |  |  | 854.3973 | 0.00063751 |  |  |  |  | 854.195 | 0.003885 |  | 854.3973 | 0.00084635 |  | 854.3973 | 0.0016823 |  | 842.2308 | 0 |  | 854.3973 | 0.00041165 |  | 854.195 | 0.00146 |  | 849.159 | 0 |  | 854.3973 | 0.0011184 |  | 854.3973 | 0.00088882
[7 empty] | 842.4641 | 0.00058791 |  | 842.46 | 0 |  | 854.6368 | 0 |  | 842.4641 | 0.0018508 |  | 854.6368 | -0.00048841 |  |  |  |  | 854.6368 | 0 |  |  |  |  | 854.4344 | -8.4357e-05 |  | 854.6368 | 0 |  | 854.6368 | 0.00089989 |  | 842.4641 | 0 |  | 854.6368 | 0 |  | 854.4344 | -0.00086399 |  | 849.3959 | 0 |  | 854.6368 | -0.002139 |  | 854.6368 | -0.00078855
[7 empty] | 842.6975 | 0.0006445 |  | 842.7 | 0 |  | 854.8763 | 0.00050475 |  | 842.6974 | 0.0012453 |  | 854.8763 | 0.00055175 |  |  |  |  | 854.8763 | 0.00057591 |  |  |  |  | 854.6738 | 0.0017733 |  | 854.8763 | 0.00081667 |  | 854.8763 | 0.0015881 |  | 842.6974 | 0 |  | 854.8763 | 0.00032017 |  | 854.6738 | 0.0009912 |  | 849.6329 | 0 |  | 854.8763 | 0.00096351 |  | 854.8763 | 0.0011472
[7 empty] | 842.9308 | -0.0029 |  | 842.93 | 0 |  | 855.1158 | 0 |  | 842.9308 | -0.00073412 |  | 855.1158 | -0.0011282 |  |  |  |  | 855.1158 | 0 |  |  |  |  | 854.9133 | 0.0015713 |  | 855.1158 | 0 |  | 855.1158 | 0.0011113 |  | 842.9308 | 0 |  | 855.1158 | 0 |  | 854.9133 | -0.00040071 |  | 849.8699 | 0 |  | 855.1158 | -0.00065188 |  | 855.1158 | -0.00012995
[7 empty] | 843.1642 | 0.00061921 |  | 843.16 | 0 |  | 855.3553 | 0.00050482 |  | 843.1642 | 8.4999e-05 |  | 855.3553 | 0.0013308 |  |  |  |  | 855.3554 | 0.00057141 |  |  |  |  | 855.1527 | 0.0012928 |  | 855.3553 | 0.0010213 |  | 855.3553 | 0.001883 |  | 843.1642 | 0 |  | 855.3554 | 0.00036026 |  | 855.1527 | 0.00022421 |  | 850.1069 | 0 |  | 855.3553 | -0.0005021 |  | 855.3553 | 0.0014923
[7 empty] | 843.3975 | 7.555e-05 |  | 843.4 | 0 |  | 855.5949 | 0 |  | 843.3975 | -0.0011697 |  | 855.5949 | -0.0016502 |  |  |  |  | 855.5948 | 0 |  |  |  |  | 855.3921 | -0.00069753 |  | 855.5949 | 0 |  | 855.5948 | 0.0012327 |  | 843.3975 | 0 |  | 855.5948 | 0 |  | 855.3921 | -0.00099808 |  | 850.3438 | 0 |  | 855.5949 | -0.0017915 |  | 855.5949 | -0.00087982
[7 empty] | 843.6309 | 2.8517e-05 |  | 843.63 | 0 |  | 855.8344 | 0.0011429 |  | 843.6309 | 0.00020311 |  | 855.8344 | 0.00056705 |  |  |  |  | 855.8344 | 0.00052329 |  |  |  |  | 855.6316 | 0.00023237 |  | 855.8344 | 0.00056134 |  | 855.8344 | 0.00099209 |  | 843.6309 | 0 |  | 855.8344 | 0.00039951 |  | 855.6316 | 0.00089101 |  | 850.5808 | 0 |  | 855.8344 | 0.00086141 |  | 855.8344 | 0.0012028
[7 empty] | 843.8643 | -0.00098288 |  | 843.86 | 0 |  | 856.074 | 0 |  | 843.8643 | 5.6476e-05 |  | 856.074 | -0.0019043 |  |  |  |  | 856.074 | 0 |  |  |  |  | 855.871 | -0.0011515 |  | 856.074 | 0 |  | 856.074 | 0.0010117 |  | 843.8643 | 0 |  | 856.074 | 0 |  | 855.871 | -0.00101 |  | 850.8178 | 0 |  | 856.074 | -0.0020611 |  | 856.074 | -0.0019872
[7 empty] | 844.0977 | 0.00177 |  | 844.1 | 0 |  | 856.3135 | 0.0013222 |  | 844.0977 | -0.0018918 |  | 856.3135 | -0.00016234 |  |  |  |  | 856.3135 | 0.00047832 |  |  |  |  | 856.1105 | 0.0020672 |  | 856.3135 | 0.0010573 |  | 856.3135 | 0.00092315 |  | 844.0977 | 0 |  | 856.3135 | 0.00011584 |  | 856.1105 | 0.00158 |  | 851.0548 | 0 |  | 856.3135 | 0.00044272 |  | 856.3135 | 0.0010355
[7 empty] | 844.3311 | -0.00053965 |  | 844.33 | 0 |  | 856.5531 | 0 |  | 844.3311 | -0.00044799 |  | 856.5531 | -0.0015457 |  |  |  |  | 856.5531 | 0 |  |  |  |  | 856.35 | 0.0009252 |  | 856.5531 | 0 |  | 856.5531 | 0.00079171 |  | 844.3311 | 0 |  | 856.5531 | 0 |  | 856.35 | -0.00064621 |  | 851.2919 | 0 |  | 856.5531 | -0.0025891 |  | 856.5531 | -0.0010938
[7 empty] | 844.5644 | -0.00065447 |  | 844.56 | 0 |  | 856.7927 | 0.00048558 |  | 844.5645 | -0.0012073 |  | 856.7927 | 0.00014944 |  |  |  |  | 856.7927 | 0.00013266 |  |  |  |  | 856.5894 | 0.001553 |  | 856.7927 | 0.00041223 |  | 856.7927 | 0.0012741 |  | 844.5645 | 0 |  | 856.7927 | 0.0003958 |  | 856.5894 | 0.00059176 |  | 851.5289 | 0 |  | 856.7927 | -0.00033419 |  | 856.7927 | 0.0010265
[7 empty] | 844.7979 | -0.0008272 |  | 844.8 | 0 |  | 857.0322 | 0 |  | 844.7979 | -0.0016673 |  | 857.0322 | -0.0021683 |  |  |  |  | 857.0322 | 0 |  |  |  |  | 856.8289 | -0.0013636 |  | 857.0322 | 0 |  | 857.0322 | 0.0014985 |  | 844.7979 | 0 |  | 857.0322 | 0 |  | 856.8289 | -0.00097681 |  | 851.7659 | 0 |  | 857.0322 | -0.0025299 |  | 857.0322 | -0.0013218
[7 empty] | 845.0313 | 0.00080348 |  | 845.03 | 0 |  | 857.2718 | 0.00056083 |  | 845.0313 | -0.00021416 |  | 857.2718 | -7.9974e-06 |  |  |  |  | 857.2718 | 0.00049481 |  |  |  |  | 857.0684 | 0.0021086 |  | 857.2718 | 0.00075591 |  | 857.2719 | 0.0017089 |  | 845.0313 | 0 |  | 857.2718 | 0.00033372 |  | 857.0684 | 0.00051541 |  | 852.003 | 0 |  | 857.2718 | 0.0004896 |  | 857.2718 | 0.0015893
[7 empty] | 845.2647 | -0.0004606 |  | 845.26 | 0 |  | 857.5114 | 0 |  | 845.2647 | 0.00029928 |  | 857.5114 | -0.0011655 |  |  |  |  | 857.5114 | 0 |  |  |  |  | 857.3079 | 0.00047279 |  | 857.5114 | 0 |  | 857.5114 | 0.0012475 |  | 845.2647 | 0 |  | 857.5114 | 0 |  | 857.3079 | -0.00056744 |  | 852.2401 | 0 |  | 857.5114 | -0.0014256 |  | 857.5114 | -0.0010298
[7 empty] | 845.4981 | 0.00139 |  | 845.5 | 0 |  | 857.751 | 0.00075065 |  | 845.4981 | 0.0012896 |  | 857.751 | 0.00046388 |  |  |  |  | 857.751 | 0.00047648 |  |  |  |  | 857.5474 | 0.0024793 |  | 857.751 | 0.00057363 |  | 857.751 | 0.0016871 |  | 845.4981 | 0 |  | 857.751 | 0.00031453 |  | 857.5474 | 0.00113 |  | 852.4771 | 0 |  | 857.751 | -2.6328e-05 |  | 857.751 | 0.0014816
[7 empty] | 845.7316 | 0.0007937 |  | 845.73 | 0 |  | 857.9906 | 0 |  | 845.7316 | -0.0007215 |  | 857.9906 | -0.0012679 |  |  |  |  | 857.9907 | 0 |  |  |  |  | 857.7869 | 0.00046108 |  | 857.9906 | 0 |  | 857.9907 | 0.00096962 |  | 845.7316 | 0 |  | 857.9907 | 0 |  | 857.7869 | -0.00107 |  | 852.7142 | 0 |  | 857.9906 | -0.0011098 |  | 857.9906 | -0.00058526
[7 empty] | 845.965 | 0.00209 |  | 845.97 | 0 |  | 858.2303 | 0.0014066 |  | 845.965 | 0.0024526 |  | 858.2303 | -0.00032689 |  |  |  |  | 858.2303 | 0.00088438 |  |  |  |  | 858.0264 | 0.0010216 |  | 858.2303 | 0.00097634 |  | 858.2303 | 0.0012539 |  | 845.965 | 0 |  | 858.2303 | 0.00033424 |  | 858.0264 | 0.00157 |  | 852.9513 | 0 |  | 858.2303 | 0.0015922 |  | 858.2303 | 0.001463
[7 empty] | 846.1985 | 0.00119 |  | 846.2 | 0 |  | 858.4699 | 0 |  | 846.1985 | 0.0010528 |  | 858.4699 | -0.0019686 |  |  |  |  | 858.4699 | 0 |  |  |  |  | 858.2659 | -0.00064332 |  | 858.4699 | 0 |  | 858.4699 | 0.00064244 |  | 846.1985 | 0 |  | 858.4699 | 0 |  | 858.2659 | 0.00021649 |  | 853.1884 | 0 |  | 858.4699 | -0.0018838 |  | 858.4699 | -0.00041852
[7 empty] | 846.432 | 0.00059072 |  | 846.43 | 0 |  | 858.7095 | 0.00080956 |  | 846.4319 | 0.003565 |  | 858.7095 | 0.00044188 |  |  |  |  | 858.7095 | 0.00026272 |  |  |  |  | 858.5055 | 0.00047328 |  | 858.7095 | 0.00074738 |  | 858.7095 | 0.001586 |  | 846.4319 | 0 |  | 858.7095 | 0.00038423 |  | 858.5055 | 0.00056726 |  | 853.4255 | 0 |  | 858.7095 | 0.00032318 |  | 858.7095 | 0.0007649
[7 empty] | 846.6654 | -0.00084726 |  | 846.67 | 0 |  | 858.9492 | 0 |  | 846.6654 | -0.0022527 |  | 858.9492 | -0.0012966 |  |  |  |  | 858.9492 | 0 |  |  |  |  | 858.745 | 0.00034708 |  | 858.9492 | 0 |  | 858.9492 | 0.00058816 |  | 846.6654 | 0 |  | 858.9492 | 0 |  | 858.745 | -0.00094964 |  | 853.6626 | 0 |  | 858.9492 | -0.0010175 |  | 858.9492 | -0.0014106
[7 empty] | 846.8989 | 0.00236 |  | 846.9 | 0 |  | 859.1888 | 0.0010544 |  | 846.8989 | 0.0018354 |  | 859.1888 | 0.0011747 |  |  |  |  | 859.1888 | 0.00080769 |  |  |  |  | 858.9846 | 0.00073946 |  | 859.1888 | 0.001159 |  | 859.1888 | 0.0016283 |  | 846.8989 | 0 |  | 859.1888 | 0.00037111 |  | 858.9846 | 0.00062027 |  | 853.8997 | 0 |  | 859.1888 | 0.0014402 |  | 859.1888 | 0.0015195
[7 empty] | 847.1323 | -0.00131 |  | 847.13 | 0 |  | 859.4285 | 0 |  | 847.1323 | 0.00052975 |  | 859.4285 | -0.0018323 |  |  |  |  | 859.4285 | 0 |  |  |  |  | 859.2241 | -0.00084499 |  | 859.4285 | 0 |  | 859.4285 | 0.00065177 |  | 847.1323 | 0 |  | 859.4285 | 0 |  | 859.2241 | -0.00144 |  | 854.1368 | 0 |  | 859.4285 | -0.0031334 |  | 859.4285 | -0.0021194
[7 empty] | 847.3658 | -0.0006919 |  | 847.37 | 0 |  | 859.6681 | 0.001036 |  | 847.3658 | -0.00052362 |  | 859.6681 | 0.00019911 |  |  |  |  | 859.6681 | 0.00028503 |  |  |  |  | 859.4637 | 0.00070549 |  | 859.6681 | 0.00064407 |  | 859.6682 | 0.0015025 |  | 847.3658 | 0 |  | 859.6681 | 0.00032621 |  | 859.4637 | 0.00149 |  | 854.374 | 0 |  | 859.6681 | -0.0013511 |  | 859.6681 | 0.0016142
[7 empty] | 847.5993 | -0.000194 |  | 847.6 | 0 |  | 859.9078 | 0 |  | 847.5993 | -0.00030238 |  | 859.9078 | -0.001138 |  |  |  |  | 859.9078 | 0 |  |  |  |  | 859.7032 | -0.00057704 |  | 859.9078 | 0 |  | 859.9078 | 0.00047755 |  | 847.5993 | 0 |  | 859.9078 | 0 |  | 859.7032 | -0.00040568 |  | 854.6111 | 0 |  | 859.9078 | -0.0005698 |  | 859.9078 | -0.00050736
[7 empty] | 847.8328 | -0.00049252 |  | 847.83 | 0 |  | 860.1475 | 0.00075582 |  | 847.8328 | 0.0018246 |  | 860.1475 | 0.00020704 |  |  |  |  | 860.1475 | 0.00063333 |  |  |  |  | 859.9428 | 0.00040334 |  | 860.1475 | 0.00013263 |  | 860.1475 | 0.001563 |  | 847.8328 | 0 |  | 860.1475 | 0.00038138 |  | 859.9428 | 0.00138 |  | 854.8483 | 0 |  | 860.1475 | 5.079e-05 |  | 860.1475 | 0.001396
[7 empty] | 848.0664 | 4.83e-05 |  | 848.07 | 0 |  | 860.3872 | 0 |  | 848.0663 | -0.00025134 |  | 860.3872 | -0.00097173 |  |  |  |  | 860.3872 | 0 |  |  |  |  | 860.1824 | -0.00094855 |  | 860.3872 | 0 |  | 860.3872 | 0.0010796 |  | 848.0663 | 0 |  | 860.3872 | 0 |  | 860.1824 | -0.00067015 |  | 855.0854 | 0 |  | 860.3872 | -0.0014019 |  | 860.3872 | -0.0011217
[7 empty] | 848.2999 | 0.00124 |  | 848.3 | 0 |  | 860.6269 | 0.0011114 |  | 848.2999 | -0.00018451 |  | 860.6269 | 0.00061869 |  |  |  |  | 860.6269 | 0.0007929 |  |  |  |  | 860.422 | 0.0010781 |  | 860.6269 | 0.0013966 |  | 860.6269 | 0.00059843 |  | 848.2999 | 0 |  | 860.6269 | 0.00036658 |  | 860.422 | 0.00053015 |  | 855.3226 | 0 |  | 860.6269 | 0.0004237 |  | 860.6269 | 0.0014798
[7 empty] | 848.5334 | 5.7597e-05 |  | 848.53 | 0 |  | 860.8666 | 0 |  | 848.5334 | -0.0023069 |  | 860.8666 | -0.00088627 |  |  |  |  | 860.8666 | 0 |  |  |  |  | 860.6616 | 2.1623e-05 |  | 860.8666 | 0 |  | 860.8666 | 0.00050441 |  | 848.5334 | 0 |  | 860.8666 | 0 |  | 860.6616 | -0.00041508 |  | 855.5598 | 0 |  | 860.8666 | -0.00048024 |  | 860.8666 | -0.00045306
[7 empty] | 848.7669 | 0.00108 |  | 848.77 | 0 |  | 861.1063 | 0.00091966 |  | 848.7669 | 0.0019307 |  | 861.1063 | 0.0014994 |  |  |  |  | 861.1063 | 0.00082454 |  |  |  |  | 860.9012 | 0.0017589 |  | 861.1063 | 0.00066037 |  | 861.1063 | 0.0014511 |  | 848.7669 | 0 |  | 861.1063 | 0.00013824 |  | 860.9012 | 0.00032734 |  | 855.797 | 0 |  | 861.1063 | 0.0014857 |  | 861.1063 | 0.0018212
[7 empty] | 849.0004 | 0.00104 |  | 849 | 0 |  | 861.346 | 0 |  | 849.0004 | -0.0024722 |  | 861.346 | -0.0019628 |  |  |  |  | 861.3461 | 0 |  |  |  |  | 861.1408 | 0.00017963 |  | 861.346 | 0 |  | 861.3461 | 0.0016073 |  | 849.0004 | 0 |  | 861.3461 | 0 |  | 861.1408 | -0.0006722 |  | 856.0342 | 0 |  | 861.346 | -0.0012681 |  | 861.346 | -0.00074873
[7 empty] | 849.234 | 0.00151 |  | 849.23 | 0 |  | 861.5858 | 0.0010391 |  | 849.2339 | 0.0018528 |  | 861.5858 | 0.00017455 |  |  |  |  | 861.5857 | 0.00044104 |  |  |  |  | 861.3804 | 0.00025567 |  | 861.5858 | 0.00079931 |  | 861.5858 | 0.0015312 |  | 849.2339 | 0 |  | 861.5857 | 0.00036319 |  | 861.3804 | 0.00115 |  | 856.2714 | 0 |  | 861.5858 | 0.00076743 |  | 861.5858 | 0.0012282
[7 empty] | 849.4675 | -0.00247 |  | 849.47 | 0 |  | 861.8255 | 0 |  | 849.4675 | -0.0023354 |  | 861.8255 | -0.0019303 |  |  |  |  | 861.8255 | 0 |  |  |  |  | 861.62 | -0.0010018 |  | 861.8255 | 0 |  | 861.8255 | 0.00093594 |  | 849.4675 | 0 |  | 861.8255 | 0 |  | 861.62 | -0.00107 |  | 856.5087 | 0 |  | 861.8255 | -0.0021994 |  | 861.8255 | -0.0017263
[7 empty] | 849.7011 | 0.00082095 |  | 849.7 | 0 |  | 862.0653 | 0.001178 |  | 849.701 | 0.00076478 |  | 862.0653 | 2.0849e-05 |  |  |  |  | 862.0652 | 0.00027974 |  |  |  |  | 861.8596 | 0.0023344 |  | 862.0653 | 0.0009217 |  | 862.0652 | 0.0011838 |  | 849.701 | 0 |  | 862.0652 | 0.00030719 |  | 861.8596 | 0.00048698 |  | 856.7459 | 0 |  | 862.0653 | 0.00037831 |  | 862.0653 | 0.001783
[7 empty] | 849.9346 | 0.00114 |  | 849.93 | 0 |  | 862.305 | 0 |  | 849.9346 | -0.0029382 |  | 862.305 | -0.0018213 |  |  |  |  | 862.305 | 0 |  |  |  |  | 862.0993 | -0.0013188 |  | 862.305 | 0 |  | 862.305 | 0.00034233 |  | 849.9346 | 0 |  | 862.305 | 0 |  | 862.0993 | -0.00047771 |  | 856.9832 | 0 |  | 862.305 | -0.0015852 |  | 862.305 | -0.00036281
[7 empty] | 850.1682 | 1.7523e-05 |  | 850.17 | 0 |  | 862.5448 | 0.00033404 |  | 850.1682 | 0.002097 |  | 862.5448 | 0.0005272 |  |  |  |  | 862.5448 | 0.00073874 |  |  |  |  | 862.3389 | 0.0015328 |  | 862.5448 | 0.0016909 |  | 862.5448 | 0.001241 |  | 850.1682 | 0 |  | 862.5448 | 0.0001588 |  | 862.3389 | 0.00088946 |  | 857.2204 | 0 |  | 862.5448 | 0.0016509 |  | 862.5448 | 0.0018018
[7 empty] | 850.4018 | 0 |  | 850.4 | 0 |  | 862.7845 | 0 |  | 850.4018 | -0.0035068 |  | 862.7845 | -0.0028671 |  |  |  |  | 862.7845 | 0 |  |  |  |  | 862.5786 | -0.0011358 |  | 862.7845 | 0 |  | 862.7845 | 0.00064887 |  | 850.4018 | 0 |  | 862.7845 | 0 |  | 862.5786 | -0.00099607 |  | 857.4576 | 0 |  | 862.7845 | -0.0043252 |  | 862.7845 | -0.0013992
[7 empty] | 850.6354 | 0 |  | 850.64 | 0 |  | 863.0243 | 0.00087689 |  | 850.6354 | -0.00040491 |  | 863.0243 | 0.00033275 |  |  |  |  | 863.0243 | 0.00071052 |  |  |  |  | 862.8182 | 0.0015918 |  | 863.0243 | 0.0012244 |  | 863.0243 | 0.001162 |  | 850.6354 | 0 |  | 863.0243 | 0.00034568 |  | 862.8182 | 0.00104 |  | 857.6949 | 0 |  | 863.0243 | 0.00073638 |  | 863.0243 | 0.0019188
[7 empty] | 850.869 | 0 |  | 850.87 | 0 |  | 863.2641 | 0 |  | 850.869 | -0.0024852 |  | 863.2641 | -0.0021304 |  |  |  |  | 863.2641 | 0 |  |  |  |  | 863.0579 | -0.00086888 |  | 863.2641 | 0 |  | 863.2641 | 0.00096423 |  | 850.869 | 0 |  | 863.2641 | 0 |  | 863.0579 | -0.00139 |  | 857.9322 | 0 |  | 863.2641 | -0.0019998 |  | 863.2641 | -0.00091761
[7 empty] | 851.1025 | 0 |  | 851.1 | 0 |  | 863.5039 | 0.00093706 |  | 851.1025 | 0.0012354 |  | 863.5039 | -0.00062482 |  |  |  |  | 863.5039 | 0.00020339 |  |  |  |  | 863.2976 | 0.00012747 |  | 863.5039 | 0.00062222 |  | 863.5039 | 0.0013527 |  | 851.1025 | 0 |  | 863.5039 | 0.00024786 |  | 863.2976 | 0.00042387 |  | 858.1695 | 0 |  | 863.5039 | -0.0008318 |  | 863.5039 | 0.0013779
[7 empty] | 851.3362 | 0 |  | 851.34 | 0 |  | 863.7437 | 0 |  | 851.3362 | -0.0022102 |  | 863.7437 | -0.00088267 |  |  |  |  | 863.7437 | 0 |  |  |  |  | 863.5372 | -9.0929e-05 |  | 863.7437 | 0 |  | 863.7437 | 0.00072666 |  | 851.3362 | 0 |  | 863.7437 | 0 |  | 863.5372 | -0.00059784 |  | 858.4068 | 0 |  | 863.7437 | -0.0021761 |  | 863.7437 | -0.0010668
[7 empty] | 851.5698 | 0 |  | 851.57 | 0 |  | 863.9835 | 0.0018706 |  | 851.5698 | 0.00025048 |  | 863.9835 | 0.00070968 |  |  |  |  | 863.9835 | 0.00081998 |  |  |  |  | 863.7769 | 0.0023023 |  | 863.9835 | 0.0015934 |  | 863.9835 | 0.0013071 |  | 851.5698 | 0 |  | 863.9835 | 0.00031541 |  | 863.7769 | 0.00078398 |  | 858.6441 | 0 |  | 863.9835 | 0.00055546 |  | 863.9835 | 0.0014586
[7 empty] | 851.8034 | 0 |  | 851.8 | 0 |  | 864.2233 | 0 |  | 851.8034 | 0.00068375 |  | 864.2233 | -0.0022836 |  |  |  |  | 864.2233 | 0 |  |  |  |  | 864.0166 | -8.2762e-05 |  | 864.2233 | 0 |  | 864.2233 | 0.00016676 |  | 851.8034 | 0 |  | 864.2233 | 0 |  | 864.0166 | -0.00142 |  | 858.8814 | 0 |  | 864.2233 | -0.00183 |  | 864.2233 | -0.00097564
[7 empty] | 852.0371 | 0 |  | 852.04 | 0 |  | 864.4632 | 0.0005048 |  | 852.037 | 0.0025773 |  | 864.4632 | -0.00030431 |  |  |  |  | 864.4631 | 0.00053869 |  |  |  |  | 864.2563 | 0.0011073 |  | 864.4632 | 0.0018344 |  | 864.4631 | 0.0019102 |  | 852.037 | 0 |  | 864.4631 | 0.00044565 |  | 864.2563 | 0.00086078 |  | 859.1188 | 0 |  | 864.4632 | 0.00025081 |  | 864.4632 | 0.00069356
[7 empty] | 852.2707 | 0 |  | 852.27 | 0 |  | 864.703 | 0 |  | 852.2707 | -0.0013024 |  | 864.703 | -0.0017014 |  |  |  |  | 864.703 | 0 |  |  |  |  | 864.496 | 5.0417e-05 |  | 864.703 | 0 |  | 864.703 | 0.00059336 |  | 852.2707 | 0 |  | 864.703 | 0 |  | 864.496 | -0.00188 |  | 859.3561 | 0 |  | 864.703 | -0.0026626 |  | 864.703 | -0.00091852
[7 empty] | 852.5043 | 0 |  | 852.5 | 0 |  | 864.9428 | 0.0015856 |  | 852.5043 | 0.0023288 |  | 864.9428 | 0.00077862 |  |  |  |  | 864.9428 | 0.00027697 |  |  |  |  | 864.7357 | 0.0008298 |  | 864.9428 | 0.00044512 |  | 864.9428 | 0.0013196 |  | 852.5043 | 0 |  | 864.9428 | 0.00030985 |  | 864.7357 | 0.00116 |  | 859.5934 | 0 |  | 864.9428 | 0.00079509 |  | 864.9428 | 0.0011031
[7 empty] | 852.738 | 0 |  | 852.74 | 0 |  | 865.1827 | 0 |  | 852.738 | 6.8756e-05 |  | 865.1827 | -0.0011091 |  |  |  |  | 865.1827 | 0 |  |  |  |  | 864.9754 | -0.00039852 |  | 865.1827 | 0 |  | 865.1827 | 0.00081612 |  | 852.738 | 0 |  | 865.1827 | 0 |  | 864.9754 | -0.00092234 |  | 859.8308 | 0 |  | 865.1827 | -0.00079796 |  | 865.1827 | -0.0015266
[7 empty] | 852.9716 | 0 |  | 852.97 | 0 |  | 865.4225 | 0.0006607 |  | 852.9716 | 0.00029799 |  | 865.4225 | -7.8705e-05 |  |  |  |  | 865.4226 | 4.4679e-05 |  |  |  |  | 865.2152 | -0.00051776 |  | 865.4225 | 0.0003538 |  | 865.4225 | 0.0012718 |  | 852.9716 | 0 |  | 865.4226 | 0.00013705 |  | 865.2152 | 0.00024527 |  | 860.0682 | 0 |  | 865.4225 | 0.0002417 |  | 865.4225 | 0.00027663
[7 empty] | 853.2053 | 0 |  | 853.21 | 0 |  | 865.6624 | 0 |  | 853.2053 | -0.0014534 |  | 865.6624 | -0.0014479 |  |  |  |  | 865.6624 | 0 |  |  |  |  | 865.4549 | -0.00089234 |  | 865.6624 | 0 |  | 865.6624 | 0.00086988 |  | 853.2053 | 0 |  | 865.6624 | 0 |  | 865.4549 | -0.00156 |  | 860.3055 | 0 |  | 865.6624 | -0.002533 |  | 865.6624 | -0.00084516
[7 empty] | 853.439 | 0 |  | 853.44 | 0 |  | 865.9023 | 0.0010751 |  | 853.439 | 0.005438 |  | 865.9023 | 0.001914 |  |  |  |  | 865.9023 | 0.00113 |  |  |  |  | 865.6946 | 0.0015003 |  | 865.9023 | 0.0012579 |  | 865.9023 | 0.0013651 |  | 853.439 | 0 |  | 865.9023 | 0.00030821 |  | 865.6946 | 0.00114 |  | 860.5429 | 0 |  | 865.9023 | 0.0019328 |  | 865.9023 | 0.0019414
[7 empty] | 853.6726 | 0 |  | 853.67 | 0 |  | 866.1422 | 0 |  | 853.6726 | -0.0018882 |  | 866.1422 | -0.0022845 |  |  |  |  | 866.1422 | 0 |  |  |  |  | 865.9344 | -0.0011942 |  | 866.1422 | 0 |  | 866.1422 | 0.00041516 |  | 853.6726 | 0 |  | 866.1422 | 0 |  | 865.9344 | -0.00023379 |  | 860.7803 | 0 |  | 866.1422 | -0.0024036 |  | 866.1422 | -0.0014405
[7 empty] | 853.9063 | 0 |  | 853.91 | 0 |  | 866.382 | 0.00095999 |  | 853.9063 | 0.0011613 |  | 866.382 | 0.00045004 |  |  |  |  | 866.382 | 2.5178e-05 |  |  |  |  | 866.1741 | 0.0015781 |  | 866.382 | 0.00073279 |  | 866.382 | 0.001385 |  | 853.9063 | 0 |  | 866.382 | 0.00024813 |  | 866.1741 | 0.00077329 |  | 861.0177 | 0 |  | 866.382 | -0.00018429 |  | 866.382 | 0.0012056
[7 empty] | 854.14 | 0 |  | 854.14 | 0 |  | 866.6219 | 0 |  | 854.14 | 0.0010531 |  | 866.6219 | -0.0015413 |  |  |  |  | 866.6219 | 0 |  |  |  |  | 866.4139 | -0.0010385 |  | 866.6219 | 0 |  | 866.6219 | 0.00032596 |  | 854.14 | 0 |  | 866.6219 | 0 |  | 866.4139 | -0.00051944 |  | 861.2551 | 0 |  | 866.6219 | -0.0011493 |  | 866.6219 | -0.0014308
[7 empty] | 854.3737 | 0 |  | 854.37 | 0 |  | 866.8618 | 0.00082367 |  | 854.3737 | 0.00063448 |  | 866.8618 | 0.0004375 |  |  |  |  | 866.8618 | 0.00042693 |  |  |  |  | 866.6537 | 0.0023005 |  | 866.8618 | 0.0013798 |  | 866.8618 | 0.0011885 |  | 854.3737 | 0 |  | 866.8618 | 0.00034635 |  | 866.6537 | 0.00027331 |  | 861.4926 | 0 |  | 866.8618 | 7.1992e-05 |  | 866.8618 | 0.0010549
[7 empty] | 854.6074 | 0 |  | 854.61 | 0 |  | 867.1018 | 0 |  | 854.6074 | -0.0013808 |  | 867.1018 | -0.0011474 |  |  |  |  | 867.1018 | 0 |  |  |  |  | 866.8934 | -0.00087127 |  | 867.1018 | 0 |  | 867.1017 | 0.0011153 |  | 854.6074 | 0 |  | 867.1018 | 0 |  | 866.8934 | -0.00112 |  | 861.73 | 0 |  | 867.1018 | -0.002165 |  | 867.1018 | -0.0011271
[7 empty] | 854.8411 | 0 |  | 854.84 | 0 |  | 867.3417 | 0.00064994 |  | 854.8411 | 0.002368 |  | 867.3417 | 0.00044547 |  |  |  |  | 867.3417 | 0.00032259 |  |  |  |  | 867.1332 | 0.0016544 |  | 867.3417 | 0.00061913 |  | 867.3417 | 0.0009926 |  | 854.8411 | 0 |  | 867.3417 | 0.00042133 |  | 867.1332 | 0.00070167 |  | 861.9674 | 0 |  | 867.3417 | 0.00033637 |  | 867.3417 | 0.0016591
[7 empty] | 855.0748 | 0 |  | 855.07 | 0 |  | 867.5816 | 0 |  | 855.0748 | 0.0015134 |  | 867.5816 | -0.0027974 |  |  |  |  | 867.5816 | 0 |  |  |  |  | 867.373 | -0.0019868 |  | 867.5816 | 0 |  | 867.5816 | 0.00059359 |  | 855.0748 | 0 |  | 867.5816 | 0 |  | 867.373 | -0.00163 |  | 862.2048 | 0 |  | 867.5816 | -0.0021801 |  | 867.5816 | -0.0013037
[7 empty] | 855.3085 | 0 |  | 855.31 | 0 |  | 867.8215 | 0.00046221 |  | 855.3085 | 0.00063806 |  | 867.8215 | 0.0019616 |  |  |  |  | 867.8215 | 0.00048255 |  |  |  |  | 867.6128 | 0.0021505 |  | 867.8215 | 0.00019467 |  | 867.8215 | 0.0009111 |  | 855.3085 | 0 |  | 867.8215 | 0.00019588 |  | 867.6128 | 0.0005823 |  | 862.4423 | 0 |  | 867.8215 | -5.0088e-05 |  | 867.8215 | 0.0006447
[7 empty] | 855.5423 | 0 |  | 855.54 | 0 |  | 868.0615 | 0 |  | 855.5423 | -0.0011029 |  | 868.0615 | -0.0015911 |  |  |  |  | 868.0615 | 0 |  |  |  |  | 867.8526 | -1.2664e-05 |  | 868.0615 | 0 |  | 868.0615 | 0.00079138 |  | 855.5423 | 0 |  | 868.0615 | 0 |  | 867.8526 | -0.00101 |  | 862.6798 | 0 |  | 868.0615 | -0.00079991 |  | 868.0615 | -0.00098133
[7 empty] | 855.776 | 0 |  | 855.78 | 0 |  | 868.3014 | 6.4318e-05 |  | 855.776 | 0.00020091 |  | 868.3014 | 0.0011268 |  |  |  |  | 868.3015 | 0.00069352 |  |  |  |  | 868.0924 | -0.00028926 |  | 868.3014 | 0.0014942 |  | 868.3015 | 0.00095976 |  | 855.776 | 0 |  | 868.3015 | 0.00029431 |  | 868.0924 | 0.00024874 |  | 862.9172 | 0 |  | 868.3014 | -0.00095671 |  | 868.3014 | 0.0015839
[7 empty] | 856.0098 | 0 |  | 856.01 | 0 |  | 868.5414 | 0 |  | 856.0098 | -0.0037309 |  | 868.5414 | -0.0027241 |  |  |  |  | 868.5414 | 0 |  |  |  |  | 868.3322 | -0.001582 |  | 868.5414 | 0 |  | 868.5414 | 0.00030042 |  | 856.0098 | 0 |  | 868.5414 | 0 |  | 868.3322 | -0.00128 |  | 863.1547 | 0 |  | 868.5414 | -0.0019541 |  | 868.5414 | -0.00145
[7 empty] | 856.2435 | 0 |  | 856.24 | 0 |  | 868.7814 | 0.0010228 |  | 856.2435 | 0.00036866 |  | 868.7814 | 0.0009427 |  |  |  |  | 868.7814 | 0.00081558 |  |  |  |  | 868.572 | 0.0023499 |  | 868.7814 | 0.0013613 |  | 868.7814 | 0.00080079 |  | 856.2435 | 0 |  | 868.7814 | 0.00030248 |  | 868.572 | 0.00204 |  | 863.3922 | 0 |  | 868.7814 | 0.00061678 |  | 868.7814 | 0.001018
[7 empty] | 856.4773 | 0 |  | 856.48 | 0 |  | 869.0213 | 0 |  | 856.4773 | -0.0026761 |  | 869.0213 | -0.001286 |  |  |  |  | 869.0213 | 0 |  |  |  |  | 868.8119 | -0.001123 |  | 869.0213 | 0 |  | 869.0213 | 0.00035144 |  | 856.4773 | 0 |  | 869.0213 | 0 |  | 868.8119 | -0.00078079 |  | 863.6298 | 0 |  | 869.0213 | -0.0025959 |  | 869.0213 | -0.00095584
[7 empty] | 856.7111 | 0 |  | 856.71 | 0 |  | 869.2613 | 0.00037903 |  | 856.7111 | 0.00070337 |  | 869.2613 | 0.0014268 |  |  |  |  | 869.2613 | 0.00116 |  |  |  |  | 869.0517 | 0.0021766 |  | 869.2613 | 0.00027567 |  | 869.2613 | 0.0012916 |  | 856.7111 | 0 |  | 869.2613 | 0.00036668 |  | 869.0517 | 0.00113 |  | 863.8672 | 0 |  | 869.2613 | 0.00039025 |  | 869.2613 | 0.0015858
[7 empty] | 856.9448 | 0 |  | 856.94 | 0 |  | 869.5013 | 0 |  | 856.9448 | -0.0022951 |  | 869.5013 | -0.0025186 |  |  |  |  | 869.5013 | 0 |  |  |  |  | 869.2916 | -0.0012683 |  | 869.5013 | 0 |  | 869.5013 | 0.00040769 |  | 856.9448 | 0 |  | 869.5013 | 0 |  | 869.2916 | -0.0018 |  | 864.1048 | 0 |  | 869.5013 | -0.0027406 |  | 869.5013 | -0.0014523
[7 empty] | 857.1786 | 0 |  | 857.18 | 0 |  | 869.7413 | 0.00060283 |  | 857.1786 | 0.00073486 |  | 869.7413 | 0.001229 |  |  |  |  | 869.7413 | 0.00075704 |  |  |  |  | 869.5314 | 0.0030427 |  | 869.7413 | 0.0012193 |  | 869.7413 | 0.00045766 |  | 857.1786 | 0 |  | 869.7413 | 0.00025055 |  | 869.5314 | 0.00091892 |  | 864.3423 | 0 |  | 869.7413 | -0.00016187 |  | 869.7413 | 0.0013008
[7 empty] | 857.4124 | 0 |  | 857.41 | 0 |  | 869.9813 | 0 |  | 857.4124 | 0.00013015 |  | 869.9813 | -0.0019427 |  |  |  |  | 869.9813 | 0 |  |  |  |  | 869.7713 | -0.00021945 |  | 869.9813 | 0 |  | 869.9813 | 0.0004154 |  | 857.4124 | 0 |  | 869.9813 | 0 |  | 869.7713 | -0.00093274 |  | 864.5798 | 0 |  | 869.9813 | -0.002158 |  | 869.9813 | -0.0010584
[7 empty] | 857.6462 | 0 |  | 857.65 | 0 |  | 870.2213 | 0.00091255 |  | 857.6462 | 0.0015158 |  | 870.2213 | -0.00034071 |  |  |  |  | 870.2213 | 0.00069635 |  |  |  |  | 870.0111 | 0.00086316 |  | 870.2213 | 0.00087975 |  | 870.2213 | 0.0014349 |  | 857.6462 | 0 |  | 870.2213 | 0.0003964 |  | 870.0111 | 0.00141 |  | 864.8174 | 0 |  | 870.2213 | -0.00026727 |  | 870.2213 | 0.0015207
[7 empty] | 857.88 | 0 |  | 857.88 | 0 |  | 870.4613 | 0 |  | 857.88 | -0.00021064 |  | 870.4613 | -0.0023816 |  |  |  |  | 870.4613 | 0 |  |  |  |  | 870.251 | -0.0001422 |  | 870.4613 | 0 |  | 870.4613 | -0.00017175 |  | 857.88 | 0 |  | 870.4613 | 0 |  | 870.251 | -0.00108 |  | 865.055 | 0 |  | 870.4613 | -0.0027482 |  | 870.4613 | -0.0018967
[7 empty] | 858.1138 | 0 |  | 858.11 | 0 |  | 870.7014 | 0 |  | 858.1138 | 0.0036508 |  | 870.7014 | -0.0010781 |  |  |  |  | 870.7014 | 0 |  |  |  |  | 870.4909 | 0.0011771 |  | 870.7014 | 0.00085493 |  | 870.7014 | 0.0014912 |  | 858.1138 | 0 |  | 870.7014 | 0.0002125 |  | 870.4909 | 0.00042228 |  | 865.2925 | 0 |  | 870.7014 | -0.0015949 |  | 870.7014 | 0.0010545
[7 empty] | 858.3477 | 0 |  | 858.35 | 0 |  | 870.9414 | 0 |  | 858.3477 | -0.0036717 |  | 870.9414 | -0.0020855 |  |  |  |  | 870.9414 | 0 |  |  |  |  | 870.7308 | 0.00044468 |  | 870.9414 | 0 |  | 870.9414 | 0.00011723 |  | 858.3477 | 0 |  | 870.9414 | 0 |  | 870.7307 | -0.00125 |  | 865.5301 | 0 |  | 870.9414 | -0.00095968 |  | 870.9414 | -0.0009695
[7 empty] | 858.5814 | 0 |  | 858.58 | 0 |  | 871.1814 | 0.0014749 |  | 858.5814 | -0.00089803 |  | 871.1814 | -1.4107e-05 |  |  |  |  | 871.1815 | 0.00044231 |  |  |  |  | 870.9706 | 0.0028114 |  | 871.1814 | 0.0015076 |  | 871.1815 | 0.00095847 |  | 858.5814 | 0 |  | 871.1815 | 0.00019583 |  | 870.9706 | 0.00093643 |  | 865.7677 | 0 |  | 871.1814 | 0.00062579 |  | 871.1814 | 0.0017433
[7 empty] | 858.8153 | 0 |  | 858.82 | 0 |  | 871.4215 | 0 |  | 858.8153 | -0.00068191 |  | 871.4215 | -0.0024448 |  |  |  |  | 871.4215 | 0 |  |  |  |  | 871.2105 | 0.00048919 |  | 871.4215 | 0 |  | 871.4215 | 9.0632e-05 |  | 858.8153 | 0 |  | 871.4215 | 0 |  | 871.2105 | -0.0015 |  | 866.0053 | 0 |  | 871.4215 | -0.0021029 |  | 871.4215 | -0.00080552
[7 empty] | 859.0491 | 0 |  | 859.05 | 0 |  | 871.6616 | 0.00087561 |  | 859.0491 | -0.0003045 |  | 871.6616 | -0.00061934 |  |  |  |  | 871.6616 | 0.00091942 |  |  |  |  | 871.4504 | 0.0010674 |  | 871.6616 | 0.00077382 |  | 871.6616 | 0.0008985 |  | 859.0491 | 0 |  | 871.6616 | 0.00035982 |  | 871.4504 | 0.00078811 |  | 866.2429 | 0 |  | 871.6616 | 6.6927e-05 |  | 871.6616 | 0.00098375
[7 empty] | 859.283 | 0 |  | 859.28 | 0 |  | 871.9016 | 0 |  | 859.283 | 0.0015074 |  | 871.9016 | -0.0029294 |  |  |  |  | 871.9016 | 0 |  |  |  |  | 871.6904 | -0.0022467 |  | 871.9016 | 0 |  | 871.9016 | 0.00099891 |  | 859.283 | 0 |  | 871.9016 | 0 |  | 871.6903 | -0.00188 |  | 866.4805 | 0 |  | 871.9016 | -0.0032504 |  | 871.9016 | -0.0014038
[7 empty] | 859.5168 | 0 |  | 859.52 | 0 |  | 872.1417 | 0.00025422 |  | 859.5168 | 0.0029824 |  | 872.1417 | 0.00020511 |  |  |  |  | 872.1417 | 0.00059873 |  |  |  |  | 871.9303 | -0.0012274 |  | 872.1417 | 0.00053843 |  | 872.1417 | 0.0010349 |  | 859.5168 | 0 |  | 872.1417 | 0.00019983 |  | 871.9303 | 0.0018 |  | 866.7181 | 0 |  | 872.1417 | 0.00066581 |  | 872.1417 | 0.0012816
[7 empty] | 859.7507 | 0 |  | 859.75 | 0 |  | 872.3818 | 0 |  | 859.7507 | -0.00158 |  | 872.3818 | -0.0027412 |  |  |  |  | 872.3818 | 0 |  |  |  |  | 872.1702 | -0.0016614 |  | 872.3818 | 0 |  | 872.3818 | 8.92e-05 |  | 859.7507 | 0 |  | 872.3818 | 0 |  | 872.1702 | -0.00109 |  | 866.9557 | 0 |  | 872.3818 | -0.0021187 |  | 872.3818 | -0.0013997
[7 empty] | 859.9846 | 0 |  | 859.98 | 0 |  | 872.6219 | 0.00092935 |  | 859.9846 | 0.001684 |  | 872.6219 | 0.00035917 |  |  |  |  | 872.6219 | 0.00024733 |  |  |  |  | 872.4101 | 0.00097216 |  | 872.6219 | 0.00092829 |  | 872.6219 | 0.0007883 |  | 859.9846 | 0 |  | 872.6219 | 0.00036417 |  | 872.4101 | -0.00028141 |  | 867.1934 | 0 |  | 872.6219 | -0.00099458 |  | 872.6219 | 0.0010338
[7 empty] | 860.2184 | 0 |  | 860.22 | 0 |  | 872.862 | 0 |  | 860.2184 | -0.00050878 |  | 872.862 | -0.0030377 |  |  |  |  | 872.862 | 0 |  |  |  |  | 872.6501 | -0.0016022 |  | 872.862 | 0 |  | 872.862 | 0.00078746 |  | 860.2184 | 0 |  | 872.862 | 0 |  | 872.6501 | -0.00106 |  | 867.4311 | 0 |  | 872.862 | -0.0038545 |  | 872.862 | -0.0018791
[7 empty] | 860.4523 | 0 |  | 860.45 | 0 |  | 873.1021 | 0.00060872 |  | 860.4523 | 0.0024037 |  | 873.1021 | 0.00056751 |  |  |  |  | 873.102 | 0.00043178 |  |  |  |  | 872.89 | 0.0010329 |  | 873.1021 | 0.00051318 |  | 873.1021 | 0.0010854 |  | 860.4523 | 0 |  | 873.102 | 0.00035225 |  | 872.89 | 0.00123 |  | 867.6687 | 0 |  | 873.1021 | -0.00053943 |  | 873.1021 | 0.0016137
[7 empty] | 860.6862 | 0 |  | 860.69 | 0 |  | 873.3422 | 0 |  | 860.6862 | -0.0024165 |  | 873.3422 | -0.0016375 |  |  |  |  | 873.3422 | 0 |  |  |  |  | 873.13 | 0.00036048 |  | 873.3422 | 0 |  | 873.3422 | 0.00062841 |  | 860.6862 | 0 |  | 873.3422 | 0 |  | 873.13 | 8.9287e-05 |  | 867.9064 | 0 |  | 873.3422 | -0.002641 |  | 873.3422 | -0.00017293
[7 empty] | 860.92 | 0 |  | 860.92 | 0 |  | 873.5823 | 0.00047587 |  | 860.92 | -0.0008686 |  | 873.5823 | 0.00053053 |  |  |  |  | 873.5823 | 0.00035673 |  |  |  |  | 873.3699 | 0.0005394 |  | 873.5823 | 0.00058738 |  | 873.5823 | 0.001133 |  | 860.92 | 0 |  | 873.5823 | 0.00022225 |  | 873.3699 | 2.169e-05 |  | 868.1441 | 0 |  | 873.5823 | -0.00074959 |  | 873.5823 | 0.0011426
[7 empty] | 861.154 | 0 |  | 861.15 | 0 |  | 873.8224 | 0 |  | 861.154 | -0.0013028 |  | 873.8224 | -0.0027528 |  |  |  |  | 873.8225 | 0 |  |  |  |  | 873.6099 | -0.002787 |  | 873.8224 | 0 |  | 873.8224 | 0.00079987 |  | 861.154 | 0 |  | 873.8225 | 0 |  | 873.6099 | -0.00169 |  | 868.3818 | 0 |  | 873.8224 | -0.0026713 |  | 873.8224 | -0.0018216
[7 empty] | 861.3879 | 0 |  | 861.39 | 0 |  | 874.0626 | 0.001716 |  | 861.3879 | 0.0016532 |  | 874.0626 | 0.0022854 |  |  |  |  | 874.0626 | 0.00137 |  |  |  |  | 873.8499 | 0.0025499 |  | 874.0626 | 0.0011562 |  | 874.0626 | 0.00068841 |  | 861.3879 | 0 |  | 874.0626 | 0.0005613 |  | 873.8499 | 0.00124 |  | 868.6194 | 0 |  | 874.0626 | 0.0030089 |  | 874.0626 | 0.00271
[7 empty] | 861.6218 | 0 |  | 861.62 | 0 |  | 874.3027 | 0 |  | 861.6218 | -0.00082647 |  | 874.3027 | -0.0013226 |  |  |  |  | 874.3027 | 0 |  |  |  |  | 874.0898 | -0.0014885 |  | 874.3027 | 0 |  | 874.3027 | -3.6576e-05 |  | 861.6218 | 0 |  | 874.3027 | 0 |  | 874.0898 | -0.00096547 |  | 868.8572 | 0 |  | 874.3027 | -0.0029701 |  | 874.3027 | -0.001252
[7 empty] | 861.8557 | 0 |  | 861.86 | 0 |  | 874.5429 | 0.0013924 |  | 861.8557 | 0.00091444 |  | 874.5429 | 0.00078189 |  |  |  |  | 874.5429 | 0.00092684 |  |  |  |  | 874.3298 | 0.0012114 |  | 874.5429 | 0.0013067 |  | 874.5428 | 0.0008657 |  | 861.8557 | 0 |  | 874.5429 | 0.00036055 |  | 874.3298 | 0.00136 |  | 869.0949 | 0 |  | 874.5429 | -0.00044369 |  | 874.5429 | 0.00080378
[7 empty] | 862.0897 | 0 |  | 862.09 | 0 |  | 874.783 | 0 |  | 862.0897 | 0.00070761 |  | 874.783 | -0.0015486 |  |  |  |  | 874.783 | 0 |  |  |  |  | 874.5698 | -0.001333 |  | 874.783 | 0 |  | 874.783 | 0.0010597 |  | 862.0897 | 0 |  | 874.783 | 0 |  | 874.5698 | -0.00032366 |  | 869.3326 | 0 |  | 874.783 | -0.0032293 |  | 874.783 | -0.0030583
[7 empty] | 862.3236 | 0 |  | 862.32 | 0 |  | 875.0232 | 0.00041205 |  | 862.3236 | 0.002877 |  | 875.0232 | -0.0007437 |  |  |  |  | 875.0232 | 0.00036701 |  |  |  |  | 874.8098 | 0.00059908 |  | 875.0232 | 0.00053659 |  | 875.0232 | 0.001365 |  | 862.3236 | 0 |  | 875.0232 | 0.0004146 |  | 874.8098 | 0.00063726 |  | 869.5704 | 0 |  | 875.0232 | -0.00051158 |  | 875.0232 | 0.00072477
[7 empty] | 862.5575 | 0 |  | 862.56 | 0 |  | 875.2634 | 0 |  | 862.5575 | 0.0031132 |  | 875.2634 | -0.00011599 |  |  |  |  | 875.2634 | 0 |  |  |  |  | 875.0498 | -0.00070589 |  | 875.2634 | 0 |  | 875.2634 | 0.00028442 |  | 862.5575 | 0 |  | 875.2634 | 0 |  | 875.0498 | -0.00043636 |  | 869.8081 | 0 |  | 875.2634 | -0.00013528 |  | 875.2634 | -0.0014833
[7 empty] | 862.7914 | 0 |  | 862.79 | 0 |  | 875.5036 | 0.0014618 |  | 862.7914 | 0.00079562 |  | 875.5036 | -0.00167 |  |  |  |  | 875.5035 | 0 |  |  |  |  | 875.2898 | -5.8285e-05 |  | 875.5036 | 0.00017804 |  | 875.5035 | 0.0012167 |  | 862.7914 | 0 |  | 875.5035 | 0.00026244 |  | 875.2898 | 0.00082472 |  | 870.0458 | 0 |  | 875.5036 | 0.00047072 |  | 875.5036 | 0.00097073
[7 empty] | 863.0254 | 0 |  | 863.03 | 0 |  | 875.7438 | 0 |  | 863.0255 | 0.00013918 |  | 875.7438 | -0.0023752 |  |  |  |  | 875.7438 | 0 |  |  |  |  | 875.5299 | -0.0019871 |  | 875.7438 | 0 |  | 875.7438 | 0.00026039 |  | 863.0255 | 0 |  | 875.7438 | 0 |  | 875.5299 | -0.00137 |  | 870.2836 | 0 |  | 875.7438 | -0.002748 |  | 875.7438 | -0.0016684
[7 empty] | 863.2594 | 0 |  | 863.26 | 0 |  | 875.984 | 0.0020723 |  | 863.2594 | 0.0032027 |  | 875.984 | 0.00076687 |  |  |  |  | 875.984 | 0.00054639 |  |  |  |  | 875.7699 | 0.0011137 |  | 875.984 | 0.0011772 |  | 875.9839 | 0.00087654 |  | 863.2594 | 0 |  | 875.984 | 0.00030121 |  | 875.7699 | 0.00064259 |  | 870.5214 | 0 |  | 875.984 | 0.00036409 |  | 875.984 | 0.00054598
[7 empty] | 863.4933 | 0 |  | 863.49 | 0 |  | 876.2242 | 0 |  | 863.4933 | -0.0014322 |  | 876.2242 | -0.0021666 |  |  |  |  | 876.2242 | 0 |  |  |  |  | 876.0099 | -0.00071905 |  | 876.2242 | 0 |  | 876.2242 | 0.00068867 |  | 863.4933 | 0 |  | 876.2242 | 0 |  | 876.0099 | -0.00129 |  | 870.7592 | 0 |  | 876.2242 | -0.0044261 |  | 876.2242 | -0.00071503
[7 empty] | 863.7274 | 0 |  | 863.73 | 0 |  | 876.4644 | 0.0006221 |  | 863.7274 | 0.0020278 |  | 876.4644 | -0.00031961 |  |  |  |  | 876.4644 | 0.00045537 |  |  |  |  | 876.25 | 0.0010023 |  | 876.4644 | 0.0010688 |  | 876.4644 | 0.0011825 |  | 863.7274 | 0 |  | 876.4644 | 0.0003622 |  | 876.25 | 0.00083684 |  | 870.9969 | 0 |  | 876.4644 | -0.00054392 |  | 876.4644 | 0.0014703
[7 empty] | 863.9613 | 0 |  | 863.96 | 0 |  | 876.7046 | 0 |  | 863.9613 | -0.0010201 |  | 876.7046 | -0.0034357 |  |  |  |  | 876.7046 | 0 |  |  |  |  | 876.49 | -0.00085809 |  | 876.7046 | 0 |  | 876.7046 | 0.00010759 |  | 863.9613 | 0 |  | 876.7046 | 0 |  | 876.49 | -0.00126 |  | 871.2347 | 0 |  | 876.7046 | -0.0033082 |  | 876.7046 | -0.0019325
[7 empty] | 864.1953 | 0 |  | 864.2 | 0 |  | 876.9448 | 0.00070186 |  | 864.1953 | -0.00045891 |  | 876.9448 | -0.00022508 |  |  |  |  | 876.9448 | 0.00022981 |  |  |  |  | 876.7301 | -5.9712e-05 |  | 876.9448 | 0.00050327 |  | 876.9448 | 0.00079493 |  | 864.1953 | 0 |  | 876.9448 | 0.00028704 |  | 876.7301 | 0.00031906 |  | 871.4726 | 0 |  | 876.9448 | 3.6214e-05 |  | 876.9448 | 0.0014138
[7 empty] | 864.4293 | 0 |  | 864.43 | 0 |  | 877.1851 | 0 |  | 864.4293 | 0.00092809 |  | 877.1851 | -0.0014859 |  |  |  |  | 877.1851 | 0 |  |  |  |  | 876.9701 | -0.0037927 |  | 877.1851 | 0 |  | 877.1851 | 0.00073128 |  | 864.4293 | 0 |  | 877.1851 | 0 |  | 876.9701 | -0.00145 |  | 871.7104 | 0 |  | 877.1851 | -0.0035001 |  | 877.1851 | -0.0014392
[7 empty] | 864.6633 | 0 |  | 864.66 | 0 |  | 877.4253 | 0.0015042 |  | 864.6633 | 0.0016476 |  | 877.4253 | 0.001349 |  |  |  |  | 877.4253 | 0.0007011 |  |  |  |  | 877.2102 | 0.0024374 |  | 877.4253 | 0.00079309 |  | 877.4253 | 0.00069763 |  | 864.6633 | 0 |  | 877.4253 | 0.00022877 |  | 877.2102 | 0.00060127 |  | 871.9482 | 0 |  | 877.4253 | 0.00052457 |  | 877.4253 | 0.0015019
[7 empty] | 864.8973 | 0 |  | 864.9 | 0 |  | 877.6656 | 0 |  | 864.8973 | -0.00097355 |  | 877.6656 | -0.002839 |  |  |  |  | 877.6656 | 0 |  |  |  |  | 877.4503 | -0.0023305 |  | 877.6656 | 0 |  | 877.6656 | 0.0010072 |  | 864.8973 | 0 |  | 877.6656 | 0 |  | 877.4502 | -0.00049287 |  | 872.186 | 0 |  | 877.6656 | -0.0029692 |  | 877.6656 | -0.0014747
[7 empty] | 865.1313 | 0 |  | 865.13 | 0 |  | 877.9058 | 0.0011487 |  | 865.1313 | -2.0096e-05 |  | 877.9058 | 0.00072393 |  |  |  |  | 877.9058 | 0.00084362 |  |  |  |  | 877.6903 | 0.0017651 |  | 877.9058 | 0.0013246 |  | 877.9058 | 0.0015776 |  | 865.1313 | 0 |  | 877.9058 | 0.00023208 |  | 877.6903 | 5.2407e-05 |  | 872.4239 | 0 |  | 877.9058 | 0.00016186 |  | 877.9058 | 0.0020253
[7 empty] | 865.3654 | 0 |  | 865.37 | 0 |  | 878.1461 | 0 |  | 865.3654 | -0.0003148 |  | 878.1461 | -0.0022245 |  |  |  |  | 878.1461 | 0 |  |  |  |  | 877.9304 | -0.00099285 |  | 878.1461 | 0 |  | 878.1461 | 0.00058221 |  | 865.3654 | 0 |  | 878.1461 | 0 |  | 877.9304 | -0.0019 |  | 872.6617 | 0 |  | 878.1461 | -0.00051877 |  | 878.1461 | -0.0016419
[7 empty] | 865.5994 | 0 |  | 865.6 | 0 |  | 878.3864 | 0.00072645 |  | 865.5994 | 0.0049643 |  | 878.3864 | 0.0012439 |  |  |  |  | 878.3863 | 0.00107 |  |  |  |  | 878.1705 | 0.0016699 |  | 878.3864 | 0.0012915 |  | 878.3864 | 0.0011909 |  | 865.5994 | 0 |  | 878.3863 | 0.00043038 |  | 878.1705 | 0.00181 |  | 872.8996 | 0 |  | 878.3864 | 0.00058712 |  | 878.3864 | 0.0028181
[7 empty] | 865.8334 | 0 |  | 865.83 | 0 |  | 878.6267 | 0 |  | 865.8334 | 0.00032763 |  | 878.6267 | -0.0027499 |  |  |  |  | 878.6267 | 0 |  |  |  |  | 878.4106 | -0.00080401 |  | 878.6267 | 0 |  | 878.6266 | 0.0003398 |  | 865.8334 | 0 |  | 878.6267 | 0 |  | 878.4106 | -0.00106 |  | 873.1375 | 0 |  | 878.6267 | -0.0019307 |  | 878.6267 | -0.0020104
[7 empty] | 866.0675 | 0 |  | 866.07 | 0 |  | 878.8669 | 0.00042884 |  | 866.0675 | 9.5604e-05 |  | 878.8669 | -0.00073272 |  |  |  |  | 878.8669 | 0 |  |  |  |  | 878.6507 | 0.00089168 |  | 878.8669 | 1.0222e-05 |  | 878.8669 | 0.00055573 |  | 866.0675 | 0 |  | 878.8669 | 0.00027714 |  | 878.6507 | 0.00171 |  | 873.3754 | 0 |  | 878.8669 | -0.00036707 |  | 878.8669 | 0.00088383
[7 empty] | 866.3015 | 0 |  | 866.3 | 0 |  | 879.1072 | 0 |  | 866.3015 | 9.3951e-05 |  | 879.1072 | -0.0035467 |  |  |  |  | 879.1072 | 0 |  |  |  |  | 878.8908 | -0.0040365 |  | 879.1072 | 0 |  | 879.1072 | 9.9991e-05 |  | 866.3015 | 0 |  | 879.1072 | 0 |  | 878.8908 | -0.00167 |  | 873.6133 | 0 |  | 879.1072 | -0.0046834 |  | 879.1072 | -0.0023634
[7 empty] | 866.5356 | 0 |  | 866.54 | 0 |  | 879.3475 | 0.00081951 |  | 866.5356 | -0.0015754 |  | 879.3475 | -0.00018673 |  |  |  |  | 879.3475 | 0.00020397 |  |  |  |  | 879.131 | 0.0042473 |  | 879.3475 | 0.00037425 |  | 879.3475 | 0.00092514 |  | 866.5356 | 0 |  | 879.3475 | 0.00027366 |  | 879.131 | 0.00072471 |  | 873.8512 | 0 |  | 879.3475 | 5.5226e-05 |  | 879.3475 | 0.0016844
[7 empty] | 866.7696 | 0 |  | 866.77 | 0 |  | 879.5879 | 0 |  | 866.7697 | 0.00063491 |  | 879.5879 | -0.003479 |  |  |  |  | 879.5879 | 0 |  |  |  |  | 879.3711 | -0.00095342 |  | 879.5879 | 0 |  | 879.5879 | 0.00016536 |  | 866.7697 | 0 |  | 879.5879 | 0 |  | 879.3711 | -0.00038472 |  | 874.0891 | 0 |  | 879.5879 | -0.0028254 |  | 879.5879 | -0.0029215
[7 empty] | 867.0037 | 0 |  | 867 | 0 |  | 879.8282 | 0.0011037 |  | 867.0037 | -0.00060571 |  | 879.8282 | 0.00065174 |  |  |  |  | 879.8282 | 0.00028161 |  |  |  |  | 879.6112 | 0.001587 |  | 879.8282 | 0.00066653 |  | 879.8282 | 0.00076526 |  | 867.0037 | 0 |  | 879.8282 | 0.0002726 |  | 879.6112 | 0.00165 |  | 874.327 | 0 |  | 879.8282 | 0.0011394 |  | 879.8282 | 0.0014082
[7 empty] | 867.2378 | 0 |  | 867.24 | 0 |  | 880.0685 | 0 |  | 867.2379 | -0.0030619 |  | 880.0685 | -0.0022686 |  |  |  |  | 880.0685 | 0 |  |  |  |  | 879.8514 | 0.0014171 |  | 880.0685 | 0 |  | 880.0685 | 0.00048846 |  | 867.2379 | 0 |  | 880.0685 | 0 |  | 879.8514 | -0.00075722 |  | 874.5649 | 0 |  | 880.0685 | -0.0022133 |  | 880.0685 | -0.0016399
[7 empty] | 867.4719 | 0 |  | 867.47 | 0 |  | 880.3089 | 0.0012062 |  | 867.4719 | 0.00333 |  | 880.3089 | 0.00040751 |  |  |  |  | 880.3088 | 0.00058708 |  |  |  |  | 880.0915 | 0.0030557 |  | 880.3089 | 0.0016553 |  | 880.3088 | 0.0010735 |  | 867.4719 | 0 |  | 880.3088 | 0.00022619 |  | 880.0915 | 0.00175 |  | 874.8029 | 0 |  | 880.3089 | 0.00050902 |  | 880.3089 | 0.0024842
[7 empty] | 867.706 | 0 |  | 867.71 | 0 |  | 880.5492 | 0 |  | 867.706 | -0.0019199 |  | 880.5492 | -0.0013786 |  |  |  |  | 880.5492 | 0 |  |  |  |  | 880.3317 | -0.0009178 |  | 880.5492 | 0 |  | 880.5492 | 0.00022794 |  | 867.706 | 0 |  | 880.5492 | 0 |  | 880.3317 | -0.00234 |  | 875.0408 | 0 |  | 880.5492 | -0.0033942 |  | 880.5492 | -0.0027574
[7 empty] | 867.9401 | 0 |  | 867.94 | 0 |  | 880.7895 | 0 |  | 867.9401 | -0.00088288 |  | 880.7895 | -0.0021063 |  |  |  |  | 880.7895 | 0 |  |  |  |  | 880.5718 | -0.002151 |  | 880.7895 | 0 |  | 880.7896 | 0.00016434 |  | 867.9401 | 0 |  | 880.7895 | 0 |  | 880.5718 | -0.00064731 |  | 875.2787 | 0 |  | 880.7895 | -0.0033486 |  | 880.7895 | -0.0015684
[7 empty] | 868.1742 | 0 |  | 868.17 | 0 |  | 881.0299 | 0.00052129 |  | 868.1742 | 0.002492 |  | 881.0299 | 0.002169 |  |  |  |  | 881.0299 | 0.00064308 |  |  |  |  | 880.812 | 0.0013233 |  | 881.0299 | 0.00033957 |  | 881.0299 | 0.00094508 |  | 868.1742 | 0 |  | 881.0299 | 0.00033249 |  | 880.812 | -0.00010421 |  | 875.5167 | 0 |  | 881.0299 | 0.0006659 |  | 881.0299 | 0.0021662
[7 empty] | 868.4083 | 0 |  | 868.41 | 0 |  | 881.2703 | 0 |  | 868.4083 | -0.00046823 |  | 881.2703 | -0.0018682 |  |  |  |  | 881.2703 | 0 |  |  |  |  | 881.0522 | -0.00065185 |  | 881.2703 | 0 |  | 881.2703 | 0.00070019 |  | 868.4083 | 0 |  | 881.2703 | 0 |  | 881.0522 | -0.00114 |  | 875.7547 | 0 |  | 881.2703 | -0.0027138 |  | 881.2703 | -0.0020664
[7 empty] | 868.6425 | 0 |  | 868.64 | 0 |  | 881.5107 | 0.00074265 |  | 868.6425 | 0.00041796 |  | 881.5107 | -0.0014654 |  |  |  |  | 881.5107 | 0.00071884 |  |  |  |  | 881.2923 | 0.0010928 |  | 881.5107 | 0.0011578 |  | 881.5107 | 0.00076463 |  | 868.6425 | 0 |  | 881.5107 | 0.00023414 |  | 881.2923 | 0.00099344 |  | 875.9927 | 0 |  | 881.5107 | 0.00027132 |  | 881.5107 | 0.0011777
[7 empty] | 868.8766 | 0 |  | 868.88 | 0 |  | 881.751 | 0 |  | 868.8766 | 0.0015269 |  | 881.751 | -0.0018517 |  |  |  |  | 881.751 | 0 |  |  |  |  | 881.5325 | -0.00085574 |  | 881.751 | 0 |  | 881.751 | 0.00059253 |  | 868.8766 | 0 |  | 881.751 | 0 |  | 881.5325 | -0.00232 |  | 876.2307 | 0 |  | 881.751 | -0.0024528 |  | 881.751 | -0.0022266
[7 empty] | 869.1107 | 0 |  | 869.11 | 0 |  | 881.9914 | 0.00062415 |  | 869.1107 | 0.0019307 |  | 881.9914 | 0.0025598 |  |  |  |  | 881.9915 | 0.00143 |  |  |  |  | 881.7727 | 0.0014787 |  | 881.9914 | 0.00078257 |  | 881.9915 | 0.0012159 |  | 869.1107 | 0 |  | 881.9915 | 0.00046786 |  | 881.7727 | 0.00222 |  | 876.4687 | 0 |  | 881.9914 | 0.0038627 |  | 881.9914 | 0.0021634
[7 empty] | 869.3448 | 0 |  | 869.34 | 0 |  | 882.2318 | 0 |  | 869.3448 | 0.001347 |  | 882.2318 | -0.002263 |  |  |  |  | 882.2318 | 0 |  |  |  |  | 882.0129 | -0.00070563 |  | 882.2318 | 0 |  | 882.2318 | -6.7566e-05 |  | 869.3448 | 0 |  | 882.2318 | 0 |  | 882.0129 | -0.00155 |  | 876.7067 | 0 |  | 882.2318 | -0.0026407 |  | 882.2318 | -0.0021524
[7 empty] | 869.579 | 0 |  | 869.58 | 0 |  | 882.4722 | 0.0018101 |  | 869.579 | 0.0031713 |  | 882.4722 | 0.0010423 |  |  |  |  | 882.4722 | 0.00084149 |  |  |  |  | 882.2531 | 0.0023057 |  | 882.4722 | 0.00221 |  | 882.4722 | 0.0011777 |  | 869.579 | 0 |  | 882.4722 | 0.00031854 |  | 882.2531 | 0.00219 |  | 876.9448 | 0 |  | 882.4722 | 0.0013327 |  | 882.4722 | 0.0014268
[7 empty] | 869.8132 | 0 |  | 869.81 | 0 |  | 882.7126 | 0 |  | 869.8132 | -0.0012889 |  | 882.7126 | -0.002269 |  |  |  |  | 882.7127 | 0 |  |  |  |  | 882.4933 | 0.00035402 |  | 882.7126 | 0 |  | 882.7126 | 0.001023 |  | 869.8132 | 0 |  | 882.7127 | 0 |  | 882.4933 | -0.0011 |  | 877.1827 | 0 |  | 882.7126 | -0.0025197 |  | 882.7126 | -0.00081632
[7 empty] | 870.0473 | 0 |  | 870.05 | 0 |  | 882.9531 | 0.0013995 |  | 870.0473 | 0.0012956 |  | 882.9531 | 0.0010125 |  |  |  |  | 882.9531 | 0 |  |  |  |  | 882.7336 | 0.0012984 |  | 882.9531 | 0.0016438 |  | 882.9531 | 0.00028807 |  | 870.0473 | 0 |  | 882.9531 | 0.00022467 |  | 882.7336 | 0.00071345 |  | 877.4208 | 0 |  | 882.9531 | 0.00026275 |  | 882.9531 | 0.0014261
[7 empty] | 870.2815 | 0 |  | 870.28 | 0 |  | 883.1935 | 0 |  | 870.2815 | 0.00049351 |  | 883.1935 | -0.0021161 |  |  |  |  | 883.1935 | 0 |  |  |  |  | 882.9738 | -0.0021148 |  | 883.1935 | 0 |  | 883.1935 | 0.00018615 |  | 870.2815 | 0 |  | 883.1935 | 0 |  | 882.9738 | -0.00096592 |  | 877.6589 | 0 |  | 883.1935 | -0.0019353 |  | 883.1935 | -0.0021883
[7 empty] | 870.5157 | 0 |  | 870.52 | 0 |  | 883.4339 | 0.0012426 |  | 870.5157 | 0.001087 |  | 883.4339 | -0.00075366 |  |  |  |  | 883.4339 | 0.00033775 |  |  |  |  | 883.214 | 0.0017974 |  | 883.4339 | 0.002228 |  | 883.4339 | 0.00069687 |  | 870.5157 | 0 |  | 883.4339 | 0.00029552 |  | 883.214 | 0.00019194 |  | 877.8969 | 0 |  | 883.4339 | 0.0002398 |  | 883.4339 | 0.0010099
[7 empty] | 870.7499 | 0 |  | 870.75 | 0 |  | 883.6744 | 0 |  | 870.7499 | -0.0031525 |  | 883.6744 | -0.0038641 |  |  |  |  | 883.6744 | 0 |  |  |  |  | 883.4543 | -0.00032931 |  | 883.6744 | 0 |  | 883.6744 | 0.00060152 |  | 870.7499 | 0 |  | 883.6744 | 0 |  | 883.4543 | -0.00154 |  | 878.135 | 0 |  | 883.6744 | -0.0055322 |  | 883.6744 | -0.0026517
[7 empty] | 870.9841 | 0 |  | 870.98 | 0 |  | 883.9148 | 0.0018679 |  | 870.9841 | 0.0023289 |  | 883.9148 | -0.00058097 |  |  |  |  | 883.9148 | 0.00075592 |  |  |  |  | 883.6945 | 0.0015407 |  | 883.9148 | 6.5547e-05 |  | 883.9148 | 0.0015489 |  | 870.9841 | 0 |  | 883.9148 | 0.00027387 |  | 883.6945 | 0.00121 |  | 878.373 | 0 |  | 883.9148 | -0.00012123 |  | 883.9148 | 0.0016863
[7 empty] | 871.2183 | 0 |  | 871.22 | 0 |  | 884.1553 | 0 |  | 871.2183 | 0.00069772 |  | 884.1553 | -0.0024446 |  |  |  |  | 884.1553 | 0 |  |  |  |  | 883.9348 | 0.00069708 |  | 884.1553 | 0 |  | 884.1553 | 8.6266e-06 |  | 871.2183 | 0 |  | 884.1553 | 0 |  | 883.9348 | -0.0012 |  | 878.6111 | 0 |  | 884.1553 | -0.0047081 |  | 884.1553 | -0.0020066
[7 empty] | 871.4524 | 0 |  | 871.45 | 0 |  | 884.3958 | 0.001854 |  | 871.4525 | 0.002158 |  | 884.3958 | 0.00134 |  |  |  |  | 884.3958 | 0.00111 |  |  |  |  | 884.175 | 0.0029755 |  | 884.3958 | 0.00071009 |  | 884.3958 | 0.0011652 |  | 871.4525 | 0 |  | 884.3958 | 0.00019596 |  | 884.175 | 0.00155 |  | 878.8492 | 0 |  | 884.3958 | 0.00056936 |  | 884.3958 | 0.0021334
[7 empty] | 871.6866 | 0 |  | 871.69 | 0 |  | 884.6362 | 0 |  | 871.6866 | -0.0019232 |  | 884.6362 | -0.0024156 |  |  |  |  | 884.6362 | 0 |  |  |  |  | 884.4153 | -0.0013048 |  | 884.6362 | 0 |  | 884.6362 | 0.00015123 |  | 871.6866 | 0 |  | 884.6362 | 0 |  | 884.4153 | -0.0019 |  | 879.0873 | 0 |  | 884.6362 | -0.0036661 |  | 884.6362 | -0.0023
[7 empty] | 871.9209 | 0 |  | 871.92 | 0 |  | 884.8767 | 0.0023697 |  | 871.9209 | -0.00080524 |  | 884.8767 | 0.0026764 |  |  |  |  | 884.8767 | 0.00076264 |  |  |  |  | 884.6556 | 0.0022248 |  | 884.8767 | 0.00095677 |  | 884.8767 | 0.0003993 |  | 871.9209 | 0 |  | 884.8767 | 0.00028378 |  | 884.6556 | 0.00109 |  | 879.3254 | 0 |  | 884.8767 | 0.0017483 |  | 884.8767 | 0.0020539
[7 empty] | 872.1551 | 0 |  | 872.16 | 0 |  | 885.1172 | 0 |  | 872.1551 | -0.0017943 |  | 885.1172 | -0.0023366 |  |  |  |  | 885.1172 | 0 |  |  |  |  | 884.8958 | -0.00078633 |  | 885.1172 | 0 |  | 885.1172 | 0.00051407 |  | 872.1551 | 0 |  | 885.1172 | 0 |  | 884.8958 | -0.00178 |  | 879.5636 | 0 |  | 885.1172 | -0.0023828 |  | 885.1172 | -0.0016597
[7 empty] | 872.3893 | 0 |  | 872.39 | 0 |  | 885.3577 | 0.0011917 |  | 872.3893 | 0.0031136 |  | 885.3577 | 0.0026041 |  |  |  |  | 885.3577 | 0.00176 |  |  |  |  | 885.1361 | 0.0030354 |  | 885.3577 | 0.0028934 |  | 885.3577 | 0.0011249 |  | 872.3893 | 0 |  | 885.3577 | 0.00029304 |  | 885.1361 | 0.00067808 |  | 879.8017 | 0 |  | 885.3577 | 0.0018847 |  | 885.3577 | 0.0022765
[7 empty] | 872.6236 | 0 |  | 872.62 | 0 |  | 885.5982 | 0 |  | 872.6236 | -0.0021524 |  | 885.5982 | -0.0029722 |  |  |  |  | 885.5982 | 0 |  |  |  |  | 885.3764 | -0.0015283 |  | 885.5982 | 0 |  | 885.5982 | 0.000415 |  | 872.6236 | 0 |  | 885.5982 | 0 |  | 885.3764 | -0.00075887 |  | 880.0399 | 0 |  | 885.5982 | -0.0046969 |  | 885.5982 | -0.0016567
[7 empty] | 872.8578 | 0 |  | 872.86 | 0 |  | 885.8387 | 0.0018504 |  | 872.8578 | 0.00070169 |  | 885.8387 | 0.0013724 |  |  |  |  | 885.8387 | 0.00091097 |  |  |  |  | 885.6167 | 0.0029518 |  | 885.8387 | 0.0017089 |  | 885.8387 | 0.0014164 |  | 872.8578 | 0 |  | 885.8387 | 0.00018326 |  | 885.6167 | 0.00147 |  | 880.278 | 0 |  | 885.8387 | 0.0017796 |  | 885.8387 | 0.00098567
[7 empty] | 873.0921 | 0 |  | 873.09 | 0 |  | 886.0792 | 0 |  | 873.0921 | -0.00070537 |  | 886.0792 | -0.0010003 |  |  |  |  | 886.0792 | 0 |  |  |  |  | 885.857 | 6.9678e-05 |  | 886.0792 | 0 |  | 886.0792 | 8.5297e-05 |  | 873.0921 | 0 |  | 886.0792 | 0 |  | 885.857 | -0.00203 |  | 880.5162 | 0 |  | 886.0792 | -0.0013458 |  | 886.0792 | -0.0008154
[7 empty] | 873.3264 | 0 |  | 873.33 | 0 |  | 886.3198 | 0.00074619 |  | 873.3264 | 0.00044132 |  | 886.3198 | -1.1289e-06 |  |  |  |  | 886.3198 | 0.00053674 |  |  |  |  | 886.0973 | 0.0012078 |  | 886.3198 | 0.0011801 |  | 886.3198 | 0.00038979 |  | 873.3264 | 0 |  | 886.3198 | 0.00017903 |  | 886.0973 | 0.00086246 |  | 880.7543 | 0 |  | 886.3198 | -0.0010497 |  | 886.3198 | 0.0022065
[7 empty] | 873.5606 | 0 |  | 873.56 | 0 |  | 886.5603 | 0 |  | 873.5606 | -0.0022539 |  | 886.5603 | -0.0049209 |  |  |  |  | 886.5603 | 0 |  |  |  |  | 886.3377 | -0.002564 |  | 886.5603 | 0 |  | 886.5603 | 0.00019393 |  | 873.5606 | 0 |  | 886.5603 | 0 |  | 886.3377 | -0.00133 |  | 880.9926 | 0 |  | 886.5603 | -0.0050426 |  | 886.5603 | -0.0027482
[7 empty] | 873.7949 | 0 |  | 873.79 | 0 |  | 886.8008 | 0.00097224 |  | 873.7949 | 0.00048531 |  | 886.8008 | 0.00074017 |  |  |  |  | 886.8008 | 0.00046589 |  |  |  |  | 886.578 | 0.00096701 |  | 886.8008 | 0.00093077 |  | 886.8008 | 0.0011116 |  | 873.7949 | 0 |  | 886.8008 | 0.00026589 |  | 886.578 | -1.5495e-05 |  | 881.2307 | 0 |  | 886.8008 | -0.00068726 |  | 886.8008 | 0.0012124
[7 empty] | 874.0292 | 0 |  | 874.03 | 0 |  | 887.0414 | 0 |  | 874.0292 | 0.00044298 |  | 887.0414 | -0.00384 |  |  |  |  | 887.0414 | 0 |  |  |  |  | 886.8183 | -0.0024893 |  | 887.0414 | 0 |  | 887.0414 | 0.00075478 |  | 874.0292 | 0 |  | 887.0414 | 0 |  | 886.8183 | -0.00217 |  | 881.4689 | 0 |  | 887.0414 | -0.0049042 |  | 887.0414 | -0.0041092
[7 empty] | 874.2634 | 0 |  | 874.26 | 0 |  | 887.2819 | 0.0015026 |  | 874.2634 | 0.00502 |  | 887.2819 | 0.0014696 |  |  |  |  | 887.2819 | 0.00077852 |  |  |  |  | 887.0587 | 0.0026612 |  | 887.2819 | 0.002165 |  | 887.2819 | 0.00087655 |  | 874.2634 | 0 |  | 887.2819 | 0.00020621 |  | 887.0587 | 0.00124 |  | 881.7071 | 0 |  | 887.2819 | 0.0017992 |  | 887.2819 | 0.0012254
[7 empty] | 874.4977 | 0 |  | 874.5 | 0 |  | 887.5225 | 0 |  | 874.4977 | -0.0011692 |  | 887.5225 | -0.0025134 |  |  |  |  | 887.5225 | 0 |  |  |  |  | 887.299 | -0.0007952 |  | 887.5225 | 0 |  | 887.5225 | 0.00065826 |  | 874.4977 | 0 |  | 887.5225 | 0 |  | 887.299 | -0.00070795 |  | 881.9453 | 0 |  | 887.5225 | -0.0033034 |  | 887.5225 | -0.0028182
[7 empty] | 874.7321 | 0 |  | 874.73 | 0 |  | 887.7631 | 0.0010934 |  | 874.7321 | -0.001769 |  | 887.7631 | -0.0015659 |  |  |  |  | 887.7631 | 0.00083749 |  |  |  |  | 887.5394 | 2.1011e-05 |  | 887.7631 | 0.0008433 |  | 887.7631 | 0.00089007 |  | 874.7321 | 0 |  | 887.7631 | 0.00015515 |  | 887.5394 | 0.00122 |  | 882.1835 | 0 |  | 887.7631 | -0.0020617 |  | 887.7631 | 0.002135
[7 empty] | 874.9663 | 0 |  | 874.97 | 0 |  | 888.0037 | 0 |  | 874.9663 | -0.0055232 |  | 888.0037 | -0.0030987 |  |  |  |  | 888.0037 | 0 |  |  |  |  | 887.7797 | -0.00019415 |  | 888.0037 | 0 |  | 888.0037 | -0.00021357 |  | 874.9663 | 0 |  | 888.0037 | 0 |  | 887.7797 | -0.00123 |  | 882.4218 | 0 |  | 888.0037 | -0.0033171 |  | 888.0037 | -0.0023327
[7 empty] | 875.2006 | 0 |  | 875.2 | 0 |  | 888.2443 | 0.0015686 |  | 875.2006 | -0.001415 |  | 888.2443 | 0.00071522 |  |  |  |  | 888.2443 | 0 |  |  |  |  | 888.0201 | -0.00014463 |  | 888.2443 | 0.00060932 |  | 888.2443 | 0.00067419 |  | 875.2006 | 0 |  | 888.2443 | 0.00035259 |  | 888.0201 | 0.00136 |  | 882.66 | 0 |  | 888.2443 | -0.0007892 |  | 888.2443 | 0.0007609
[7 empty] | 875.435 | 0 |  | 875.43 | 0 |  | 888.4848 | 0 |  | 875.435 | -0.0026486 |  | 888.4848 | -0.0006282 |  |  |  |  | 888.4849 | 0 |  |  |  |  | 888.2605 | 0.001002 |  | 888.4848 | 0 |  | 888.4849 | -1.9326e-05 |  | 875.435 | 0 |  | 888.4849 | 0 |  | 888.2604 | -0.0015 |  | 882.8983 | 0 |  | 888.4848 | -0.0022456 |  | 888.4848 | -0.0014582
[7 empty] | 875.6693 | 0 |  | 875.67 | 0 |  | 888.7255 | 0.0016206 |  | 875.6693 | 0.0052033 |  | 888.7255 | 8.9837e-05 |  |  |  |  | 888.7255 | 0.00064556 |  |  |  |  | 888.5008 | 0.0034054 |  | 888.7255 | 0.0012905 |  | 888.7255 | 0.00065846 |  | 875.6693 | 0 |  | 888.7255 | 0.00028793 |  | 888.5008 | 0.00026246 |  | 883.1365 | 0 |  | 888.7255 | 0.0015353 |  | 888.7255 | 0.0015703
[7 empty] | 875.9036 | 0 |  | 875.9 | 0 |  | 888.9661 | 0 |  | 875.9036 | -0.0033249 |  | 888.9661 | -0.0017315 |  |  |  |  | 888.9661 | 0 |  |  |  |  | 888.7412 | -0.00014553 |  | 888.9661 | 0 |  | 888.9661 | -1.8628e-05 |  | 875.9036 | 0 |  | 888.9661 | 0 |  | 888.7412 | -0.00246 |  | 883.3748 | 0 |  | 888.9661 | -0.0042683 |  | 888.9661 | -0.0024213
[7 empty] | 876.138 | 0 |  | 876.14 | 0 |  | 889.2067 | 0.0010549 |  | 876.138 | 0.0051698 |  | 889.2067 | 0.00011457 |  |  |  |  | 889.2067 | 0.00048297 |  |  |  |  | 888.9816 | -6.9174e-05 |  | 889.2067 | 0.00052244 |  | 889.2067 | 0.0013832 |  | 876.138 | 0 |  | 889.2067 | 0.00019822 |  | 888.9816 | -0.00016301 |  | 883.6131 | 0 |  | 889.2067 | -0.00061248 |  | 889.2067 | 0.0011861
[7 empty] | 876.3723 | 0 |  | 876.37 | 0 |  | 889.4473 | 0 |  | 876.3723 | 0.00114 |  | 889.4473 | -0.0024211 |  |  |  |  | 889.4473 | 0 |  |  |  |  | 889.222 | -0.0016194 |  | 889.4473 | 0 |  | 889.4473 | 0.00074576 |  | 876.3723 | 0 |  | 889.4473 | 0 |  | 889.222 | -0.00093405 |  | 883.8514 | 0 |  | 889.4473 | -0.0030306 |  | 889.4473 | -0.0016734
[7 empty] | 876.6067 | 0 |  | 876.61 | 0 |  | 889.6879 | 0.00064161 |  | 876.6067 | 0.0058117 |  | 889.6879 | 0.00056702 |  |  |  |  | 889.6879 | 0.0006957 |  |  |  |  | 889.4624 | -0.001132 |  | 889.6879 | 0.00094981 |  | 889.6879 | 0.0012644 |  | 876.6067 | 0 |  | 889.6879 | 0.00036888 |  | 889.4624 | 0.00196 |  | 884.0897 | 0 |  | 889.6879 | -0.00097094 |  | 889.6879 | 0.0016646
[7 empty] | 876.8411 | 0 |  | 876.84 | 0 |  | 889.9286 | 0 |  | 876.8411 | -0.0015951 |  | 889.9286 | -0.0026666 |  |  |  |  | 889.9286 | 0 |  |  |  |  | 889.7028 | -0.0022818 |  | 889.9286 | 0 |  | 889.9286 | 0.00052616 |  | 876.8411 | 0 |  | 889.9286 | 0 |  | 889.7028 | -0.00207 |  | 884.328 | 0 |  | 889.9286 | -0.0032439 |  | 889.9286 | -0.0015335
[7 empty] | 877.0754 | 0 |  | 877.08 | 0 |  | 890.1692 | 0.0018192 |  | 877.0754 | 0.0049401 |  | 890.1692 | -0.00061931 |  |  |  |  | 890.1693 | 0.00025586 |  |  |  |  | 889.9432 | -0.001165 |  | 890.1692 | 0.0013802 |  | 890.1693 | 0.000906 |  | 877.0754 | 0 |  | 890.1693 | 0.00028175 |  | 889.9432 | 0.00176 |  | 884.5663 | 0 |  | 890.1692 | -0.00083824 |  | 890.1692 | 0.0011336
[7 empty] | 877.3098 | 0 |  | 877.31 | 0 |  | 890.4099 | 0 |  | 877.3098 | 0.0007031 |  | 890.4099 | -0.0011154 |  |  |  |  | 890.4099 | 0 |  |  |  |  | 890.1837 | -0.00071093 |  | 890.4099 | 0 |  | 890.4099 | 0.00029634 |  | 877.3098 | 0 |  | 890.4099 | 0 |  | 890.1837 | -0.00063837 |  | 884.8046 | 0 |  | 890.4099 | -0.0010929 |  | 890.4099 | -0.0013757
[7 empty] | 877.5442 | 0 |  | 877.54 | 0 |  | 890.6505 | 0.00046626 |  | 877.5442 | 0.00029653 |  | 890.6505 | -0.00037327 |  |  |  |  | 890.6506 | 0.00068314 |  |  |  |  | 890.4241 | 0.0024745 |  | 890.6505 | 0.00081135 |  | 890.6506 | 0.00073022 |  | 877.5442 | 0 |  | 890.6506 | 0.00036421 |  | 890.4241 | 0.00184 |  | 885.043 | 0 |  | 890.6505 | -0.00042544 |  | 890.6505 | 0.00070944
[7 empty] | 877.7786 | 0 |  | 877.78 | 0 |  | 890.8912 | 0 |  | 877.7786 | 0.001336 |  | 890.8912 | -0.0040435 |  |  |  |  | 890.8912 | 0 |  |  |  |  | 890.6645 | -0.0013087 |  | 890.8912 | 0 |  | 890.8912 | -0.00014953 |  | 877.7786 | 0 |  | 890.8912 | 0 |  | 890.6645 | -0.00174 |  | 885.2813 | 0 |  | 890.8912 | -0.0045036 |  | 890.8912 | -0.003562
[7 empty] | 878.0129 | 0 |  | 878.01 | 0 |  | 891.1319 | 0.00073586 |  | 878.0129 | 0.003689 |  | 891.1319 | 0.00075232 |  |  |  |  | 891.1319 | 0.00112 |  |  |  |  | 890.905 | 0.00074804 |  | 891.1319 | 0.0014959 |  | 891.1319 | 0.00055607 |  | 878.0129 | 0 |  | 891.1319 | 0.00022693 |  | 890.905 | 0.00178 |  | 885.5197 | 0 |  | 891.1319 | 0.0015078 |  | 891.1319 | 0.002306
[7 empty] | 878.2473 | 0 |  | 878.25 | 0 |  | 891.3726 | 0 |  | 878.2473 | -0.0024025 |  | 891.3726 | -0.003308 |  |  |  |  | 891.3726 | 0 |  |  |  |  | 891.1454 | -0.00048112 |  | 891.3726 | 0 |  | 891.3726 | 0.00092483 |  | 878.2473 | 0 |  | 891.3726 | 0 |  | 891.1454 | -0.00157 |  | 885.7581 | 0 |  | 891.3726 | -0.0033196 |  | 891.3726 | -0.0028471
[7 empty] | 878.4818 | 0 |  | 878.48 | 0 |  | 891.6133 | 0.0015285 |  | 878.4818 | 0.0018968 |  | 891.6133 | 0.00089062 |  |  |  |  | 891.6133 | 0.00063577 |  |  |  |  | 891.3859 | 0.0036669 |  | 891.6133 | 0.001637 |  | 891.6133 | 0.00065368 |  | 878.4818 | 0 |  | 891.6133 | 0.00036392 |  | 891.3859 | 0.00080511 |  | 885.9964 | 0 |  | 891.6133 | -9.9126e-05 |  | 891.6133 | 0.00053014
[7 empty] | 878.7162 | 0 |  | 878.72 | 0 |  | 891.854 | 0 |  | 878.7162 | -0.00034949 |  | 891.854 | -0.0030002 |  |  |  |  | 891.854 | 0 |  |  |  |  | 891.6263 | -0.0021574 |  | 891.854 | 0 |  | 891.854 | 7.4972e-05 |  | 878.7162 | 0 |  | 891.854 | 0 |  | 891.6263 | -0.00138 |  | 886.2348 | 0 |  | 891.854 | -0.0030592 |  | 891.854 | -0.0027794
[7 empty] | 878.9506 | 0 |  | 878.95 | 0 |  | 892.0947 | 0.00091769 |  | 878.9506 | 0.0040547 |  | 892.0947 | 0.0014042 |  |  |  |  | 892.0947 | 0.00046819 |  |  |  |  | 891.8668 | 0.00060673 |  | 892.0947 | 0.00021971 |  | 892.0947 | 0.00037008 |  | 878.9506 | 0 |  | 892.0947 | 0.00032285 |  | 891.8668 | 0.00158 |  | 886.4732 | 0 |  | 892.0947 | 0.00076316 |  | 892.0947 | 0.002486
[7 empty] | 879.185 | 0 |  | 879.18 | 0 |  | 892.3354 | 0 |  | 879.185 | 0.0011917 |  | 892.3354 | -0.0054877 |  |  |  |  | 892.3354 | 0 |  |  |  |  | 892.1073 | -0.0036159 |  | 892.3354 | 0 |  | 892.3354 | -7.3542e-05 |  | 879.185 | 0 |  | 892.3354 | 0 |  | 892.1073 | -0.0022 |  | 886.7116 | 0 |  | 892.3354 | -0.0062139 |  | 892.3354 | -0.0016935
[7 empty] | 879.4194 | 0 |  | 879.42 | 0 |  | 892.5761 | 0.00037858 |  | 879.4194 | 0.0040138 |  | 892.5761 | 0.0015165 |  |  |  |  | 892.5761 | 0.00076397 |  |  |  |  | 892.3478 | 0.00094264 |  | 892.5761 | 0.0006315 |  | 892.5761 | 0.0010501 |  | 879.4194 | 0 |  | 892.5761 | 0.00023185 |  | 892.3478 | 0.00221 |  | 886.95 | 0 |  | 892.5761 | -0.00034826 |  | 892.5761 | 0.0029111
[7 empty] | 879.6539 | 0 |  | 879.65 | 0 |  | 892.8169 | 0 |  | 879.6539 | -0.00040159 |  | 892.8169 | -0.0029658 |  |  |  |  | 892.8168 | 0 |  |  |  |  | 892.5883 | -0.0027433 |  | 892.8169 | 0 |  | 892.8168 | 0.00017035 |  | 879.6539 | 0 |  | 892.8168 | 0 |  | 892.5883 | -0.00083351 |  | 887.1884 | 0 |  | 892.8169 | -0.003578 |  | 892.8169 | -0.002096
[7 empty] | 879.8884 | 0 |  | 879.89 | 0 |  | 893.0576 | 0.0010059 |  | 879.8884 | 0.0020749 |  | 893.0576 | 0.00040443 |  |  |  |  | 893.0576 | 0.00086134 |  |  |  |  | 892.8288 | 0.0017331 |  | 893.0576 | 0.0010522 |  | 893.0576 | 0.0015077 |  | 879.8884 | 0 |  | 893.0576 | 0.00037509 |  | 892.8288 | 0.00072625 |  | 887.4269 | 0 |  | 893.0576 | -4.7394e-05 |  | 893.0576 | 0.0013695
[7 empty] | 880.1228 | 0 |  | 880.12 | 0 |  | 893.2983 | 0 |  | 880.1228 | 0.00032117 |  | 893.2983 | -0.0015026 |  |  |  |  | 893.2983 | 0 |  |  |  |  | 893.0693 | -0.0010911 |  | 893.2983 | 0 |  | 893.2983 | 0.00044286 |  | 880.1228 | 0 |  | 893.2983 | 0 |  | 893.0693 | -0.00067042 |  | 887.6653 | 0 |  | 893.2983 | -0.0025404 |  | 893.2983 | -0.0020186
[7 empty] | 880.3572 | 0 |  | 880.36 | 0 |  | 893.5391 | 0.0008302 |  | 880.3572 | 0.0023955 |  | 893.5391 | 2.6856e-05 |  |  |  |  | 893.5391 | 0.00104 |  |  |  |  | 893.3098 | 0.0013647 |  | 893.5391 | 0.00069142 |  | 893.5391 | 0.00094 |  | 880.3572 | 0 |  | 893.5391 | 0.00044635 |  | 893.3098 | 0.00137 |  | 887.9037 | 0 |  | 893.5391 | 0.00038794 |  | 893.5391 | 0.0025459
[7 empty] | 880.5917 | 0 |  | 880.59 | 0 |  | 893.7799 | 0 |  | 880.5917 | 0.00079646 |  | 893.7799 | -0.003229 |  |  |  |  | 893.7799 | 0 |  |  |  |  | 893.5503 | -0.003166 |  | 893.7799 | 0 |  | 893.7798 | 0.00011038 |  | 880.5917 | 0 |  | 893.7799 | 0 |  | 893.5503 | -0.00128 |  | 888.1422 | 0 |  | 893.7799 | -0.0020366 |  | 893.7799 | -0.0020275
[7 empty] | 880.8262 | 0 |  | 880.83 | 0 |  | 894.0206 | 0.0016041 |  | 880.8262 | 0.0030227 |  | 894.0206 | 0.0024357 |  |  |  |  | 894.0206 | 0.00107 |  |  |  |  | 893.7908 | 0.0018588 |  | 894.0206 | 0.00091242 |  | 894.0206 | 0.001285 |  | 880.8262 | 0 |  | 894.0206 | 0.00033253 |  | 893.7908 | 0.00142 |  | 888.3807 | 0 |  | 894.0206 | 0.00010738 |  | 894.0206 | 0.0025726
[7 empty] | 881.0607 | 0 |  | 881.06 | 0 |  | 894.2614 | 0 |  | 881.0607 | 0.0016414 |  | 894.2614 | -0.0014909 |  |  |  |  | 894.2614 | 0 |  |  |  |  | 894.0313 | 0.0003336 |  | 894.2614 | 0 |  | 894.2614 | 0.00015307 |  | 881.0607 | 0 |  | 894.2614 | 0 |  | 894.0313 | -0.00116 |  | 888.6191 | 0 |  | 894.2614 | -0.0021396 |  | 894.2614 | -0.0021456
[7 empty] | 881.2952 | 0 |  | 881.3 | 0 |  | 894.5022 | 0.0021321 |  | 881.2952 | 0.0073637 |  | 894.5022 | 0.0019776 |  |  |  |  | 894.5022 | 0.00094152 |  |  |  |  | 894.2719 | 0.00052437 |  | 894.5022 | 0.0014226 |  | 894.5022 | 0.00014156 |  | 881.2952 | 0 |  | 894.5022 | 0.00042396 |  | 894.2719 | 0.00062715 |  | 888.8576 | 0 |  | 894.5022 | 0.0015284 |  | 894.5022 | 0.0024826
[7 empty] | 881.5297 | 0 |  | 881.53 | 0 |  | 894.743 | 0 |  | 881.5297 | 0.0018248 |  | 894.743 | -0.0028377 |  |  |  |  | 894.743 | 0 |  |  |  |  | 894.5124 | -0.0026599 |  | 894.743 | 0 |  | 894.743 | 0.00021472 |  | 881.5297 | 0 |  | 894.743 | 0 |  | 894.5124 | -0.00133 |  | 889.0961 | 0 |  | 894.743 | -0.0043629 |  | 894.743 | -0.0031711
[7 empty] | 881.7642 | 0 |  | 881.76 | 0 |  | 894.9838 | 0.0011096 |  | 881.7642 | 0.004721 |  | 894.9838 | 9.1056e-05 |  |  |  |  | 894.9838 | 0.00073003 |  |  |  |  | 894.753 | 0.0011698 |  | 894.9838 | 0.00097797 |  | 894.9838 | 0.0002702 |  | 881.7642 | 0 |  | 894.9838 | 0.00023976 |  | 894.753 | 0.00082296 |  | 889.3346 | 0 |  | 894.9838 | -0.0019787 |  | 894.9838 | 0.0027392
[7 empty] | 881.9987 | 0 |  | 882 | 0 |  | 895.2246 | 0 |  | 881.9987 | -0.00045604 |  | 895.2246 | -0.0017597 |  |  |  |  | 895.2246 | 0 |  |  |  |  | 894.9935 | -0.0027854 |  | 895.2246 | 0 |  | 895.2246 | -0.00018761 |  | 881.9987 | 0 |  | 895.2246 | 0 |  | 894.9935 | -0.00181 |  | 889.5731 | 0 |  | 895.2246 | -0.00094385 |  | 895.2246 | -0.00076946
[7 empty] | 882.2332 | 0 |  | 882.23 | 0 |  | 895.4654 | 0.0010216 |  | 882.2332 | 0.0024319 |  | 895.4654 | 0.00116 |  |  |  |  | 895.4654 | 0.0013 |  |  |  |  | 895.2341 | 0.0020402 |  | 895.4654 | 0.0015926 |  | 895.4654 | 0.0013218 |  | 882.2332 | 0 |  | 895.4654 | 0.00027601 |  | 895.2341 | 0.000815 |  | 889.8116 | 0 |  | 895.4654 | 0.00072023 |  | 895.4654 | 0.0022883
[7 empty] | 882.4677 | 0 |  | 882.47 | 0 |  | 895.7062 | 0 |  | 882.4677 | -0.0041922 |  | 895.7062 | -0.0036069 |  |  |  |  | 895.7062 | 0 |  |  |  |  | 895.4746 | -0.0045862 |  | 895.7062 | 0 |  | 895.7062 | -5.1815e-05 |  | 882.4677 | 0 |  | 895.7062 | 0 |  | 895.4746 | -0.00118 |  | 890.0502 | 0 |  | 895.7062 | -0.0028008 |  | 895.7062 | -0.0024148
[7 empty] | 882.7023 | 0 |  | 882.7 | 0 |  | 895.947 | 0.0010887 |  | 882.7023 | 0.0024675 |  | 895.947 | 0.00062257 |  |  |  |  | 895.947 | 0.00083075 |  |  |  |  | 895.7152 | 0.0044771 |  | 895.947 | 0.002131 |  | 895.947 | 0.00095547 |  | 882.7023 | 0 |  | 895.947 | 0.00026141 |  | 895.7152 | 0.00054096 |  | 890.2887 | 0 |  | 895.947 | 0.0024371 |  | 895.947 | 0.0032593
[7 empty] | 882.9368 | 0 |  | 882.94 | 0 |  | 896.1879 | 0 |  | 882.9368 | -0.0034746 |  | 896.1879 | -0.0048574 |  |  |  |  | 896.1879 | 0 |  |  |  |  | 895.9558 | -0.0043351 |  | 896.1879 | 0 |  | 896.1879 | -0.00013429 |  | 882.9368 | 0 |  | 896.1879 | 0 |  | 895.9558 | -0.00236 |  | 890.5273 | 0 |  | 896.1879 | -0.0071988 |  | 896.1879 | -0.0021168
[7 empty] | 883.1713 | 0 |  | 883.17 | 0 |  | 896.4287 | 0.0011003 |  | 883.1713 | 0.0040923 |  | 896.4287 | -0.00025604 |  |  |  |  | 896.4287 | 0.00029597 |  |  |  |  | 896.1964 | 0.0015496 |  | 896.4287 | 0.00044462 |  | 896.4287 | 0.0010746 |  | 883.1713 | 0 |  | 896.4287 | 0.0002587 |  | 896.1964 | 0.00144 |  | 890.7658 | 0 |  | 896.4287 | -0.0011602 |  | 896.4287 | 0.0012828
[7 empty] | 883.4059 | 0 |  | 883.41 | 0 |  | 896.6696 | 0 |  | 883.4059 | 0.00086424 |  | 896.6696 | -0.0025481 |  |  |  |  | 896.6696 | 0 |  |  |  |  | 896.437 | -0.0019815 |  | 896.6696 | 0 |  | 896.6696 | 0.0001261 |  | 883.4059 | 0 |  | 896.6696 | 0 |  | 896.437 | -0.00141 |  | 891.0044 | 0 |  | 896.6696 | -0.0017534 |  | 896.6696 | -0.0022571
[7 empty] | 883.6404 | 0 |  | 883.64 | 0 |  | 896.9104 | 0.0016956 |  | 883.6404 | 0.001868 |  | 896.9104 | 0.002823 |  |  |  |  | 896.9104 | 0.00236 |  |  |  |  | 896.6776 | 0.0019631 |  | 896.9104 | 0.0018898 |  | 896.9104 | 0.00077821 |  | 883.6404 | 0 |  | 896.9104 | 0.00038642 |  | 896.6776 | 0.00148 |  | 891.243 | 0 |  | 896.9104 | 0.0020123 |  | 896.9104 | 0.0032493
[7 empty] | 883.875 | 0 |  | 883.88 | 0 |  | 897.1513 | 0 |  | 883.875 | 0.00014032 |  | 897.1513 | -0.0013822 |  |  |  |  | 897.1513 | 0 |  |  |  |  | 896.9182 | -0.0031448 |  | 897.1513 | 0 |  | 897.1513 | -8.4194e-05 |  | 883.875 | 0 |  | 897.1513 | 0 |  | 896.9182 | -0.00164 |  | 891.4816 | 0 |  | 897.1513 | -0.004871 |  | 897.1513 | -0.0010946
[7 empty] | 884.1096 | 0 |  | 884.11 | 0 |  | 897.3922 | 0.00088276 |  | 884.1096 | 0.0015707 |  | 897.3922 | 0.0017036 |  |  |  |  | 897.3922 | 0.00046618 |  |  |  |  | 897.1588 | 0.0011066 |  | 897.3922 | 0.0014447 |  | 897.3922 | 0.00099329 |  | 884.1096 | 0 |  | 897.3922 | 0.00014304 |  | 897.1588 | 0.00195 |  | 891.7202 | 0 |  | 897.3922 | 0.0031441 |  | 897.3922 | 0.0010322
[7 empty] | 884.3442 | 0 |  | 884.34 | 0 |  | 897.633 | 0 |  | 884.3442 | -0.0042187 |  | 897.633 | -0.0047674 |  |  |  |  | 897.6331 | 0 |  |  |  |  | 897.3994 | -0.0036282 |  | 897.633 | 0 |  | 897.6331 | -0.00049187 |  | 884.3442 | 0 |  | 897.6331 | 0 |  | 897.3994 | -0.00153 |  | 891.9587 | 0 |  | 897.633 | -0.0062476 |  | 897.633 | -0.0013792
[7 empty] | 884.5787 | 0 |  | 884.58 | 0 |  | 897.8739 | 0.001437 |  | 884.5787 | -0.00040279 |  | 897.8739 | 0.00028409 |  |  |  |  | 897.874 | 0.00098672 |  |  |  |  | 897.64 | 0.0027955 |  | 897.8739 | 0.0012235 |  | 897.874 | 0.00074066 |  | 884.5787 | 0 |  | 897.874 | 0.00040461 |  | 897.64 | 0.00281 |  | 892.1974 | 0 |  | 897.8739 | 0.0019569 |  | 897.8739 | 0.0028537
[7 empty] | 884.8134 | 0 |  | 884.81 | 0 |  | 898.1148 | 0 |  | 884.8134 | 0.00049106 |  | 898.1148 | -0.0038273 |  |  |  |  | 898.1148 | 0 |  |  |  |  | 897.8806 | -0.001394 |  | 898.1148 | 0 |  | 898.1148 | -4.9705e-05 |  | 884.8134 | 0 |  | 898.1148 | 0 |  | 897.8806 | -0.00155 |  | 892.436 | 0 |  | 898.1148 | -0.0055317 |  | 898.1148 | -0.0024116
[7 empty] | 885.0479 | 0 |  | 885.05 | 0 |  | 898.3557 | 0.00090916 |  | 885.0479 | -0.0019728 |  | 898.3557 | 0.00041908 |  |  |  |  | 898.3557 | 0.00068273 |  |  |  |  | 898.1213 | -3.3376e-05 |  | 898.3557 | 0.0020153 |  | 898.3557 | 0.00061494 |  | 885.0479 | 0 |  | 898.3557 | 0.00022216 |  | 898.1213 | 0.00146 |  | 892.6746 | 0 |  | 898.3557 | -0.00091699 |  | 898.3557 | 0.0024073
[7 empty] | 885.2825 | 0 |  | 885.28 | 0 |  | 898.5966 | 0 |  | 885.2825 | -0.0018082 |  | 898.5966 | -0.0017205 |  |  |  |  | 898.5966 | 0 |  |  |  |  | 898.3619 | -0.0034643 |  | 898.5966 | 0 |  | 898.5966 | 0.00033556 |  | 885.2825 | 0 |  | 898.5966 | 0 |  | 898.3619 | -0.00117 |  | 892.9133 | 0 |  | 898.5966 | -0.0034068 |  | 898.5966 | -0.0011695
[7 empty] | 885.5172 | 0 |  | 885.52 | 0 |  | 898.8376 | 0.00087644 |  | 885.5172 | 0.00031094 |  | 898.8376 | 0.00022867 |  |  |  |  | 898.8376 | 0 |  |  |  |  | 898.6026 | 0.00070896 |  | 898.8376 | 0.00074222 |  | 898.8376 | 0.00052382 |  | 885.5172 | 0 |  | 898.8376 | 0.00011707 |  | 898.6026 | 0.00125 |  | 893.1519 | 0 |  | 898.8376 | -0.00071286 |  | 898.8376 | 0.001124
[7 empty] | 885.7518 | 0 |  | 885.75 | 0 |  | 899.0785 | 0 |  | 885.7518 | -0.00075555 |  | 899.0785 | -0.0050187 |  |  |  |  | 899.0785 | 0 |  |  |  |  | 898.8432 | -0.0049214 |  | 899.0785 | 0 |  | 899.0785 | 0.00040744 |  | 885.7518 | 0 |  | 899.0785 | 0 |  | 898.8432 | -0.00346 |  | 893.3906 | 0 |  | 899.0785 | -0.004771 |  | 899.0785 | -0.0021757
[7 empty] | 885.9864 | 0 |  | 885.99 | 0 |  | 899.3194 | 0.001815 |  | 885.9864 | 0.0034661 |  | 899.3194 | -0.00022632 |  |  |  |  | 899.3194 | 0.00071514 |  |  |  |  | 899.0839 | 0.0014205 |  | 899.3194 | 0.0022331 |  | 899.3194 | 0.0011149 |  | 885.9864 | 0 |  | 899.3194 | 0.00033936 |  | 899.0839 | 0.00096639 |  | 893.6292 | 0 |  | 899.3194 | 0.00019744 |  | 899.3194 | 0.0026583
[7 empty] | 886.221 | 0 |  | 886.22 | 0 |  | 899.5604 | 0 |  | 886.221 | -0.0031514 |  | 899.5604 | -0.0041534 |  |  |  |  | 899.5604 | 0 |  |  |  |  | 899.3246 | -0.0040619 |  | 899.5604 | 0 |  | 899.5604 | -0.00028216 |  | 886.221 | 0 |  | 899.5604 | 0 |  | 899.3246 | -0.00146 |  | 893.8679 | 0 |  | 899.5604 | -0.0046714 |  | 899.5604 | -0.00083613
[7 empty] | 886.4556 | 0 |  | 886.46 | 0 |  | 899.8013 | 0.00059833 |  | 886.4556 | 0.0015787 |  | 899.8013 | 0.0011469 |  |  |  |  | 899.8013 | 0.00092424 |  |  |  |  | 899.5652 | 0.0026858 |  | 899.8013 | 0.0018863 |  | 899.8013 | 0.00076561 |  | 886.4556 | 0 |  | 899.8013 | 0.00029108 |  | 899.5652 | 0.001 |  | 894.1066 | 0 |  | 899.8013 | 0.0041018 |  | 899.8013 | 0.0032096
[7 empty] | 886.6903 | 0 |  | 886.69 | 0 |  | 900.0423 | 0 |  | 886.6903 | -0.0048696 |  | 900.0423 | -0.0041071 |  |  |  |  | 900.0422 | 0 |  |  |  |  | 899.8059 | -0.0029073 |  | 900.0423 | 0 |  | 900.0422 | 0.00012298 |  | 886.6903 | 0 |  | 900.0422 | 0 |  | 899.8059 | -0.00244 |  | 894.3453 | 0 |  | 900.0423 | -0.0032573 |  | 900.0423 | -0.00097133
[7 empty] | 886.9249 | 0 |  | 886.92 | 0 |  | 900.2832 | 0.0018028 |  | 886.9249 | 0.0024572 |  | 900.2832 | 0.0013007 |  |  |  |  | 900.2832 | 0.00075445 |  |  |  |  | 900.0466 | 0.0025994 |  | 900.2832 | 0.0013337 |  | 900.2832 | 0.00044782 |  | 886.9249 | 0 |  | 900.2832 | 0.00012829 |  | 900.0466 | 0.00088244 |  | 894.584 | 0 |  | 900.2832 | -0.00043402 |  | 900.2832 | 0.0007097
[7 empty] | 887.1596 | 0 |  | 887.16 | 0 |  | 900.5242 | 0 |  | 887.1596 | -0.0034389 |  | 900.5242 | -0.0027881 |  |  |  |  | 900.5242 | 0 |  |  |  |  | 900.2873 | -0.0020195 |  | 900.5242 | 0 |  | 900.5242 | 0.00035745 |  | 887.1596 | 0 |  | 900.5242 | 0 |  | 900.2873 | -0.00208 |  | 894.8227 | 0 |  | 900.5242 | -0.0033619 |  | 900.5242 | -0.0019491
[7 empty] | 887.3943 | 0 |  | 887.39 | 0 |  | 900.7652 | 0.00085252 |  | 887.3943 | 0.0063482 |  | 900.7652 | -0.00059739 |  |  |  |  | 900.7651 | 0.0002725 |  |  |  |  | 900.528 | 0.0024202 |  | 900.7652 | 0.0015683 |  | 900.7651 | 0.00076147 |  | 887.3943 | 0 |  | 900.7651 | 0.00042773 |  | 900.528 | 0.00073973 |  | 895.0615 | 0 |  | 900.7652 | -3.5053e-06 |  | 900.7652 | 0.00046845
[7 empty] | 887.629 | 0 |  | 887.63 | 0 |  | 901.0061 | 0 |  | 887.629 | -0.0026537 |  | 901.0061 | -0.0058242 |  |  |  |  | 901.0062 | 0 |  |  |  |  | 900.7687 | -0.0046056 |  | 901.0061 | 0 |  | 901.0062 | -0.00041281 |  | 887.629 | 0 |  | 901.0062 | 0 |  | 900.7687 | -0.00267 |  | 895.3002 | 0 |  | 901.0061 | -0.0055555 |  | 901.0061 | -0.0020284
[7 empty] | 887.8637 | 0 |  | 887.86 | 0 |  | 901.2471 | 0.0013678 |  | 887.8636 | -0.00066283 |  | 901.2471 | 0.0013998 |  |  |  |  | 901.2471 | 0.00061566 |  |  |  |  | 901.0094 | 0.0030636 |  | 901.2471 | 0.0010015 |  | 901.2471 | 0.00079442 |  | 887.8636 | 0 |  | 901.2471 | 0.00036883 |  | 901.0094 | 0.00214 |  | 895.5389 | 0 |  | 901.2471 | 0.0022915 |  | 901.2471 | 0.0017582
[7 empty] | 888.0983 | 0 |  | 888.1 | 0 |  | 901.4881 | 0 |  | 888.0983 | -0.0024939 |  | 901.4881 | -0.0043172 |  |  |  |  | 901.4882 | 0 |  |  |  |  | 901.2501 | -0.0029818 |  | 901.4881 | 0 |  | 901.4882 | 0.0001831 |  | 888.0983 | 0 |  | 901.4882 | 0 |  | 901.2501 | -0.00181 |  | 895.7776 | 0 |  | 901.4881 | -0.0023011 |  | 901.4881 | -0.0028368
[7 empty] | 888.333 | 0 |  | 888.33 | 0 |  | 901.7291 | 0.0014659 |  | 888.333 | -0.0031489 |  | 901.7291 | 0.00070318 |  |  |  |  | 901.7291 | 0.0005435 |  |  |  |  | 901.4909 | 0.0032346 |  | 901.7291 | 0.001194 |  | 901.7291 | 0.0010099 |  | 888.333 | 0 |  | 901.7291 | 0.00035113 |  | 901.4909 | 0.00125 |  | 896.0164 | 0 |  | 901.7291 | -0.0015318 |  | 901.7291 | 0.0020047
[7 empty] | 888.5677 | 0 |  | 888.57 | 0 |  | 901.9702 | 0 |  | 888.5677 | 0.00046853 |  | 901.9702 | -0.0034886 |  |  |  |  | 901.9701 | 0 |  |  |  |  | 901.7316 | -0.0036972 |  | 901.9702 | 0 |  | 901.9702 | 0.00035953 |  | 888.5677 | 0 |  | 901.9701 | 0 |  | 901.7316 | -0.00173 |  | 896.2552 | 0 |  | 901.9702 | -0.003984 |  | 901.9702 | -0.0025709
[7 empty] | 888.8024 | 0 |  | 888.8 | 0 |  | 902.2112 | 0.00029305 |  | 888.8024 | 0.00058431 |  | 902.2112 | -0.00056817 |  |  |  |  | 902.2112 | 0.00041315 |  |  |  |  | 901.9723 | 0.002405 |  | 902.2112 | 0.0013259 |  | 902.2112 | 0.00054422 |  | 888.8024 | 0 |  | 902.2112 | 0.00032795 |  | 901.9723 | 0.00131 |  | 896.494 | 0 |  | 902.2112 | -0.00073579 |  | 902.2112 | 0.0014488
[7 empty] | 889.0371 | 0 |  | 889.04 | 0 |  | 902.4522 | 0 |  | 889.0371 | -0.0018941 |  | 902.4522 | -0.0027755 |  |  |  |  | 902.4522 | 0 |  |  |  |  | 902.2131 | -0.0055479 |  | 902.4522 | 0 |  | 902.4522 | -0.00022954 |  | 889.0371 | 0 |  | 902.4522 | 0 |  | 902.2131 | -0.00166 |  | 896.7328 | 0 |  | 902.4522 | -0.0011719 |  | 902.4522 | -0.0011913
[7 empty] | 889.2718 | 0 |  | 889.27 | 0 |  | 902.6932 | 0.00139 |  | 889.2719 | 0.0036493 |  | 902.6932 | 0.0022477 |  |  |  |  | 902.6932 | 0.00075625 |  |  |  |  | 902.4538 | 0.00060732 |  | 902.6932 | 0.0006434 |  | 902.6932 | 0.0010671 |  | 889.2719 | 0 |  | 902.6932 | 0.00011939 |  | 902.4538 | 0.00283 |  | 896.9716 | 0 |  | 902.6932 | -0.0003413 |  | 902.6932 | 0.0011145
[7 empty] | 889.5065 | 0 |  | 889.51 | 0 |  | 902.9343 | 0 |  | 889.5065 | -0.003067 |  | 902.9343 | -0.0027141 |  |  |  |  | 902.9343 | 0 |  |  |  |  | 902.6946 | -0.0043028 |  | 902.9343 | 0 |  | 902.9343 | -0.00010655 |  | 889.5065 | 0 |  | 902.9343 | 0 |  | 902.6946 | -0.002 |  | 897.2104 | 0 |  | 902.9343 | -0.0042139 |  | 902.9343 | -0.0012915
[7 empty] | 889.7413 | 0 |  | 889.74 | 0 |  | 903.1753 | 0.0013109 |  | 889.7413 | 0.0019126 |  | 903.1753 | 0.0018548 |  |  |  |  | 903.1753 | 0.00085289 |  |  |  |  | 902.9354 | 0.002458 |  | 903.1753 | 0.00016733 |  | 903.1754 | 0.00066573 |  | 889.7413 | 0 |  | 903.1753 | 0.00028935 |  | 902.9353 | 0.00102 |  | 897.4492 | 0 |  | 903.1753 | 0.00062939 |  | 903.1753 | 0.0023039
[7 empty] | 889.976 | 0 |  | 889.98 | 0 |  | 903.4164 | 0 |  | 889.976 | 0.0010035 |  | 903.4164 | -0.0036764 |  |  |  |  | 903.4164 | 0 |  |  |  |  | 903.1761 | -0.0022979 |  | 903.4164 | 0 |  | 903.4164 | -0.0001173 |  | 889.976 | 0 |  | 903.4164 | 0 |  | 903.1761 | -0.00252 |  | 897.688 | 0 |  | 903.4164 | -0.0044288 |  | 903.4164 | -0.0035132
[7 empty] | 890.2107 | 0 |  | 890.21 | 0 |  | 903.6575 | 0.00084159 |  | 890.2108 | 0.0032171 |  | 903.6575 | 0.001247 |  |  |  |  | 903.6575 | 0.00060323 |  |  |  |  | 903.4169 | 0.0029569 |  | 903.6575 | 0.0013072 |  | 903.6575 | 0.00089878 |  | 890.2108 | 0 |  | 903.6575 | 0.00032281 |  | 903.4169 | 0.00264 |  | 897.9268 | 0 |  | 903.6575 | 0.0010614 |  | 903.6575 | 0.0028714
[7 empty] | 890.4455 | 0 |  | 890.45 | 0 |  | 903.8985 | 0 |  | 890.4455 | -0.0041356 |  | 903.8985 | -0.0041331 |  |  |  |  | 903.8986 | 0 |  |  |  |  | 903.6577 | -0.0025649 |  | 903.8985 | 0 |  | 903.8986 | -0.00073447 |  | 890.4455 | 0 |  | 903.8986 | 0 |  | 903.6577 | -0.00167 |  | 898.1657 | 0 |  | 903.8985 | -0.0037197 |  | 903.8985 | -0.0029542
[7 empty] | 890.6803 | 0 |  | 890.68 | 0 |  | 904.1396 | 0.00050365 |  | 890.6803 | 0.0015491 |  | 904.1396 | 0.0012973 |  |  |  |  | 904.1396 | 0.00075952 |  |  |  |  | 903.8985 | 0.0012398 |  | 904.1396 | 0.00040684 |  | 904.1396 | 0.0011451 |  | 890.6803 | 0 |  | 904.1396 | 0.00035949 |  | 903.8985 | 1.8253e-05 |  | 898.4045 | 0 |  | 904.1396 | 1.0562e-05 |  | 904.1396 | 0.00082441
[7 empty] | 890.915 | 0 |  | 890.92 | 0 |  | 904.3807 | 0 |  | 890.915 | 9.6043e-05 |  | 904.3807 | -0.0020782 |  |  |  |  | 904.3807 | 0 |  |  |  |  | 904.1393 | -0.0034333 |  | 904.3807 | 0 |  | 904.3807 | 0.00051989 |  | 890.915 | 0 |  | 904.3807 | 0 |  | 904.1393 | -0.00236 |  | 898.6434 | 0 |  | 904.3807 | -0.0040949 |  | 904.3807 | -0.0015698
[7 empty] | 891.1498 | 0 |  | 891.15 | 0 |  | 904.6218 | 0.0019142 |  | 891.1498 | 0.0043111 |  | 904.6218 | 0.00045649 |  |  |  |  | 904.6218 | 0.00027225 |  |  |  |  | 904.3801 | 0.0012926 |  | 904.6218 | 0.0021174 |  | 904.6218 | 0.00077176 |  | 891.1498 | 0 |  | 904.6218 | 0.00034907 |  | 904.3801 | 0.00017658 |  | 898.8823 | 0 |  | 904.6218 | 0.00074482 |  | 904.6218 | 0.0011194
[7 empty] | 891.3846 | 0 |  | 891.38 | 0 |  | 904.8629 | 0 |  | 891.3846 | -0.0047643 |  | 904.8629 | -0.00084047 |  |  |  |  | 904.8629 | 0 |  |  |  |  | 904.6209 | -0.0031468 |  | 904.8629 | 0 |  | 904.8629 | 0.00039969 |  | 891.3846 | 0 |  | 904.8629 | 0 |  | 904.6209 | -0.00137 |  | 899.1212 | 0 |  | 904.8629 | -0.0037563 |  | 904.8629 | -0.0024969
[7 empty] | 891.6194 | 0 |  | 891.62 | 0 |  | 905.104 | 0.00026051 |  | 891.6194 | -0.0018447 |  | 905.104 | 4.8423e-05 |  |  |  |  | 905.104 | 0.00087284 |  |  |  |  | 904.8617 | 0.0022674 |  | 905.104 | 0.0019295 |  | 905.104 | 0.0010196 |  | 891.6194 | 0 |  | 905.104 | 0.00030048 |  | 904.8617 | 0.00056837 |  | 899.36 | 0 |  | 905.104 | -0.00083076 |  | 905.104 | 0.0032952
[7 empty] | 891.8542 | 0 |  | 891.85 | 0 |  | 905.3451 | 0 |  | 891.8542 | -0.00087083 |  | 905.3451 | -0.0046944 |  |  |  |  | 905.3451 | 0 |  |  |  |  | 905.1025 | -0.0017446 |  | 905.3451 | 0 |  | 905.3451 | 0.00041752 |  | 891.8542 | 0 |  | 905.3451 | 0 |  | 905.1025 | -0.00254 |  | 899.5989 | 0 |  | 905.3451 | -0.0059123 |  | 905.3451 | -0.0020285
[7 empty] | 892.0889 | 0 |  | 892.09 | 0 |  | 905.5862 | 0.0013867 |  | 892.0889 | 0.0033932 |  | 905.5862 | 0.002721 |  |  |  |  | 905.5862 | 0.00087827 |  |  |  |  | 905.3433 | 0.00038096 |  | 905.5862 | 0.0018479 |  | 905.5862 | 0.0013143 |  | 892.0889 | 0 |  | 905.5862 | 0.00041401 |  | 905.3433 | 0.00179 |  | 899.8378 | 0 |  | 905.5862 | -1.5741e-05 |  | 905.5862 | 0.0035936
[7 empty] | 892.3237 | 0 |  | 892.32 | 0 |  | 905.8274 | 0 |  | 892.3237 | -0.0017463 |  | 905.8274 | -0.0015239 |  |  |  |  | 905.8274 | 0 |  |  |  |  | 905.5842 | -0.0034715 |  | 905.8274 | 0 |  | 905.8274 | -0.00032765 |  | 892.3237 | 0 |  | 905.8274 | 0 |  | 905.5842 | -0.00141 |  | 900.0768 | 0 |  | 905.8274 | -0.0033729 |  | 905.8274 | -0.0018324
[7 empty] | 892.5586 | 0 |  | 892.56 | 0 |  | 906.0685 | 0.0014583 |  | 892.5586 | 0.0011383 |  | 906.0685 | 0.0023188 |  |  |  |  | 906.0685 | 0.0007949 |  |  |  |  | 905.825 | 0.0023641 |  | 906.0685 | 8.7965e-05 |  | 906.0685 | 0.00069528 |  | 892.5586 | 0 |  | 906.0685 | 0.00021614 |  | 905.825 | 0.00239 |  | 900.3157 | 0 |  | 906.0685 | 0.0011268 |  | 906.0685 | 0.002678
[7 empty] | 892.7934 | 0 |  | 892.79 | 0 |  | 906.3097 | 0 |  | 892.7934 | -0.0021639 |  | 906.3097 | -0.00097206 |  |  |  |  | 906.3096 | 0 |  |  |  |  | 906.0658 | -0.0010639 |  | 906.3097 | 0 |  | 906.3096 | -5.4598e-05 |  | 892.7934 | 0 |  | 906.3096 | 0 |  | 906.0658 | -0.00094757 |  | 900.5546 | 0 |  | 906.3097 | -0.0025234 |  | 906.3097 | -0.0022842
[7 empty] | 893.0282 | 0 |  | 893.03 | 0 |  | 906.5508 | 8.9859e-05 |  | 893.0282 | 0.0024587 |  | 906.5508 | -0.00037415 |  |  |  |  | 906.5508 | 0.00109 |  |  |  |  | 906.3067 | 0.0020511 |  | 906.5508 | 0.00074887 |  | 906.5508 | 0.0010062 |  | 893.0282 | 0 |  | 906.5508 | 0.00033475 |  | 906.3067 | 0.00257 |  | 900.7936 | 0 |  | 906.5508 | -0.00015127 |  | 906.5508 | 0.0011087
[7 empty] | 893.2631 | 0 |  | 893.26 | 0 |  | 906.792 | 0 |  | 893.2631 | -0.002453 |  | 906.792 | -0.004021 |  |  |  |  | 906.792 | 0 |  |  |  |  | 906.5476 | -0.0013338 |  | 906.792 | 0 |  | 906.792 | 6.943e-05 |  | 893.2631 | 0 |  | 906.792 | 0 |  | 906.5476 | -0.0025 |  | 901.0325 | 0 |  | 906.792 | -0.0061328 |  | 906.792 | -0.003667
[7 empty] | 893.4979 | 0 |  | 893.5 | 0 |  | 907.0331 | 0.0012566 |  | 893.4979 | -0.00088714 |  | 907.0331 | -0.0013297 |  |  |  |  | 907.0331 | 0.00010027 |  |  |  |  | 906.7884 | -0.00050639 |  | 907.0331 | 0.00092085 |  | 907.0331 | 0.0014201 |  | 893.4979 | 0 |  | 907.0331 | 0.00022265 |  | 906.7884 | 0.00274 |  | 901.2715 | 0 |  | 907.0331 | 0.00065922 |  | 907.0331 | 0.00044486
[7 empty] | 893.7327 | 0 |  | 893.73 | 0 |  | 907.2743 | 0 |  | 893.7327 | -0.00068985 |  | 907.2743 | -0.0012809 |  |  |  |  | 907.2743 | 0 |  |  |  |  | 907.0293 | -0.0016346 |  | 907.2743 | 0 |  | 907.2743 | -0.00011802 |  | 893.7327 | 0 |  | 907.2743 | 0 |  | 907.0293 | -0.00251 |  | 901.5104 | 0 |  | 907.2743 | -0.0046701 |  | 907.2743 | -0.0034386
[7 empty] | 893.9676 | 0 |  | 893.97 | 0 |  | 907.5155 | 0.0015536 |  | 893.9676 | 0.0023904 |  | 907.5155 | 0.0012432 |  |  |  |  | 907.5155 | 0.00122 |  |  |  |  | 907.2702 | -0.00058763 |  | 907.5155 | 0.0016699 |  | 907.5155 | 0.00066059 |  | 893.9676 | 0 |  | 907.5155 | 0.0002768 |  | 907.2702 | 0.00124 |  | 901.7495 | 0 |  | 907.5155 | 0.002299 |  | 907.5155 | 0.0026135
[7 empty] | 894.2024 | 0 |  | 894.2 | 0 |  | 907.7567 | 0 |  | 894.2025 | 0.005225 |  | 907.7567 | -0.0033857 |  |  |  |  | 907.7567 | 0 |  |  |  |  | 907.511 | -0.0031751 |  | 907.7567 | 0 |  | 907.7567 | -0.00031822 |  | 894.2025 | 0 |  | 907.7567 | 0 |  | 907.511 | -0.00228 |  | 901.9884 | 0 |  | 907.7567 | -0.0041723 |  | 907.7567 | -0.00084486
[7 empty] | 894.4373 | 0 |  | 894.44 | 0 |  | 907.9979 | 0.0021017 |  | 894.4373 | -0.00037592 |  | 907.9979 | 0.0011143 |  |  |  |  | 907.9979 | 0.00082158 |  |  |  |  | 907.7519 | 0.0050705 |  | 907.9979 | 0.0019343 |  | 907.9979 | 0.0011365 |  | 894.4373 | 0 |  | 907.9979 | 0.00031396 |  | 907.7519 | 0.00225 |  | 902.2274 | 0 |  | 907.9979 | 0.00095388 |  | 907.9979 | 0.0027408
[7 empty] | 894.6722 | 0 |  | 894.67 | 0 |  | 908.2391 | 0 |  | 894.6722 | -0.00065722 |  | 908.2391 | -0.003946 |  |  |  |  | 908.2391 | 0 |  |  |  |  | 907.9928 | -0.0028708 |  | 908.2391 | 0 |  | 908.2391 | 0.00044963 |  | 894.6722 | 0 |  | 908.2391 | 0 |  | 907.9928 | -0.00256 |  | 902.4664 | 0 |  | 908.2391 | -0.0040406 |  | 908.2391 | -0.0019511
[7 empty] | 894.907 | 0 |  | 894.91 | 0 |  | 908.4803 | 0.0015276 |  | 894.907 | 0.00091462 |  | 908.4803 | -0.0002519 |  |  |  |  | 908.4803 | 0.00098918 |  |  |  |  | 908.2337 | 0.0023093 |  | 908.4803 | 0.0012682 |  | 908.4803 | 0.00050486 |  | 894.907 | 0 |  | 908.4803 | 0.00041109 |  | 908.2337 | 0.00096736 |  | 902.7054 | 0 |  | 908.4803 | 0.00057499 |  | 908.4803 | 0.0024188
[7 empty] | 895.1419 | 0 |  | 895.14 | 0 |  | 908.7215 | 0 |  | 895.1419 | -0.0014614 |  | 908.7215 | -0.0052183 |  |  |  |  | 908.7215 | 0 |  |  |  |  | 908.4746 | -0.0045183 |  | 908.7215 | 0 |  | 908.7215 | 4.9989e-05 |  | 895.1419 | 0 |  | 908.7215 | 0 |  | 908.4746 | -0.0014 |  | 902.9445 | 0 |  | 908.7215 | -0.0044123 |  | 908.7215 | -0.0026225
[7 empty] | 895.3768 | 0 |  | 895.38 | 0 |  | 908.9627 | 0.00030624 |  | 895.3768 | 0.0044826 |  | 908.9627 | 0.0016473 |  |  |  |  | 908.9628 | 0.00197 |  |  |  |  | 908.7156 | 0.0010278 |  | 908.9627 | 0.0025267 |  | 908.9628 | 0.00066815 |  | 895.3768 | 0 |  | 908.9628 | 0.00031452 |  | 908.7156 | 0.00133 |  | 903.1835 | 0 |  | 908.9627 | 0.001601 |  | 908.9627 | 0.0027194
[7 empty] | 895.6117 | 0 |  | 895.61 | 0 |  | 909.204 | 0 |  | 895.6117 | -0.0016729 |  | 909.204 | -0.0044722 |  |  |  |  | 909.204 | 0 |  |  |  |  | 908.9565 | 0.00064771 |  | 909.204 | 0 |  | 909.204 | 7.5844e-05 |  | 895.6117 | 0 |  | 909.204 | 0 |  | 908.9565 | -0.00331 |  | 903.4225 | 0 |  | 909.204 | -0.0065423 |  | 909.204 | -0.0028579
[7 empty] | 895.8466 | 0 |  | 895.85 | 0 |  | 909.4452 | 0.0020121 |  | 895.8466 | 0.0074347 |  | 909.4452 | 0.0015463 |  |  |  |  | 909.4452 | 0.00069344 |  |  |  |  | 909.1974 | -0.0013462 |  | 909.4452 | 0.00069039 |  | 909.4452 | 0.0006358 |  | 895.8466 | 0 |  | 909.4452 | 0.00025041 |  | 909.1974 | 0.00134 |  | 903.6616 | 0 |  | 909.4452 | 0.00017456 |  | 909.4452 | 0.0021366
[7 empty] | 896.0815 | 0 |  | 896.08 | 0 |  | 909.6865 | 0 |  | 896.0815 | -0.0010962 |  | 909.6865 | -0.0054658 |  |  |  |  | 909.6865 | 0 |  |  |  |  | 909.4383 | -0.0062817 |  | 909.6865 | 0 |  | 909.6865 | 0.00046516 |  | 896.0815 | 0 |  | 909.6865 | 0 |  | 909.4383 | -0.00245 |  | 903.9007 | 0 |  | 909.6865 | -0.005735 |  | 909.6865 | -0.0023327
[7 empty] | 896.3164 | 0 |  | 896.32 | 0 |  | 909.9277 | 0.0010467 |  | 896.3164 | -0.0021859 |  | 909.9277 | 0.0013199 |  |  |  |  | 909.9277 | 0.00124 |  |  |  |  | 909.6793 | -0.00031075 |  | 909.9277 | 0.0025763 |  | 909.9277 | 0.00046753 |  | 896.3164 | 0 |  | 909.9277 | 0.00038133 |  | 909.6793 | 0.00133 |  | 904.1398 | 0 |  | 909.9277 | 0.0018903 |  | 909.9277 | 0.0018889
[7 empty] | 896.5513 | 0 |  | 896.55 | 0 |  | 910.169 | 0 |  | 896.5513 | 0.0021877 |  | 910.169 | -0.0064043 |  |  |  |  | 910.169 | 0 |  |  |  |  | 909.9202 | -0.00034373 |  | 910.169 | 0 |  | 910.169 | -0.00026228 |  | 896.5513 | 0 |  | 910.169 | 0 |  | 909.9202 | -0.00214 |  | 904.3788 | 0 |  | 910.169 | -0.0033315 |  | 910.169 | -0.0012931
[7 empty] | 896.7863 | 0 |  | 896.79 | 0 |  | 910.4102 | 0.00080666 |  | 896.7863 | 0.0052666 |  | 910.4102 | 0.0003292 |  |  |  |  | 910.4103 | 0.00053572 |  |  |  |  | 910.1612 | -0.0014716 |  | 910.4102 | 0.0023273 |  | 910.4103 | 0.00091345 |  | 896.7863 | 0 |  | 910.4103 | 0.00026416 |  | 910.1612 | 0.00060506 |  | 904.6179 | 0 |  | 910.4102 | 0.0022552 |  | 910.4102 | 0.0018079
[7 empty] | 897.0212 | 0 |  | 897.02 | 0 |  | 910.6515 | 0 |  | 897.0212 | -0.005511 |  | 910.6515 | -0.0033006 |  |  |  |  | 910.6516 | 0 |  |  |  |  | 910.4021 | -0.0025908 |  | 910.6515 | 0 |  | 910.6516 | -0.00031816 |  | 897.0212 | 0 |  | 910.6516 | 0 |  | 910.4021 | -0.00090422 |  | 904.8571 | 0 |  | 910.6515 | -0.0030656 |  | 910.6515 | -0.0012804
[7 empty] | 897.2562 | 0 |  | 897.26 | 0 |  | 910.8928 | 0.0025122 |  | 897.2562 | 0.0017134 |  | 910.8928 | 0.0030203 |  |  |  |  | 910.8928 | 0.00149 |  |  |  |  | 910.6431 | 0.0015853 |  | 910.8928 | 7.7532e-05 |  | 910.8928 | 0.00096411 |  | 897.2562 | 0 |  | 910.8928 | 0.00034181 |  | 910.6431 | 0.00209 |  | 905.0961 | 0 |  | 910.8928 | 0.00091284 |  | 910.8928 | 0.0028712
[7 empty] | 897.4911 | 0 |  | 897.49 | 0 |  | 911.1341 | 0 |  | 897.4911 | -0.0028261 |  | 911.1341 | -0.0027822 |  |  |  |  | 911.1341 | 0 |  |  |  |  | 910.8841 | -0.0016296 |  | 911.1341 | 0 |  | 911.1341 | 0.00018368 |  | 897.4911 | 0 |  | 911.1341 | 0 |  | 910.8841 | -0.00238 |  | 905.3353 | 0 |  | 911.1341 | -0.0024286 |  | 911.1341 | -0.0024616
[7 empty] | 897.7261 | 0 |  | 897.73 | 0 |  | 911.3754 | 0.0015964 |  | 897.7261 | 0.0009087 |  | 911.3754 | -0.0004192 |  |  |  |  | 911.3754 | 0.0002879 |  |  |  |  | 911.125 | 0.004293 |  | 911.3754 | 0.0027621 |  | 911.3754 | 0.00017023 |  | 897.7261 | 0 |  | 911.3754 | 0.00026774 |  | 911.125 | 0.00166 |  | 905.5744 | 0 |  | 911.3754 | -0.0018808 |  | 911.3754 | 0.0019444
[7 empty] | 897.9611 | 0 |  | 897.96 | 0 |  | 911.6167 | 0 |  | 897.9611 | 0.002074 |  | 911.6167 | -0.0021794 |  |  |  |  | 911.6167 | 0 |  |  |  |  | 911.366 | -7.0661e-05 |  | 911.6167 | 0 |  | 911.6167 | 0.00024058 |  | 897.9611 | 0 |  | 911.6167 | 0 |  | 911.366 | -0.00167 |  | 905.8135 | 0 |  | 911.6167 | -0.0029609 |  | 911.6167 | -0.0039271
[7 empty] | 898.196 | 0 |  | 898.2 | 0 |  | 911.858 | 0.0010338 |  | 898.196 | 0.0020107 |  | 911.858 | 0.0017742 |  |  |  |  | 911.858 | 0.00119 |  |  |  |  | 911.607 | 0.0020913 |  | 911.858 | 0.0019986 |  | 911.858 | 0.00018011 |  | 898.196 | 0 |  | 911.858 | 0.00037181 |  | 911.607 | 0.00124 |  | 906.0527 | 0 |  | 911.858 | -5.6741e-05 |  | 911.858 | 0.0017213
[7 empty] | 898.431 | 0 |  | 898.43 | 0 |  | 912.0993 | 0 |  | 898.431 | 0.0019075 |  | 912.0993 | -0.00034186 |  |  |  |  | 912.0994 | 0 |  |  |  |  | 911.848 | -0.0025488 |  | 912.0993 | 0 |  | 912.0994 | -2.9338e-05 |  | 898.431 | 0 |  | 912.0994 | 0 |  | 911.848 | -0.00136 |  | 906.2918 | 0 |  | 912.0993 | -0.00082105 |  | 912.0993 | -0.00012533
[7 empty] | 898.6659 | 0 |  | 898.67 | 0 |  | 912.3407 | 0.0018587 |  | 898.666 | 0.0019734 |  | 912.3407 | 0.0014054 |  |  |  |  | 912.3406 | 0.00061076 |  |  |  |  | 912.089 | 0.0016518 |  | 912.3407 | 0.0018621 |  | 912.3406 | 0.00043443 |  | 898.666 | 0 |  | 912.3406 | 0.0004407 |  | 912.089 | 0.00203 |  | 906.531 | 0 |  | 912.3407 | 6.0668e-05 |  | 912.3407 | 0.0020843
[7 empty] | 898.9009 | 0 |  | 898.9 | 0 |  | 912.582 | 0 |  | 898.9009 | -0.0013844 |  | 912.582 | -0.0055699 |  |  |  |  | 912.582 | 0 |  |  |  |  | 912.33 | -0.0037219 |  | 912.582 | 0 |  | 912.582 | 7.9642e-05 |  | 898.9009 | 0 |  | 912.582 | 0 |  | 912.33 | -0.00185 |  | 906.7701 | 0 |  | 912.582 | -0.0085267 |  | 912.582 | -0.0033347
[7 empty] | 899.1359 | 0 |  | 899.14 | 0 |  | 912.8233 | 0.0018813 |  | 899.1359 | 0.0016743 |  | 912.8233 | 0.0021793 |  |  |  |  | 912.8234 | 0.00146 |  |  |  |  | 912.571 | 0.0027489 |  | 912.8233 | 0.0036074 |  | 912.8234 | 0.00099682 |  | 899.1359 | 0 |  | 912.8234 | 0.0002578 |  | 912.571 | 0.0044 |  | 907.0093 | 0 |  | 912.8233 | 0.0032495 |  | 912.8233 | 0.0035423
[7 empty] | 899.3709 | 0 |  | 899.37 | 0 |  | 913.0647 | 0 |  | 899.3709 | -0.0021955 |  | 913.0647 | -0.0024652 |  |  |  |  | 913.0647 | 0 |  |  |  |  | 912.812 | -0.0011125 |  | 913.0647 | 0 |  | 913.0647 | -0.00013417 |  | 899.3709 | 0 |  | 913.0647 | 0 |  | 912.812 | -0.00214 |  | 907.2485 | 0 |  | 913.0647 | -0.0055021 |  | 913.0647 | -0.0016814
[7 empty] | 899.606 | 0 |  | 899.61 | 0 |  | 913.306 | 0.0014834 |  | 899.606 | 0.0049181 |  | 913.306 | -0.0010587 |  |  |  |  | 913.306 | 0 |  |  |  |  | 913.0531 | -8.8482e-05 |  | 913.306 | 0.00024045 |  | 913.306 | 0.00073782 |  | 899.606 | 0 |  | 913.306 | 0.0002862 |  | 913.053 | 0.00145 |  | 907.4877 | 0 |  | 913.306 | -0.00018389 |  | 913.306 | -6.9714e-05
[7 empty] | 899.8409 | 0 |  | 899.84 | 0 |  | 913.5474 | 0 |  | 899.8409 | -0.0073194 |  | 913.5474 | -0.0063625 |  |  |  |  | 913.5474 | 0 |  |  |  |  | 913.2941 | -0.0076282 |  | 913.5474 | 0 |  | 913.5474 | -0.000187 |  | 899.8409 | 0 |  | 913.5474 | 0 |  | 913.2941 | -0.0024 |  | 907.7269 | 0 |  | 913.5474 | -0.0069882 |  | 913.5474 | -0.0030229
[7 empty] | 900.076 | 0 |  | 900.08 | 0 |  | 913.7888 | 0.0025934 |  | 900.076 | -0.00022224 |  | 913.7888 | 0.00073297 |  |  |  |  | 913.7888 | 0.00141 |  |  |  |  | 913.5351 | -0.00060269 |  | 913.7888 | 0.0027167 |  | 913.7888 | 0.0011277 |  | 900.076 | 0 |  | 913.7888 | 0.00027456 |  | 913.5351 | 0.00169 |  | 907.9662 | 0 |  | 913.7888 | 0.00032663 |  | 913.7888 | 0.0038372
[7 empty] | 900.311 | 0 |  | 900.31 | 0 |  | 914.0302 | 0 |  | 900.311 | 0 |  | 914.0302 | -0.00090873 |  |  |  |  | 914.0302 | 0 |  |  |  |  | 913.7762 | -0.0010701 |  | 914.0302 | 0 |  | 914.0302 | -0.00054138 |  | 900.311 | 0 |  | 914.0302 | 0 |  | 913.7762 | -0.00196 |  | 908.2054 | 0 |  | 914.0302 | -0.0014384 |  | 914.0302 | -0.0022619
[7 empty] | 900.546 | 0 |  | 900.55 | 0 |  | 914.2715 | 0.0015259 |  | 900.546 | 0 |  | 914.2715 | 0.0029458 |  |  |  |  | 914.2716 | 0.00182 |  |  |  |  | 914.0172 | 0.00077686 |  | 914.2715 | 0.0033515 |  | 914.2715 | 0.00028588 |  | 900.546 | 0 |  | 914.2716 | 0.00050408 |  | 914.0172 | 0.00271 |  | 908.4446 | 0 |  | 914.2715 | 0.0037278 |  | 914.2715 | 0.0032595
[7 empty] | 900.7811 | 0 |  | 900.78 | 0 |  | 914.5129 | 0 |  | 900.7811 | 0 |  | 914.5129 | -0.0028386 |  |  |  |  | 914.5129 | 0 |  |  |  |  | 914.2583 | -0.0041069 |  | 914.5129 | 0 |  | 914.5129 | 0.0004743 |  | 900.7811 | 0 |  | 914.5129 | 0 |  | 914.2583 | -0.0038 |  | 908.6839 | 0 |  | 914.5129 | -0.0051262 |  | 914.5129 | -0.002571
[7 empty] | 901.0161 | 0 |  | 901.02 | 0 |  | 914.7543 | 0.00084018 |  | 901.0161 | 0 |  | 914.7543 | 0.0014156 |  |  |  |  | 914.7543 | 0.00141 |  |  |  |  | 914.4993 | 0.0014158 |  | 914.7543 | 0.00084134 |  | 914.7543 | 0.0012518 |  | 901.0161 | 0 |  | 914.7543 | 0.0002619 |  | 914.4993 | 0.00385 |  | 908.9232 | 0 |  | 914.7543 | 0.0015362 |  | 914.7543 | 0.0031528
[7 empty] | 901.2512 | 0 |  | 901.25 | 0 |  | 914.9957 | 0 |  | 901.2512 | 0 |  | 914.9957 | -0.0025594 |  |  |  |  | 914.9957 | 0 |  |  |  |  | 914.7404 | -0.003139 |  | 914.9957 | 0 |  | 914.9957 | 0.00018316 |  | 901.2512 | 0 |  | 914.9957 | 0 |  | 914.7404 | -5.3494e-05 |  | 909.1624 | 0 |  | 914.9957 | -0.0054855 |  | 914.9957 | -0.0026922
[7 empty] | 901.4863 | 0 |  | 901.49 | 0 |  | 915.2372 | 0.0016003 |  | 901.4863 | 0 |  | 915.2372 | -0.00012668 |  |  |  |  | 915.2372 | 0.00107 |  |  |  |  | 914.9815 | 0.0035833 |  | 915.2372 | 0.0023569 |  | 915.2372 | 0.00089749 |  | 901.4863 | 0 |  | 915.2372 | 0.00035186 |  | 914.9815 | 0.00252 |  | 909.4017 | 0 |  | 915.2372 | 0.001797 |  | 915.2372 | 0.0036264
[7 empty] | 901.7213 | 0 |  | 901.72 | 0 |  | 915.4786 | 0 |  | 901.7213 | 0 |  | 915.4786 | -0.0031249 |  |  |  |  | 915.4786 | 0 |  |  |  |  | 915.2225 | -0.0015337 |  | 915.4786 | 0 |  | 915.4786 | -0.00022511 |  | 901.7213 | 0 |  | 915.4786 | 0 |  | 915.2225 | -0.00213 |  | 909.641 | 0 |  | 915.4786 | -0.0024192 |  | 915.4786 | -0.0024114
[7 empty] | 901.9564 | 0 |  | 901.96 | 0 |  | 915.72 | 0.0026324 |  | 901.9564 | 0 |  | 915.72 | 0.0030258 |  |  |  |  | 915.72 | 0.00151 |  |  |  |  | 915.4636 | 0.0031747 |  | 915.72 | 0.0015104 |  | 915.72 | 0.00038373 |  | 901.9564 | 0 |  | 915.72 | 0.00046491 |  | 915.4636 | 0.00229 |  | 909.8802 | 0 |  | 915.72 | 0.0041423 |  | 915.72 | 0.0035572
[7 empty] | 902.1915 | 0 |  | 902.19 | 0 |  | 915.9614 | 0 |  | 902.1915 | 0 |  | 915.9614 | -0.0045804 |  |  |  |  | 915.9614 | 0 |  |  |  |  | 915.7047 | -0.0033272 |  | 915.9614 | 0 |  | 915.9614 | -0.00010884 |  | 902.1915 | 0 |  | 915.9614 | 0 |  | 915.7047 | -0.00275 |  | 910.1196 | 0 |  | 915.9614 | -0.0049652 |  | 915.9614 | -0.0034104
[7 empty] | 902.4266 | 0 |  | 902.43 | 0 |  | 916.2029 | 0.00082768 |  | 902.4266 | 0 |  | 916.2029 | 0.0027661 |  |  |  |  | 916.2029 | 0.00118 |  |  |  |  | 915.9458 | 0.0017522 |  | 916.2029 | 0.0017211 |  | 916.2029 | 0.00058387 |  | 902.4266 | 0 |  | 916.2029 | 0.00029324 |  | 915.9458 | 0.00090872 |  | 910.3589 | 0 |  | 916.2029 | 0.003042 |  | 916.2029 | 0.0028085
[7 empty] | 902.6616 | 0 |  | 902.66 | 0 |  | 916.4443 | 0 |  | 902.6616 | 0 |  | 916.4443 | -0.0060027 |  |  |  |  | 916.4443 | 0 |  |  |  |  | 916.1869 | -0.0018027 |  | 916.4443 | 0 |  | 916.4443 | 0.00030627 |  | 902.6616 | 0 |  | 916.4443 | 0 |  | 916.1869 | -0.00307 |  | 910.5982 | 0 |  | 916.4443 | -0.0059577 |  | 916.4443 | -0.0036966
[7 empty] | 902.8967 | 0 |  | 902.9 | 0 |  | 916.6858 | 0.0021758 |  | 902.8967 | 0 |  | 916.6858 | 0.0021326 |  |  |  |  | 916.6858 | 0.00026982 |  |  |  |  | 916.428 | 0.00079322 |  | 916.6858 | 0.00045338 |  | 916.6858 | 0.00066742 |  | 902.8967 | 0 |  | 916.6858 | 0.00039896 |  | 916.428 | 0.00041114 |  | 910.8375 | 0 |  | 916.6858 | -0.00075473 |  | 916.6858 | 0.0023112
[7 empty] | 903.1318 | 0 |  | 903.13 | 0 |  | 916.9273 | 0 |  | 903.1318 | 0 |  | 916.9273 | -0.001371 |  |  |  |  | 916.9272 | 0 |  |  |  |  | 916.6692 | -0.0020662 |  | 916.9273 | 0 |  | 916.9272 | -4.4759e-05 |  | 903.1318 | 0 |  | 916.9272 | 0 |  | 916.6691 | -0.00189 |  | 911.0768 | 0 |  | 916.9273 | -0.0033728 |  | 916.9273 | -0.0023565
[7 empty] | 903.3669 | 0 |  | 903.37 | 0 |  | 917.1687 | 0.0024036 |  | 903.3669 | 0 |  | 917.1687 | 0.0030389 |  |  |  |  | 917.1688 | 0.00113 |  |  |  |  | 916.9103 | 0.00045551 |  | 917.1687 | 0.0023666 |  | 917.1688 | 0.0010891 |  | 903.3669 | 0 |  | 917.1688 | 0.00023602 |  | 916.9103 | 0.0011 |  | 911.3162 | 0 |  | 917.1687 | 0.0037904 |  | 917.1687 | 0.0019186
[7 empty] | 903.6021 | 0 |  | 903.6 | 0 |  | 917.4102 | 0 |  | 903.6021 | 0 |  | 917.4102 | -0.0044818 |  |  |  |  | 917.4102 | 0 |  |  |  |  | 917.1514 | -0.0054171 |  | 917.4102 | 0 |  | 917.4102 | 0.00020771 |  | 903.6021 | 0 |  | 917.4102 | 0 |  | 917.1514 | -0.00405 |  | 911.5556 | 0 |  | 917.4102 | -0.0044653 |  | 917.4102 | -0.0027825
[7 empty] | 903.8372 | 0 |  | 903.84 | 0 |  | 917.6517 | 0.0014531 |  | 903.8372 | 0 |  | 917.6517 | 0.00098957 |  |  |  |  | 917.6517 | 0.0023 |  |  |  |  | 917.3925 | 0.0026902 |  | 917.6517 | 0.0030002 |  | 917.6517 | 0.00056076 |  | 903.8372 | 0 |  | 917.6517 | 0.0006318 |  | 917.3925 | 0.00285 |  | 911.7949 | 0 |  | 917.6517 | 0.0036229 |  | 917.6517 | 0.0017998
[7 empty] | 904.0723 | 0 |  | 904.07 | 0 |  | 917.8932 | 0 |  | 904.0723 | 0 |  | 917.8932 | -0.0046387 |  |  |  |  | 917.8932 | 0 |  |  |  |  | 917.6337 | -0.0026878 |  | 917.8932 | 0 |  | 917.8932 | 0.00067406 |  | 904.0723 | 0 |  | 917.8932 | 0 |  | 917.6337 | -0.00182 |  | 912.0343 | 0 |  | 917.8932 | -0.0044233 |  | 917.8932 | -0.0037879
[7 empty] | 904.3075 | 0 |  | 904.31 | 0 |  | 918.1347 | 9.8882e-06 |  | 904.3075 | 0 |  | 918.1347 | -0.0010449 |  |  |  |  | 918.1347 | 0 |  |  |  |  | 917.8748 | 0.00071572 |  | 918.1347 | 0.00037672 |  | 918.1347 | 0.0006017 |  | 904.3075 | 0 |  | 918.1347 | 0.00020149 |  | 917.8748 | 2.9287e-05 |  | 912.2737 | 0 |  | 918.1347 | 0.0012835 |  | 918.1347 | 0.00063321
[7 empty] | 904.5426 | 0 |  | 904.54 | 0 |  | 918.3762 | 0 |  | 904.5426 | 0 |  | 918.3762 | -0.0032695 |  |  |  |  | 918.3762 | 0 |  |  |  |  | 918.116 | -0.0029647 |  | 918.3762 | 0 |  | 918.3762 | 0.00065435 |  | 904.5426 | 0 |  | 918.3762 | 0 |  | 918.116 | -0.00092032 |  | 912.5131 | 0 |  | 918.3762 | -0.005043 |  | 918.3762 | -0.0027149
[7 empty] | 904.7778 | 0 |  | 904.78 | 0 |  | 918.6177 | 0.0034191 |  | 904.7778 | 0 |  | 918.6177 | 0.0039252 |  |  |  |  | 918.6177 | 0.00145 |  |  |  |  | 918.3571 | 0.0013559 |  | 918.6177 | 0.0034355 |  | 918.6177 | 0.00016281 |  | 904.7778 | 0 |  | 918.6177 | 0.0004075 |  | 918.3571 | 0.00195 |  | 912.7525 | 0 |  | 918.6177 | 0.0024062 |  | 918.6177 | 0.0026018
[7 empty] | 905.0129 | 0 |  | 905.01 | 0 |  | 918.8592 | 0 |  | 905.0129 | 0 |  | 918.8592 | -0.0026407 |  |  |  |  | 918.8592 | 0 |  |  |  |  | 918.5983 | -0.0058238 |  | 918.8592 | 0 |  | 918.8593 | -5.4864e-05 |  | 905.0129 | 0 |  | 918.8592 | 0 |  | 918.5983 | -0.00205 |  | 912.9919 | 0 |  | 918.8592 | -0.0047068 |  | 918.8592 | -0.0018519
[7 empty] | 905.2481 | 0 |  | 905.25 | 0 |  | 919.1008 | 0.0019685 |  | 905.2481 | 0 |  | 919.1008 | 0.00014709 |  |  |  |  | 919.1008 | 0.00083004 |  |  |  |  | 918.8395 | -0.0033105 |  | 919.1008 | 0.001486 |  | 919.1008 | 0.00030036 |  | 905.2481 | 0 |  | 919.1008 | 0.00044095 |  | 918.8395 | 0.00073411 |  | 913.2313 | 0 |  | 919.1008 | -0.0027371 |  | 919.1008 | 0.0021248
[7 empty] | 905.4833 | 0 |  | 905.48 | 0 |  | 919.3423 | 0 |  | 905.4833 | 0 |  | 919.3423 | -0.0040227 |  |  |  |  | 919.3423 | 0 |  |  |  |  | 919.0806 | -0.0031966 |  | 919.3423 | 0 |  | 919.3423 | 0.00036496 |  | 905.4833 | 0 |  | 919.3423 | 0 |  | 919.0806 | -0.0032 |  | 913.4708 | 0 |  | 919.3423 | -0.0047573 |  | 919.3423 | -0.0042031
[7 empty] | 905.7184 | 0 |  | 905.72 | 0 |  | 919.5838 | 0.0008564 |  | 905.7184 | 0 |  | 919.5838 | 0.0018418 |  |  |  |  | 919.5839 | 0.00086694 |  |  |  |  | 919.3218 | 0.0033861 |  | 919.5838 | 0.0014065 |  | 919.5839 | 0.00030906 |  | 905.7184 | 0 |  | 919.5839 | 0.00022259 |  | 919.3218 | 0.00221 |  | 913.7102 | 0 |  | 919.5838 | -0.00079152 |  | 919.5838 | 0.0029627
[7 empty] | 905.9536 | 0 |  | 905.95 | 0 |  | 919.8254 | 0 |  | 905.9536 | 0 |  | 919.8254 | -0.0034879 |  |  |  |  | 919.8254 | 0 |  |  |  |  | 919.563 | -0.0026411 |  | 919.8254 | 0 |  | 919.8254 | -0.00023709 |  | 905.9536 | 0 |  | 919.8254 | 0 |  | 919.563 | -0.0011 |  | 913.9496 | 0 |  | 919.8254 | -0.0039143 |  | 919.8254 | -0.0020412
[7 empty] | 906.1888 | 0 |  | 906.19 | 0 |  | 920.067 | 0.0014169 |  | 906.1888 | 0 |  | 920.067 | 0.00050068 |  |  |  |  | 920.067 | 0.00116 |  |  |  |  | 919.8042 | 0.0016012 |  | 920.067 | 0.00085767 |  | 920.067 | 0.00081767 |  | 906.1888 | 0 |  | 920.067 | 0.00023443 |  | 919.8042 | 0.00278 |  | 914.1891 | 0 |  | 920.067 | -0.00051335 |  | 920.067 | 0.0015241
[7 empty] | 906.424 | 0 |  | 906.42 | 0 |  | 920.3085 | 0 |  | 906.424 | 0 |  | 920.3085 | -0.0012741 |  |  |  |  | 920.3085 | 0 |  |  |  |  | 920.0454 | -0.0029592 |  | 920.3085 | 0 |  | 920.3085 | 0.00041939 |  | 906.424 | 0 |  | 920.3085 | 0 |  | 920.0454 | -0.00286 |  | 914.4286 | 0 |  | 920.3085 | -0.0033239 |  | 920.3085 | -0.0020992
[7 empty] | 906.6592 | 0 |  | 906.66 | 0 |  | 920.5501 | 0.00025527 |  | 906.6592 | 0 |  | 920.5501 | 0.00047421 |  |  |  |  | 920.5501 | 0.00102 |  |  |  |  | 920.2866 | 0.0015184 |  | 920.5501 | 0.00030336 |  | 920.5501 | 0.0010546 |  | 906.6592 | 0 |  | 920.5501 | 0.00031579 |  | 920.2866 | 0.00192 |  | 914.6681 | 0 |  | 920.5501 | 0.00059088 |  | 920.5501 | 0.0028824
[7 empty] | 906.8944 | 0 |  | 906.89 | 0 |  | 920.7917 | 0 |  | 906.8944 | 0 |  | 920.7917 | -0.00062462 |  |  |  |  | 920.7917 | 0 |  |  |  |  | 920.5278 | -0.0025688 |  | 920.7917 | 0 |  | 920.7917 | 0.00042339 |  | 906.8944 | 0 |  | 920.7917 | 0 |  | 920.5278 | -0.00239 |  | 914.9075 | 0 |  | 920.7917 | -0.0023916 |  | 920.7917 | -0.0011586
[7 empty] | 907.1296 | 0 |  | 907.13 | 0 |  | 921.0333 | 0.0015627 |  | 907.1296 | 0 |  | 921.0333 | 0.0015935 |  |  |  |  | 921.0333 | 0.00089998 |  |  |  |  | 920.769 | 0.0012251 |  | 921.0333 | 0.00077635 |  | 921.0333 | 0.00039456 |  | 907.1296 | 0 |  | 921.0333 | 0.00036335 |  | 920.769 | 0.00114 |  | 915.147 | 0 |  | 921.0333 | -0.0006181 |  | 921.0333 | 0.0036129
[7 empty] | 907.3649 | 0 |  | 907.36 | 0 |  | 921.2748 | 0 |  | 907.3649 | 0 |  | 921.2748 | -0.0048036 |  |  |  |  | 921.2748 | 0 |  |  |  |  | 921.0103 | -0.0019443 |  | 921.2748 | 0 |  | 921.2748 | -0.00029422 |  | 907.3649 | 0 |  | 921.2748 | 0 |  | 921.0103 | -0.00232 |  | 915.3865 | 0 |  | 921.2748 | -0.0041731 |  | 921.2748 | -0.0027184
[7 empty] | 907.6001 | 0 |  | 907.6 | 0 |  | 921.5164 | 0.00063485 |  | 907.6001 | 0 |  | 921.5164 | 0.00087254 |  |  |  |  | 921.5164 | 0.0014 |  |  |  |  | 921.2515 | -0.0010133 |  | 921.5164 | 0.0015133 |  | 921.5164 | 0.00083723 |  | 907.6001 | 0 |  | 921.5164 | 0.00036163 |  | 921.2515 | 0.00062503 |  | 915.6261 | 0 |  | 921.5164 | 0.0013409 |  | 921.5164 | 0.0025858
[7 empty] | 907.8353 | 0 |  | 907.84 | 0 |  | 921.7581 | 0 |  | 907.8353 | 0 |  | 921.7581 | -0.0022124 |  |  |  |  | 921.7581 | 0 |  |  |  |  | 921.4927 | -0.0061097 |  | 921.7581 | 0 |  | 921.7581 | -6.1804e-05 |  | 907.8353 | 0 |  | 921.7581 | 0 |  | 921.4927 | -0.00169 |  | 915.8656 | 0 |  | 921.7581 | -0.004171 |  | 921.7581 | -0.00066895
[7 empty] | 908.0706 | 0 |  | 908.07 | 0 |  | 921.9997 | 0.0024997 |  | 908.0706 | 0 |  | 921.9997 | 0.0035173 |  |  |  |  | 921.9997 | 0.00212 |  |  |  |  | 921.734 | 0.0032679 |  | 921.9997 | 0.0024939 |  | 921.9997 | 0.00057278 |  | 908.0706 | 0 |  | 921.9997 | 0.00055597 |  | 921.734 | 0.00156 |  | 916.1051 | 0 |  | 921.9997 | 0.0028032 |  | 921.9997 | 0.0039746
[7 empty] | 908.3058 | 0 |  | 908.31 | 0 |  | 922.2413 | 0 |  | 908.3058 | 0 |  | 922.2413 | -0.0065818 |  |  |  |  | 922.2413 | 0 |  |  |  |  | 921.9752 | -0.0021291 |  | 922.2413 | 0 |  | 922.2413 | 0.000159 |  | 908.3058 | 0 |  | 922.2413 | 0 |  | 921.9752 | -0.0019 |  | 916.3447 | 0 |  | 922.2413 | -0.004919 |  | 922.2413 | -0.0026323
[7 empty] | 908.5411 | 0 |  | 908.54 | 0 |  | 922.4829 | 0.0021396 |  | 908.5411 | 0 |  | 922.4829 | -0.00020012 |  |  |  |  | 922.4829 | 0.00071833 |  |  |  |  | 922.2165 | 0.00085189 |  | 922.4829 | 0.0025473 |  | 922.4829 | 0.00094922 |  | 908.5411 | 0 |  | 922.4829 | 0.00038791 |  | 922.2165 | 0.00239 |  | 916.5842 | 0 |  | 922.4829 | 0.00071802 |  | 922.4829 | 0.003828
[7 empty] | 908.7764 | 0 |  | 908.78 | 0 |  | 922.7246 | 0 |  | 908.7764 | 0 |  | 922.7246 | -0.002375 |  |  |  |  | 922.7246 | 0 |  |  |  |  | 922.4577 | -6.1882e-06 |  | 922.7246 | 0 |  | 922.7245 | 0.00015044 |  | 908.7764 | 0 |  | 922.7246 | 0 |  | 922.4577 | -0.00297 |  | 916.8238 | 0 |  | 922.7246 | -0.0028418 |  | 922.7246 | -0.0023501
[7 empty] | 909.0116 | 0 |  | 909.01 | 0 |  | 922.9662 | 0.001212 |  | 909.0116 | 0 |  | 922.9662 | 0.00012607 |  |  |  |  | 922.9662 | 0 |  |  |  |  | 922.699 | 0.00099915 |  | 922.9662 | 0.0015058 |  | 922.9662 | 0.00089306 |  | 909.0116 | 0 |  | 922.9662 | 0.00025854 |  | 922.699 | 0.00196 |  | 917.0634 | 0 |  | 922.9662 | -0.0016051 |  | 922.9662 | 0.0016369
[7 empty] | 909.2469 | 0 |  | 909.25 | 0 |  | 923.2079 | 0 |  | 909.2469 | 0 |  | 923.2079 | -0.0029073 |  |  |  |  | 923.2078 | 0 |  |  |  |  | 922.9403 | -0.0029595 |  | 923.2079 | 0 |  | 923.2078 | 0.00041434 |  | 909.2469 | 0 |  | 923.2078 | 0 |  | 922.9403 | -0.00427 |  | 917.3029 | 0 |  | 923.2079 | -0.0059017 |  | 923.2079 | -0.0026885
[7 empty] | 909.4822 | 0 |  | 909.48 | 0 |  | 923.4495 | 0.0015834 |  | 909.4822 | 0 |  | 923.4495 | -1.3663e-05 |  |  |  |  | 923.4495 | 0 |  |  |  |  | 923.1816 | -0.00058261 |  | 923.4495 | 0.0014434 |  | 923.4495 | 0.0005528 |  | 909.4822 | 0 |  | 923.4495 | 0.00023688 |  | 923.1816 | 0.00321 |  | 917.5425 | 0 |  | 923.4495 | -0.00062001 |  | 923.4495 | 0.0023003
[7 empty] | 909.7175 | 0 |  | 909.72 | 0 |  | 923.6912 | 0 |  | 909.7175 | 0 |  | 923.6912 | -0.006098 |  |  |  |  | 923.6912 | 0 |  |  |  |  | 923.4228 | 0.00019133 |  | 923.6912 | 0 |  | 923.6912 | 9.9665e-05 |  | 909.7175 | 0 |  | 923.6912 | 0 |  | 923.4229 | -0.00193 |  | 917.7821 | 0 |  | 923.6912 | -0.0011618 |  | 923.6912 | -0.0030249
[7 empty] | 909.9528 | 0 |  | 909.95 | 0 |  | 923.9328 | 0 |  | 909.9528 | 0 |  | 923.9328 | 0.0016392 |  |  |  |  | 923.9329 | 0.00144 |  |  |  |  | 923.6641 | 2.9802e-05 |  | 923.9328 | 0.0015959 |  | 923.9329 | 0.0007635 |  | 909.9528 | 0 |  | 923.9329 | 0.00019532 |  | 923.6641 | 0.00328 |  | 918.0217 | 0 |  | 923.9328 | 0.00043835 |  | 923.9328 | 0.0011199
[7 empty] | 910.188 | 0 |  | 910.19 | 0 |  | 924.1745 | 0 |  | 910.188 | 0 |  | 924.1745 | -0.003086 |  |  |  |  | 924.1745 | 0 |  |  |  |  | 923.9054 | -0.0029222 |  | 924.1745 | 0 |  | 924.1745 | 2.5404e-05 |  | 910.188 | 0 |  | 924.1745 | 0 |  | 923.9054 | -0.00105 |  | 918.2614 | 0 |  | 924.1745 | -0.0038513 |  | 924.1745 | -0.001416
[7 empty] | 910.4233 | 0 |  | 910.42 | 0 |  | 924.4162 | 0.0019803 |  | 910.4233 | 0 |  | 924.4162 | 0.0018034 |  |  |  |  | 924.4162 | 0.00097624 |  |  |  |  | 924.1467 | 0.00035642 |  | 924.4162 | 0.002352 |  | 924.4162 | 0.00062609 |  | 910.4233 | 0 |  | 924.4162 | 0.00035201 |  | 924.1467 | 0.00194 |  | 918.501 | 0 |  | 924.4162 | 0.00045243 |  | 924.4162 | 0.0015384
[7 empty] | 910.6587 | 0 |  | 910.66 | 0 |  | 924.6579 | 0 |  | 910.6587 | 0 |  | 924.6579 | -0.002381 |  |  |  |  | 924.6579 | 0 |  |  |  |  | 924.388 | -0.0050948 |  | 924.6579 | 0 |  | 924.6579 | 0.000544 |  | 910.6587 | 0 |  | 924.6579 | 0 |  | 924.388 | -0.0026 |  | 918.7406 | 0 |  | 924.6579 | -0.0067123 |  | 924.6579 | -0.0017077
[7 empty] | 910.894 | 0 |  | 910.89 | 0 |  | 924.8996 | 0.0023014 |  | 910.894 | 0 |  | 924.8996 | 0.00071852 |  |  |  |  | 924.8996 | 0.00074121 |  |  |  |  | 924.6294 | 1.1465e-05 |  | 924.8996 | 0.0027141 |  | 924.8996 | 0.00069537 |  | 910.894 | 0 |  | 924.8996 | 0.00028475 |  | 924.6294 | 0.00136 |  | 918.9802 | 0 |  | 924.8996 | 0.0023584 |  | 924.8996 | 0.0028139
[7 empty] | 911.1293 | 0 |  | 911.13 | 0 |  | 925.1413 | 0 |  | 911.1293 | 0 |  | 925.1413 | -0.0024654 |  |  |  |  | 925.1413 | 0 |  |  |  |  | 924.8707 | -0.0041891 |  | 925.1413 | 0 |  | 925.1413 | -0.00022182 |  | 911.1293 | 0 |  | 925.1413 | 0 |  | 924.8707 | -0.00202 |  | 919.2198 | 0 |  | 925.1413 | -0.0045259 |  | 925.1413 | -0.002837
[7 empty] | 911.3646 | 0 |  | 911.36 | 0 |  | 925.383 | 0.0010069 |  | 911.3646 | 0 |  | 925.383 | -0.00037066 |  |  |  |  | 925.383 | 0.00011387 |  |  |  |  | 925.112 | 0.00045132 |  | 925.383 | 0.0017933 |  | 925.383 | 0.00068101 |  | 911.3646 | 0 |  | 925.383 | 0.00028534 |  | 925.112 | 0.00082602 |  | 919.4595 | 0 |  | 925.383 | 0.00033198 |  | 925.383 | 0.0010854
[7 empty] | 911.6 | 0 |  | 911.6 | 0 |  | 925.6247 | 0 |  | 911.6 | 0 |  | 925.6247 | -0.0048691 |  |  |  |  | 925.6248 | 0 |  |  |  |  | 925.3533 | -0.0033575 |  | 925.6247 | 0 |  | 925.6248 | -0.00012983 |  | 911.6 | 0 |  | 925.6248 | 0 |  | 925.3533 | -0.00198 |  | 919.6992 | 0 |  | 925.6247 | -0.0068947 |  | 925.6247 | -0.0041661
[7 empty] | 911.8353 | 0 |  | 911.84 | 0 |  | 925.8665 | 0.00079445 |  | 911.8353 | 0 |  | 925.8665 | 0.0010136 |  |  |  |  | 925.8665 | 0.00103 |  |  |  |  | 925.5947 | 0.0016272 |  | 925.8665 | 0.0015351 |  | 925.8665 | 4.5779e-05 |  | 911.8353 | 0 |  | 925.8665 | 0.0003203 |  | 925.5947 | 0.00143 |  | 919.9389 | 0 |  | 925.8665 | -0.0024696 |  | 925.8665 | 0.0037533
[7 empty] | 912.0707 | 0 |  | 912.07 | 0 |  | 926.1082 | 0 |  | 912.0707 | 0 |  | 926.1082 | -0.0023107 |  |  |  |  | 926.1082 | 0 |  |  |  |  | 925.836 | -0.0011658 |  | 926.1082 | 0 |  | 926.1082 | 0.00036546 |  | 912.0707 | 0 |  | 926.1082 | 0 |  | 925.836 | -0.00142 |  | 920.1786 | 0 |  | 926.1082 | -0.005483 |  | 926.1082 | -0.0025729
[7 empty] | 912.306 | 0 |  | 912.31 | 0 |  | 926.3499 | 0.0028058 |  | 912.306 | 0 |  | 926.3499 | 0.003756 |  |  |  |  | 926.35 | 0.00219 |  |  |  |  | 926.0774 | 0.0058347 |  | 926.3499 | 0.0034302 |  | 926.35 | 0.00088903 |  | 912.306 | 0 |  | 926.35 | 0.00065208 |  | 926.0774 | 0.0029 |  | 920.4183 | 0 |  | 926.3499 | 0.0042306 |  | 926.3499 | 0.0048784
[7 empty] | 912.5414 | 0 |  | 912.54 | 0 |  | 926.5917 | 0 |  | 912.5414 | 0 |  | 926.5917 | -0.0031127 |  |  |  |  | 926.5917 | 0 |  |  |  |  | 926.3187 | -0.0034436 |  | 926.5917 | 0 |  | 926.5917 | 0.00034348 |  | 912.5414 | 0 |  | 926.5917 | 0 |  | 926.3187 | -0.00295 |  | 920.658 | 0 |  | 926.5917 | -0.0058045 |  | 926.5917 | -0.0023132
[7 empty] | 912.7768 | 0 |  | 912.78 | 0 |  | 926.8335 | 0.0021214 |  | 912.7768 | 0 |  | 926.8335 | 0.0035233 |  |  |  |  | 926.8334 | 0.00084864 |  |  |  |  | 926.5601 | 0.0045005 |  | 926.8335 | 0.0014928 |  | 926.8334 | 0.00046902 |  | 912.7768 | 0 |  | 926.8334 | 0.0003568 |  | 926.5601 | 0.00186 |  | 920.8977 | 0 |  | 926.8335 | 0.0022111 |  | 926.8335 | 0.0014602
[7 empty] | 913.0122 | 0 |  | 913.01 | 0 |  | 927.0752 | 0 |  | 913.0121 | 0 |  | 927.0752 | -0.0036157 |  |  |  |  | 927.0752 | 0 |  |  |  |  | 926.8014 | -0.0034518 |  | 927.0752 | 0 |  | 927.0752 | 0.00029129 |  | 913.0121 | 0 |  | 927.0752 | 0 |  | 926.8015 | -0.0031 |  | 921.1374 | 0 |  | 927.0752 | -0.0041402 |  | 927.0752 | -0.00092314
[7 empty] | 913.2476 | 0 |  | 913.25 | 0 |  | 927.317 | 0.0010219 |  | 913.2476 | 0 |  | 927.317 | 0.0029275 |  |  |  |  | 927.317 | 0.00137 |  |  |  |  | 927.0428 | 0.0048267 |  | 927.317 | 0.0030239 |  | 927.317 | 0.00069328 |  | 913.2476 | 0 |  | 927.317 | 0.00039385 |  | 927.0428 | 0.00123 |  | 921.3771 | 0 |  | 927.317 | 0.0052295 |  | 927.317 | 0.0042434
[7 empty] | 913.4829 | 0 |  | 913.48 | 0 |  | 927.5588 | 0 |  | 913.4829 | 0 |  | 927.5588 | -0.00088177 |  |  |  |  | 927.5588 | 0 |  |  |  |  | 927.2842 | -0.0042917 |  | 927.5588 | 0 |  | 927.5588 | -0.00060794 |  | 913.4829 | 0 |  | 927.5588 | 0 |  | 927.2842 | -0.00211 |  | 921.6169 | 0 |  | 927.5588 | -0.0028346 |  | 927.5588 | -0.00093108
[7 empty] | 913.7183 | 0 |  | 913.72 | 0 |  | 927.8005 | 0.0012903 |  | 913.7183 | 0 |  | 927.8005 | 0.0032654 |  |  |  |  | 927.8005 | 0.00228 |  |  |  |  | 927.5256 | 0.0027173 |  | 927.8005 | 0.0027307 |  | 927.8005 | 0.00061055 |  | 913.7183 | 0 |  | 927.8005 | 0.0003456 |  | 927.5256 | 0.00233 |  | 921.8566 | 0 |  | 927.8005 | 0.0021753 |  | 927.8005 | 0.003715
[7 empty] | 913.9537 | 0 |  | 913.95 | 0 |  | 928.0423 | 0 |  | 913.9537 | 0 |  | 928.0423 | -0.0031874 |  |  |  |  | 928.0424 | 0 |  |  |  |  | 927.767 | -0.0051765 |  | 928.0423 | 0 |  | 928.0424 | 0.0003051 |  | 913.9537 | 0 |  | 928.0424 | 0 |  | 927.767 | -0.00042599 |  | 922.0964 | 0 |  | 928.0423 | -0.002111 |  | 928.0423 | -0.003142
[7 empty] | 914.1892 | 0 |  | 914.19 | 0 |  | 928.2841 | 0.0034058 |  | 914.1891 | 0 |  | 928.2841 | -3.2931e-05 |  |  |  |  | 928.2841 | 0.00155 |  |  |  |  | 928.0084 | -0.0026565 |  | 928.2841 | 0.0014598 |  | 928.2841 | 0.00058596 |  | 914.1891 | 0 |  | 928.2841 | 0.00021504 |  | 928.0084 | 0.00166 |  | 922.3362 | 0 |  | 928.2841 | -0.00020077 |  | 928.2841 | 0.0028235
[7 empty] | 914.4246 | 0 |  | 914.42 | 0 |  | 928.5259 | 0 |  | 914.4246 | 0 |  | 928.5259 | -0.0024137 |  |  |  |  | 928.5259 | 0 |  |  |  |  | 928.2498 | -0.0010042 |  | 928.5259 | 0 |  | 928.5259 | 2.1686e-05 |  | 914.4246 | 0 |  | 928.5259 | 0 |  | 928.2498 | -0.00131 |  | 922.576 | 0 |  | 928.5259 | -0.0021931 |  | 928.5259 | 0.00016609
[7 empty] | 914.66 | 0 |  | 914.66 | 0 |  | 928.7678 | 0.0036339 |  | 914.66 | 0 |  | 928.7678 | 0.0022149 |  |  |  |  | 928.7678 | 0.00137 |  |  |  |  | 928.4912 | 0.0025978 |  | 928.7678 | 0.0029566 |  | 928.7678 | 0.00025987 |  | 914.66 | 0 |  | 928.7678 | 0.00026746 |  | 928.4912 | 0.00225 |  | 922.8157 | 0 |  | 928.7678 | -0.0015669 |  | 928.7678 | 0.0025896
[7 empty] | 914.8954 | 0 |  | 914.9 | 0 |  | 929.0096 | 0 |  | 914.8954 | 0 |  | 929.0096 | -0.005583 |  |  |  |  | 929.0096 | 0 |  |  |  |  | 928.7326 | -0.0035097 |  | 929.0096 | 0 |  | 929.0096 | 0.00052681 |  | 914.8954 | 0 |  | 929.0096 | 0 |  | 928.7326 | -0.00286 |  | 923.0555 | 0 |  | 929.0096 | -0.0053217 |  | 929.0096 | -0.003565
[7 empty] | 915.1308 | 0 |  | 915.13 | 0 |  | 929.2514 | 0.001144 |  | 915.1308 | 0 |  | 929.2514 | -0.00095613 |  |  |  |  | 929.2514 | 0.00042195 |  |  |  |  | 928.974 | -0.00044326 |  | 929.2514 | 0.0020063 |  | 929.2514 | 0.00032046 |  | 915.1308 | 0 |  | 929.2514 | 0.00026471 |  | 928.974 | 0.00254 |  | 923.2953 | 0 |  | 929.2514 | 0.00090058 |  | 929.2514 | 0.0012554
[7 empty] | 915.3663 | 0 |  | 915.37 | 0 |  | 929.4932 | 0 |  | 915.3663 | 0 |  | 929.4932 | -0.0042308 |  |  |  |  | 929.4932 | 0 |  |  |  |  | 929.2154 | -0.00040558 |  | 929.4932 | 0 |  | 929.4932 | -0.00012275 |  | 915.3663 | 0 |  | 929.4932 | 0 |  | 929.2155 | -0.00269 |  | 923.5352 | 0 |  | 929.4932 | -0.0057835 |  | 929.4932 | -0.0024082
[7 empty] | 915.6017 | 0 |  | 915.6 | 0 |  | 929.7351 | 0.0026094 |  | 915.6017 | 0 |  | 929.7351 | 0.0016626 |  |  |  |  | 929.7351 | 0.00047441 |  |  |  |  | 929.4569 | 0.0036003 |  | 929.7351 | 0.0012643 |  | 929.7351 | 0.00094494 |  | 915.6017 | 0 |  | 929.7351 | 0.00030662 |  | 929.4569 | 0.0027 |  | 923.775 | 0 |  | 929.7351 | -0.0009109 |  | 929.7351 | 0.0022186
[7 empty] | 915.8372 | 0 |  | 915.84 | 0 |  | 929.9769 | 0 |  | 915.8372 | 0 |  | 929.9769 | -0.0042893 |  |  |  |  | 929.9769 | 0 |  |  |  |  | 929.6983 | -0.001594 |  | 929.9769 | 0 |  | 929.9769 | -1.247e-05 |  | 915.8372 | 0 |  | 929.9769 | 0 |  | 929.6983 | -0.00165 |  | 924.0148 | 0 |  | 929.9769 | -0.0039471 |  | 929.9769 | -0.0016804
[7 empty] | 916.0726 | 0 |  | 916.07 | 0 |  | 930.2188 | 0.0010093 |  | 916.0726 | 0 |  | 930.2188 | 0.0021228 |  |  |  |  | 930.2188 | 0.00104 |  |  |  |  | 929.9398 | 0.0006446 |  | 930.2188 | 0.0012585 |  | 930.2188 | 0.00094164 |  | 916.0726 | 0 |  | 930.2188 | 0.00022162 |  | 929.9398 | 0.00144 |  | 924.2547 | 0 |  | 930.2188 | -6.2206e-06 |  | 930.2188 | 0.0045432
[7 empty] | 916.3081 | 0 |  | 916.31 | 0 |  | 930.4606 | 0 |  | 916.3081 | 0 |  | 930.4606 | -0.0049182 |  |  |  |  | 930.4606 | 0 |  |  |  |  | 930.1812 | -0.0030046 |  | 930.4606 | 0 |  | 930.4606 | -0.00048379 |  | 916.3081 | 0 |  | 930.4606 | 0 |  | 930.1812 | -0.00367 |  | 924.4945 | 0 |  | 930.4606 | -0.006757 |  | 930.4606 | -0.0054338
[7 empty] | 916.5436 | 0 |  | 916.54 | 0 |  | 930.7025 | 0.0013305 |  | 916.5436 | 0 |  | 930.7025 | -0.00015886 |  |  |  |  | 930.7025 | 0.00015611 |  |  |  |  | 930.4227 | -0.0001412 |  | 930.7025 | 0.00044832 |  | 930.7025 | 0.00067609 |  | 916.5436 | 0 |  | 930.7025 | 0.00037672 |  | 930.4227 | 0.00085611 |  | 924.7344 | 0 |  | 930.7025 | -0.0026484 |  | 930.7025 | 0.0041297
[7 empty] | 916.779 | 0 |  | 916.78 | 0 |  | 930.9444 | 0 |  | 916.7791 | 0 |  | 930.9444 | -0.0013508 |  |  |  |  | 930.9444 | 0 |  |  |  |  | 930.6641 | -0.0014731 |  | 930.9444 | 0 |  | 930.9444 | -2.1886e-05 |  | 916.7791 | 0 |  | 930.9444 | 0 |  | 930.6641 | -0.00229 |  | 924.9742 | 0 |  | 930.9444 | -0.0021342 |  | 930.9444 | -0.00054543
[7 empty] | 917.0145 | 0 |  | 917.01 | 0 |  | 931.1863 | 0.0021202 |  | 917.0145 | 0 |  | 931.1863 | 0.0022628 |  |  |  |  | 931.1863 | 0.00101 |  |  |  |  | 930.9056 | 0.0015795 |  | 931.1863 | 0.0011943 |  | 931.1863 | 0.00076726 |  | 917.0145 | 0 |  | 931.1863 | 0.00029886 |  | 930.9056 | 0.00199 |  | 925.2142 | 0 |  | 931.1863 | 0.001683 |  | 931.1863 | 0.0019519
[7 empty] | 917.25 | 0 |  | 917.25 | 0 |  | 931.4282 | 0 |  | 917.25 | 0 |  | 931.4282 | -0.0045565 |  |  |  |  | 931.4282 | 0 |  |  |  |  | 931.1471 | -0.0039837 |  | 931.4282 | 0 |  | 931.4282 | 0.00027036 |  | 917.25 | 0 |  | 931.4282 | 0 |  | 931.1471 | -0.00247 |  | 925.454 | 0 |  | 931.4282 | -0.009201 |  | 931.4282 | -0.0037647
[7 empty] | 917.4855 | 0 |  | 917.49 | 0 |  | 931.6701 | 0.0013439 |  | 917.4855 | 0 |  | 931.6701 | 0.00061621 |  |  |  |  | 931.67 | 0.00095601 |  |  |  |  | 931.3885 | 0.0005569 |  | 931.6701 | 0.0021242 |  | 931.67 | 0.00013167 |  | 917.4855 | 0 |  | 931.67 | 0.00039506 |  | 931.3886 | 0.00226 |  | 925.6939 | 0 |  | 931.6701 | 0.0022424 |  | 931.6701 | 0.0038273
[7 empty] | 917.721 | 0 |  | 917.72 | 0 |  | 931.912 | 0 |  | 917.721 | 0 |  | 931.912 | -0.0031765 |  |  |  |  | 931.912 | 0 |  |  |  |  | 931.63 | -0.0015062 |  | 931.912 | 0 |  | 931.912 | -8.4608e-05 |  | 917.721 | 0 |  | 931.912 | 0 |  | 931.63 | -0.0022 |  | 925.9338 | 0 |  | 931.912 | -0.003773 |  | 931.912 | -0.0031234
[7 empty] | 917.9565 | 0 |  | 917.96 | 0 |  | 932.1539 | 0.001343 |  | 917.9565 | 0 |  | 932.1539 | 0.0017532 |  |  |  |  | 932.1539 | 0.00198 |  |  |  |  | 931.8715 | 7.1381e-05 |  | 932.1539 | 0.0014458 |  | 932.1539 | 0.00058488 |  | 917.9565 | 0 |  | 932.1539 | 0.00024896 |  | 931.8715 | 0.0016 |  | 926.1738 | 0 |  | 932.1539 | 0.0018537 |  | 932.1539 | 0.0034949
[7 empty] | 918.1921 | 0 |  | 918.19 | 0 |  | 932.3958 | 0 |  | 918.1921 | 0 |  | 932.3958 | -0.0022432 |  |  |  |  | 932.3958 | 0 |  |  |  |  | 932.113 | -0.0027887 |  | 932.3958 | 0 |  | 932.3958 | 0.00058324 |  | 918.1921 | 0 |  | 932.3958 | 0 |  | 932.113 | -0.00094271 |  | 926.4137 | 0 |  | 932.3958 | -0.0011645 |  | 932.3958 | -0.0028699
[7 empty] | 918.4275 | 0 |  | 918.43 | 0 |  | 932.6377 | 0.0028881 |  | 918.4276 | 0 |  | 932.6377 | 0.002179 |  |  |  |  | 932.6377 | 0.00084457 |  |  |  |  | 932.3545 | -0.00051799 |  | 932.6377 | 0.001726 |  | 932.6377 | 0.00069219 |  | 918.4276 | 0 |  | 932.6377 | 0.00018044 |  | 932.3545 | 0.00176 |  | 926.6536 | 0 |  | 932.6377 | 0.0010385 |  | 932.6377 | 0.0020685
[7 empty] | 918.6631 | 0 |  | 918.66 | 0 |  | 932.8796 | 0 |  | 918.6631 | 0 |  | 932.8796 | -0.0049383 |  |  |  |  | 932.8796 | 0 |  |  |  |  | 932.596 | -0.0010929 |  | 932.8796 | 0 |  | 932.8796 | 0.00023755 |  | 918.6631 | 0 |  | 932.8796 | 0 |  | 932.596 | -0.00304 |  | 926.8936 | 0 |  | 932.8796 | -0.0048056 |  | 932.8796 | -0.0029511
[7 empty] | 918.8986 | 0 |  | 918.9 | 0 |  | 933.1216 | 0.0021254 |  | 918.8986 | 0 |  | 933.1216 | 0.00030662 |  |  |  |  | 933.1216 | 0.00195 |  |  |  |  | 932.8375 | -4.6388e-05 |  | 933.1216 | 0.0017464 |  | 933.1216 | 0.00040789 |  | 918.8986 | 0 |  | 933.1216 | 0.00040578 |  | 932.8375 | 0.00304 |  | 927.1335 | 0 |  | 933.1216 | 0.0025814 |  | 933.1216 | 0.002153
[7 empty] | 919.1342 | 0 |  | 919.13 | 0 |  | 933.3635 | 0 |  | 919.1342 | 0 |  | 933.3635 | -0.0052102 |  |  |  |  | 933.3635 | 0 |  |  |  |  | 933.0791 | -0.0030061 |  | 933.3635 | 0 |  | 933.3635 | -0.00059153 |  | 919.1342 | 0 |  | 933.3635 | 0 |  | 933.0791 | -0.00232 |  | 927.3735 | 0 |  | 933.3635 | -0.006149 |  | 933.3635 | 0.00065088
[7 empty] | 919.3697 | 0 |  | 919.37 | 0 |  | 933.6055 | 0.0017927 |  | 919.3698 | 0 |  | 933.6055 | 0.0014265 |  |  |  |  | 933.6055 | 0.00085688 |  |  |  |  | 933.3206 | -0.0013227 |  | 933.6055 | 5.1541e-05 |  | 933.6055 | 0.0010332 |  | 919.3698 | 0 |  | 933.6055 | 0.00024404 |  | 933.3206 | 0.00152 |  | 927.6135 | 0 |  | 933.6055 | -0.0012652 |  | 933.6055 | 0.0013599
[7 empty] | 919.6053 | 0 |  | 919.61 | 0 |  | 933.8474 | 0 |  | 919.6053 | 0 |  | 933.8474 | -0.0051696 |  |  |  |  | 933.8474 | 0 |  |  |  |  | 933.5621 | -0.0084624 |  | 933.8474 | 0 |  | 933.8474 | 0.0004245 |  | 919.6053 | 0 |  | 933.8474 | 0 |  | 933.5621 | -0.00246 |  | 927.8535 | 0 |  | 933.8474 | -0.0078012 |  | 933.8474 | -0.0050611
[7 empty] | 919.8409 | 0 |  | 919.84 | 0 |  | 934.0894 | 0.0020278 |  | 919.8409 | 0 |  | 934.0894 | -0.0016376 |  |  |  |  | 934.0894 | 0.00115 |  |  |  |  | 933.8037 | 0.0030692 |  | 934.0894 | 0.0013236 |  | 934.0894 | 0.00042168 |  | 919.8409 | 0 |  | 934.0894 | 0.00034673 |  | 933.8036 | 0.00261 |  | 928.0934 | 0 |  | 934.0894 | -0.00057367 |  | 934.0894 | 0.0026396
[7 empty] | 920.0764 | 0 |  | 920.08 | 0 |  | 934.3314 | 0 |  | 920.0764 | 0 |  | 934.3314 | -0.0031435 |  |  |  |  | 934.3314 | 0 |  |  |  |  | 934.0452 | -0.00099851 |  | 934.3314 | 0 |  | 934.3314 | 0.00023406 |  | 920.0764 | 0 |  | 934.3314 | 0 |  | 934.0452 | -0.00287 |  | 928.3334 | 0 |  | 934.3314 | -0.0061467 |  | 934.3314 | -0.0034882
[7 empty] | 920.312 | 0 |  | 920.31 | 0 |  | 934.5734 | 0.0022956 |  | 920.312 | 0 |  | 934.5734 | -0.0011248 |  |  |  |  | 934.5734 | 0.00032029 |  |  |  |  | 934.2867 | 0.005333 |  | 934.5734 | 0.0016752 |  | 934.5734 | -8.7235e-06 |  | 920.312 | 0 |  | 934.5734 | 0.00030077 |  | 934.2867 | 0.00273 |  | 928.5734 | 0 |  | 934.5734 | 0.00097412 |  | 934.5734 | 0.0028511
[7 empty] | 920.5476 | 0 |  | 920.55 | 0 |  | 934.8153 | 0 |  | 920.5476 | 0 |  | 934.8153 | -0.0021068 |  |  |  |  | 934.8154 | 0 |  |  |  |  | 934.5283 | -0.00098664 |  | 934.8153 | 0 |  | 934.8154 | -0.00021839 |  | 920.5476 | 0 |  | 934.8154 | 0 |  | 934.5283 | -0.00159 |  | 928.8135 | 0 |  | 934.8153 | -0.0040956 |  | 934.8153 | -0.0015918
[7 empty] | 920.7831 | 0 |  | 920.78 | 0 |  | 935.0573 | 0.0017352 |  | 920.7831 | 0 |  | 935.0573 | 0.0015736 |  |  |  |  | 935.0573 | 0.00078349 |  |  |  |  | 934.7699 | 0.0016132 |  | 935.0573 | 0.0013045 |  | 935.0573 | 0.00025235 |  | 920.7831 | 0 |  | 935.0573 | 0.00036351 |  | 934.7699 | 0.0013 |  | 929.0535 | 0 |  | 935.0573 | -0.00032451 |  | 935.0573 | 0.0027077
[7 empty] | 921.0187 | 0 |  | 921.02 | 0 |  | 935.2993 | 0 |  | 921.0187 | 0 |  | 935.2993 | -0.005666 |  |  |  |  | 935.2993 | 0 |  |  |  |  | 935.0114 | -0.0072329 |  | 935.2993 | 0 |  | 935.2993 | 2.8525e-05 |  | 921.0187 | 0 |  | 935.2993 | 0 |  | 935.0114 | -0.00333 |  | 929.2935 | 0 |  | 935.2993 | -0.0098767 |  | 935.2993 | -0.005513
[7 empty] | 921.2543 | 0 |  | 921.25 | 0 |  | 935.5414 | 0.0010311 |  | 921.2543 | 0 |  | 935.5414 | 0.0010988 |  |  |  |  | 935.5413 | 0.00185 |  |  |  |  | 935.253 | 0.0021868 |  | 935.5414 | 0.0016766 |  | 935.5413 | 0.00015625 |  | 921.2543 | 0 |  | 935.5413 | 0.0002012 |  | 935.253 | 0.00379 |  | 929.5336 | 0 |  | 935.5414 | -0.00011764 |  | 935.5414 | 0.0046264
[7 empty] | 921.49 | 0 |  | 921.49 | 0 |  | 935.7834 | 0 |  | 921.49 | 0 |  | 935.7834 | -0.0039671 |  |  |  |  | 935.7834 | 0 |  |  |  |  | 935.4946 | -0.0058031 |  | 935.7834 | 0 |  | 935.7834 | -7.0153e-05 |  | 921.49 | 0 |  | 935.7834 | 0 |  | 935.4946 | -0.0038 |  | 929.7736 | 0 |  | 935.7834 | -0.0068199 |  | 935.7834 | -0.0034216
[7 empty] | 921.7256 | 0 |  | 921.73 | 0 |  | 936.0254 | 0.0018774 |  | 921.7256 | 0 |  | 936.0254 | 0.0028574 |  |  |  |  | 936.0254 | 0.00099518 |  |  |  |  | 935.7362 | 0.0011848 |  | 936.0254 | 0.0020236 |  | 936.0254 | 0.00063358 |  | 921.7256 | 0 |  | 936.0254 | 0.00038188 |  | 935.7362 | 0.0014 |  | 930.0137 | 0 |  | 936.0254 | 0.001223 |  | 936.0254 | 0.0027369
[7 empty] | 921.9612 | 0 |  | 921.96 | 0 |  | 936.2674 | 0 |  | 921.9612 | 0 |  | 936.2674 | -0.0040967 |  |  |  |  | 936.2674 | 0 |  |  |  |  | 935.9777 | -0.0056807 |  | 936.2674 | 0 |  | 936.2674 | 0.00075848 |  | 921.9612 | 0 |  | 936.2674 | 0 |  | 935.9777 | -0.00056554 |  | 930.2537 | 0 |  | 936.2674 | -0.0035482 |  | 936.2674 | -0.0036417
[7 empty] | 922.1968 | 0 |  | 922.2 | 0 |  | 936.5095 | 0.0027103 |  | 922.1968 | 0 |  | 936.5095 | 0.0022003 |  |  |  |  | 936.5095 | 0.00237 |  |  |  |  | 936.2193 | 0.0013026 |  | 936.5095 | 0.0048487 |  | 936.5095 | 5.0798e-05 |  | 922.1968 | 0 |  | 936.5095 | 0.00030028 |  | 936.2193 | 0.00246 |  | 930.4938 | 0 |  | 936.5095 | 0.0010665 |  | 936.5095 | 0.0052084
[7 empty] | 922.4324 | 0 |  | 922.43 | 0 |  | 936.7515 | 0 |  | 922.4324 | 0 |  | 936.7515 | -0.0025496 |  |  |  |  | 936.7515 | 0 |  |  |  |  | 936.4609 | -0.002346 |  | 936.7515 | 0 |  | 936.7515 | -0.00022699 |  | 922.4324 | 0 |  | 936.7515 | 0 |  | 936.4609 | -0.00177 |  | 930.7339 | 0 |  | 936.7515 | -0.0061475 |  | 936.7515 | -0.0024229
[7 empty] | 922.6681 | 0 |  | 922.67 | 0 |  | 936.9935 | 0.0030913 |  | 922.6681 | 0 |  | 936.9935 | -0.0005754 |  |  |  |  | 936.9935 | 0.0008286 |  |  |  |  | 936.7025 | 0.006792 |  | 936.9935 | 0.0018016 |  | 936.9935 | 0.0011681 |  | 922.6681 | 0 |  | 936.9935 | 0.0003287 |  | 936.7025 | 0.00023957 |  | 930.974 | 0 |  | 936.9935 | 0.0014039 |  | 936.9935 | 0.0016424
[7 empty] | 922.9037 | 0 |  | 922.9 | 0 |  | 937.2356 | 0 |  | 922.9037 | 0 |  | 937.2356 | -0.003561 |  |  |  |  | 937.2356 | 0 |  |  |  |  | 936.9442 | -0.0053238 |  | 937.2356 | 0 |  | 937.2356 | 0.00014077 |  | 922.9037 | 0 |  | 937.2356 | 0 |  | 936.9442 | -0.00319 |  | 931.2141 | 0 |  | 937.2356 | -0.0078249 |  | 937.2356 | -0.0037876
[7 empty] | 923.1394 | 0 |  | 923.14 | 0 |  | 937.4777 | 0.0022878 |  | 923.1394 | 0 |  | 937.4777 | -0.00017932 |  |  |  |  | 937.4777 | 0.00056821 |  |  |  |  | 937.1858 | 0.0018783 |  | 937.4777 | 0.0011735 |  | 937.4777 | 0.0006024 |  | 923.1394 | 0 |  | 937.4777 | 0.0002415 |  | 937.1858 | 0.00363 |  | 931.4542 | 0 |  | 937.4777 | 0.00086995 |  | 937.4777 | 0.0028569
[7 empty] | 923.3751 | 0 |  | 923.38 | 0 |  | 937.7197 | 0 |  | 923.3751 | 0 |  | 937.7197 | -0.0050987 |  |  |  |  | 937.7197 | 0 |  |  |  |  | 937.4274 | -0.0057966 |  | 937.7197 | 0 |  | 937.7197 | 5.7245e-05 |  | 923.3751 | 0 |  | 937.7197 | 0 |  | 937.4274 | -0.00568 |  | 931.6944 | 0 |  | 937.7197 | -0.0086538 |  | 937.7197 | -0.0048995
[7 empty] | 923.6107 | 0 |  | 923.61 | 0 |  | 937.9618 | 0.0017866 |  | 923.6107 | 0 |  | 937.9618 | -0.0021526 |  |  |  |  | 937.9618 | 0.00056669 |  |  |  |  | 937.669 | -0.0006678 |  | 937.9618 | 0.0013824 |  | 937.9618 | 0.0012644 |  | 923.6107 | 0 |  | 937.9618 | 0.00024913 |  | 937.669 | 0.00105 |  | 931.9345 | 0 |  | 937.9618 | -0.0018453 |  | 937.9618 | 0.0013725
[7 empty] | 923.8464 | 0 |  | 923.85 | 0 |  | 938.2039 | 0 |  | 923.8464 | 0 |  | 938.2039 | -0.0062414 |  |  |  |  | 938.2039 | 0 |  |  |  |  | 937.9107 | -7.4738e-05 |  | 938.2039 | 0 |  | 938.2039 | 0.00014727 |  | 923.8464 | 0 |  | 938.2039 | 0 |  | 937.9107 | -0.0028 |  | 932.1747 | 0 |  | 938.2039 | -0.0075663 |  | 938.2039 | -0.0042355
[7 empty] | 924.082 | 0 |  | 924.08 | 0 |  | 938.446 | 0.0017249 |  | 924.082 | 0 |  | 938.446 | 0.0032262 |  |  |  |  | 938.446 | 0.00091645 |  |  |  |  | 938.1523 | 0.0032628 |  | 938.446 | 0.0029932 |  | 938.446 | 0.00016922 |  | 924.082 | 0 |  | 938.446 | 0.00021282 |  | 938.1523 | 0.00427 |  | 932.4148 | 0 |  | 938.446 | 0.001093 |  | 938.446 | 0.0041012
[7 empty] | 924.3178 | 0 |  | 924.32 | 0 |  | 938.6881 | 0 |  | 924.3177 | 0 |  | 938.6881 | -0.0048778 |  |  |  |  | 938.6881 | 0 |  |  |  |  | 938.3939 | -0.0053603 |  | 938.6881 | 0 |  | 938.6881 | -0.00012809 |  | 924.3177 | 0 |  | 938.6881 | 0 |  | 938.394 | -0.00156 |  | 932.655 | 0 |  | 938.6881 | -0.0066465 |  | 938.6881 | -0.002174
[7 empty] | 924.5534 | 0 |  | 924.55 | 0 |  | 938.9302 | 0.0026081 |  | 924.5534 | 0 |  | 938.9302 | 0.00066198 |  |  |  |  | 938.9302 | 0.00172 |  |  |  |  | 938.6356 | 0.0051998 |  | 938.9302 | 0.00076271 |  | 938.9302 | 0.00062607 |  | 924.5534 | 0 |  | 938.9302 | 0.00044734 |  | 938.6356 | 0.00163 |  | 932.8951 | 0 |  | 938.9302 | 0.0026232 |  | 938.9302 | 0.0031146
[7 empty] | 924.7891 | 0 |  | 924.79 | 0 |  | 939.1723 | 0 |  | 924.7891 | 0 |  | 939.1723 | -0.0031461 |  |  |  |  | 939.1723 | 0 |  |  |  |  | 938.8773 | -0.0021148 |  | 939.1723 | 0 |  | 939.1723 | -1.3668e-05 |  | 924.7891 | 0 |  | 939.1723 | 0 |  | 938.8773 | -0.00261 |  | 933.1353 | 0 |  | 939.1723 | -0.004023 |  | 939.1723 | -0.002467
[7 empty] | 925.0248 | 0 |  | 925.02 | 0 |  | 939.4144 | 0.001728 |  | 925.0248 | 0 |  | 939.4144 | -0.0022383 |  |  |  |  | 939.4144 | 0.00082623 |  |  |  |  | 939.1189 | 0.0033947 |  | 939.4144 | 0.00029006 |  | 939.4144 | 0.00033436 |  | 925.0248 | 0 |  | 939.4144 | 0.0001047 |  | 939.1189 | 0.00211 |  | 933.3755 | 0 |  | 939.4144 | 0.00015577 |  | 939.4144 | 0.0020988
[7 empty] | 925.2605 | 0 |  | 925.26 | 0 |  | 939.6565 | 0 |  | 925.2605 | 0 |  | 939.6565 | -0.002965 |  |  |  |  | 939.6566 | 0 |  |  |  |  | 939.3606 | -0.0024338 |  | 939.6565 | 0 |  | 939.6566 | 0.00029182 |  | 925.2605 | 0 |  | 939.6566 | 0 |  | 939.3606 | -0.00123 |  | 933.6157 | 0 |  | 939.6565 | -0.004591 |  | 939.6565 | -0.0007536
[7 empty] | 925.4962 | 0 |  | 925.5 | 0 |  | 939.8987 | 0.0019161 |  | 925.4962 | 0 |  | 939.8987 | 0.0010045 |  |  |  |  | 939.8987 | 0.00015118 |  |  |  |  | 939.6023 | 0.0053305 |  | 939.8987 | 0.0015697 |  | 939.8987 | 0.0009677 |  | 925.4962 | 0 |  | 939.8987 | 0.00017184 |  | 939.6023 | 0.00228 |  | 933.856 | 0 |  | 939.8987 | -0.0022868 |  | 939.8987 | 0.0028418
[7 empty] | 925.7319 | 0 |  | 925.73 | 0 |  | 940.1408 | 0 |  | 925.7319 | 0 |  | 940.1408 | -0.0075116 |  |  |  |  | 940.1408 | 0 |  |  |  |  | 939.8439 | -0.0044915 |  | 940.1408 | 0 |  | 940.1408 | 0.00048895 |  | 925.7319 | 0 |  | 940.1408 | 0 |  | 939.8439 | -0.0053 |  | 934.0961 | 0 |  | 940.1408 | -0.011672 |  | 940.1408 | -0.0055328
[7 empty] | 925.9677 | 0 |  | 925.97 | 0 |  | 940.383 | 0.0039343 |  | 925.9677 | 0 |  | 940.383 | -5.3824e-05 |  |  |  |  | 940.383 | 0.00113 |  |  |  |  | 940.0856 | -0.00087109 |  | 940.383 | 0.0029911 |  | 940.383 | 0.00079655 |  | 925.9677 | 0 |  | 940.383 | 0.00026927 |  | 940.0856 | 0.00323 |  | 934.3364 | 0 |  | 940.383 | 0.0017519 |  | 940.383 | 0.00024441
[7 empty] | 926.2034 | 0 |  | 926.2 | 0 |  | 940.6251 | 0 |  | 926.2034 | 0 |  | 940.6251 | -0.0056336 |  |  |  |  | 940.6251 | 0 |  |  |  |  | 940.3273 | -0.0014591 |  | 940.6251 | 0 |  | 940.6251 | 0.00038395 |  | 926.2034 | 0 |  | 940.6251 | 0 |  | 940.3273 | -0.00237 |  | 934.5766 | 0 |  | 940.6251 | -0.0061759 |  | 940.6251 | -0.0015737
[7 empty] | 926.4392 | 0 |  | 926.44 | 0 |  | 940.8673 | 0.00068755 |  | 926.4391 | 0 |  | 940.8673 | 0.0079472 |  |  |  |  | 940.8673 | 0.00343 |  |  |  |  | 940.569 | 0.0025511 |  | 940.8673 | 0.0047355 |  | 940.8673 | 0.00072647 |  | 926.4391 | 0 |  | 940.8673 | 0.00032897 |  | 940.569 | 0.00175 |  | 934.8168 | 0 |  | 940.8673 | 0.003898 |  | 940.8673 | 0.0058796
[7 empty] | 926.6749 | 0 |  | 926.67 | 0 |  | 941.1094 | 0 |  | 926.6749 | 0 |  | 941.1094 | -0.0072561 |  |  |  |  | 941.1094 | 0 |  |  |  |  | 940.8107 | -0.0053938 |  | 941.1094 | 0 |  | 941.1094 | 9.5878e-05 |  | 926.6749 | 0 |  | 941.1094 | 0 |  | 940.8107 | -0.00357 |  | 935.0571 | 0 |  | 941.1094 | -0.0077975 |  | 941.1094 | -0.0059898
[7 empty] | 926.9106 | 0 |  | 926.91 | 0 |  | 941.3516 | 0.0023477 |  | 926.9106 | 0 |  | 941.3516 | 4.2552e-05 |  |  |  |  | 941.3516 | 0.00183 |  |  |  |  | 941.0524 | 0.0010042 |  | 941.3516 | 0.0028708 |  | 941.3516 | 0.00091508 |  | 926.9106 | 0 |  | 941.3516 | 0.00036924 |  | 941.0524 | 0.00236 |  | 935.2974 | 0 |  | 941.3516 | -0.0013299 |  | 941.3516 | 0.0040014
[7 empty] | 927.1464 | 0 |  | 927.15 | 0 |  | 941.5938 | 0 |  | 927.1464 | 0 |  | 941.5938 | -0.0074278 |  |  |  |  | 941.5938 | 0 |  |  |  |  | 941.2941 | -0.0076819 |  | 941.5938 | 0 |  | 941.5938 | 0.00042269 |  | 927.1464 | 0 |  | 941.5938 | 0 |  | 941.2941 | -0.00336 |  | 935.5377 | 0 |  | 941.5938 | -0.0087576 |  | 941.5938 | -0.0029525
[7 empty] | 927.3821 | 0 |  | 927.38 | 0 |  | 941.836 | 0.0029131 |  | 927.3821 | 0 |  | 941.836 | 0.0015057 |  |  |  |  | 941.836 | 0.00254 |  |  |  |  | 941.5359 | -0.001533 |  | 941.836 | 0.0019727 |  | 941.836 | 0.00076651 |  | 927.3821 | 0 |  | 941.836 | 0.00042408 |  | 941.5359 | 0.00167 |  | 935.778 | 0 |  | 941.836 | 0.00081085 |  | 941.836 | 0.0029695
[7 empty] | 927.6179 | 0 |  | 927.62 | 0 |  | 942.0782 | 0 |  | 927.6179 | 0 |  | 942.0782 | -0.0055977 |  |  |  |  | 942.0782 | 0 |  |  |  |  | 941.7776 | -0.003726 |  | 942.0782 | 0 |  | 942.0782 | -0.0001488 |  | 927.6179 | 0 |  | 942.0782 | 0 |  | 941.7776 | -0.0028 |  | 936.0182 | 0 |  | 942.0782 | -0.0112 |  | 942.0782 | -0.0069311
[7 empty] | 927.8537 | 0 |  | 927.85 | 0 |  | 942.3204 | 0.0022798 |  | 927.8537 | 0 |  | 942.3204 | -0.0010984 |  |  |  |  | 942.3204 | 0.00050276 |  |  |  |  | 942.0193 | -0.0010188 |  | 942.3204 | 0.0010169 |  | 942.3204 | 9.2142e-05 |  | 927.8537 | 0 |  | 942.3204 | 0.00039894 |  | 942.0193 | -0.00023567 |  | 936.2585 | 0 |  | 942.3204 | -0.0027517 |  | 942.3204 | 0.0029127
[7 empty] | 928.0895 | 0 |  | 928.09 | 0 |  | 942.5626 | 0.0050719 |  | 928.0895 | 0 |  | 942.5626 | 0.0022188 |  |  |  |  | 942.5626 | 0.00029383 |  |  |  |  | 942.2611 | 0.0023314 |  | 942.5626 | 0.0023924 |  | 942.5626 | 0.00036884 |  | 928.0895 | 0 |  | 942.5626 | 0.00023628 |  | 942.2611 | 0.00119 |  | 936.4988 | 0 |  | 942.5626 | -0.0024197 |  | 942.5626 | 0.0027284
[7 empty] | 928.3253 | 0 |  | 928.33 | 0 |  | 942.8048 | 0 |  | 928.3253 | 0 |  | 942.8048 | -0.0095986 |  |  |  |  | 942.8048 | 0 |  |  |  |  | 942.5028 | -0.0046718 |  | 942.8048 | 0 |  | 942.8048 | -0.00011829 |  | 928.3253 | 0 |  | 942.8048 | 0 |  | 942.5028 | -0.00434 |  | 936.7391 | 0 |  | 942.8048 | -0.0041446 |  | 942.8048 | -0.0036482
[7 empty] | 928.5611 | 0 |  | 928.56 | 0 |  | 943.047 | 0.0034456 |  | 928.5611 | 0 |  | 943.047 | 0.0050237 |  |  |  |  | 943.0471 | 0.00236 |  |  |  |  | 942.7445 | 0.0027858 |  | 943.047 | 0.0026766 |  | 943.0471 | 0.00088697 |  | 928.5611 | 0 |  | 943.0471 | 0.00038811 |  | 942.7446 | 0.00243 |  | 936.9795 | 0 |  | 943.047 | 0.0011928 |  | 943.047 | 0.0032469
[7 empty] | 928.7969 | 0 |  | 928.8 | 0 |  | 943.2893 | 0 |  | 928.7969 | 0 |  | 943.2893 | -0.0051553 |  |  |  |  | 943.2893 | 0 |  |  |  |  | 942.9863 | -0.001528 |  | 943.2893 | 0 |  | 943.2892 | -0.00040363 |  | 928.7969 | 0 |  | 943.2893 | 0 |  | 942.9863 | -0.00295 |  | 937.2198 | 0 |  | 943.2893 | -0.0017507 |  | 943.2893 | -0.0039124
[7 empty] | 929.0326 | 0 |  | 929.03 | 0 |  | 943.5315 | 0.0032157 |  | 929.0327 | 0 |  | 943.5315 | 0.0011231 |  |  |  |  | 943.5315 | 0.00078468 |  |  |  |  | 943.2281 | 0.00066302 |  | 943.5315 | 0.0006775 |  | 943.5315 | 0.00041695 |  | 929.0327 | 0 |  | 943.5315 | 0.00045154 |  | 943.2281 | 0.00156 |  | 937.4601 | 0 |  | 943.5315 | 0.0022795 |  | 943.5315 | 0.00271
[7 empty] | 929.2685 | 0 |  | 929.27 | 0 |  | 943.7737 | 0 |  | 929.2685 | 0 |  | 943.7737 | -0.004121 |  |  |  |  | 943.7737 | 0 |  |  |  |  | 943.4698 | -0.0050399 |  | 943.7737 | 0 |  | 943.7737 | -5.4523e-05 |  | 929.2685 | 0 |  | 943.7737 | 0 |  | 943.4698 | -0.00149 |  | 937.7005 | 0 |  | 943.7737 | -0.0063031 |  | 943.7737 | -0.0042325
[7 empty] | 929.5043 | 0 |  | 929.5 | 0 |  | 944.016 | 0.0016214 |  | 929.5043 | 0 |  | 944.016 | 0.00098366 |  |  |  |  | 944.016 | 0.00088064 |  |  |  |  | 943.7116 | -0.0041917 |  | 944.016 | 0.00088975 |  | 944.016 | 0.00014887 |  | 929.5043 | 0 |  | 944.016 | 0.00037288 |  | 943.7116 | 0.00309 |  | 937.9409 | 0 |  | 944.016 | -0.00095672 |  | 944.016 | 0.0016905
[7 empty] | 929.7401 | 0 |  | 929.74 | 0 |  | 944.2582 | 0 |  | 929.7401 | 0 |  | 944.2582 | -0.0056159 |  |  |  |  | 944.2582 | 0 |  |  |  |  | 943.9534 | -0.0036302 |  | 944.2582 | 0 |  | 944.2582 | 0.00025567 |  | 929.7401 | 0 |  | 944.2582 | 0 |  | 943.9534 | -0.00343 |  | 938.1813 | 0 |  | 944.2582 | -0.0066641 |  | 944.2582 | -0.007557
[7 empty] | 929.976 | 0 |  | 929.98 | 0 |  | 944.5005 | 0.0042981 |  | 929.976 | 0 |  | 944.5005 | 0.001156 |  |  |  |  | 944.5005 | 0.00257 |  |  |  |  | 944.1952 | -0.0021276 |  | 944.5005 | 0.0017805 |  | 944.5005 | 0.00046777 |  | 929.976 | 0 |  | 944.5005 | 0.00036721 |  | 944.1952 | 0.00357 |  | 938.4216 | 0 |  | 944.5005 | 0.00060335 |  | 944.5005 | 0.0047013
[7 empty] | 930.2118 | 0 |  | 930.21 | 0 |  | 944.7428 | 0 |  | 930.2118 | 0 |  | 944.7428 | -7.7118e-05 |  |  |  |  | 944.7428 | 0.00122 |  |  |  |  | 944.4369 | 0.0013525 |  | 944.7428 | 0 |  | 944.7428 | -0.00071547 |  | 930.2118 | 0 |  | 944.7428 | 0 |  | 944.4369 | -0.00023464 |  | 938.662 | 0 |  | 944.7428 | 0.0044912 |  | 944.7428 | 0.0022927
[7 empty] | 930.4476 | 0 |  | 930.45 | 0 |  | 944.985 | 0.0044105 |  | 930.4476 | 0 |  | 944.985 | 0.0021034 |  |  |  |  | 944.9851 | 0.00167 |  |  |  |  | 944.6787 | 0.0054511 |  | 944.985 | 0.0026472 |  | 944.985 | 0.0010013 |  | 930.4476 | 0 |  | 944.9851 | 0.00029852 |  | 944.6787 | 0.00192 |  | 938.9025 | 0 |  | 944.985 | -0.00027974 |  | 944.985 | 0.0041559
[7 empty] | 930.6835 | 0 |  | 930.68 | 0 |  | 945.2273 | 0 |  | 930.6835 | 0 |  | 945.2273 | -0.0072655 |  |  |  |  | 945.2274 | 0 |  |  |  |  | 944.9205 | -0.009495 |  | 945.2273 | 0 |  | 945.2274 | -1.1536e-05 |  | 930.6835 | 0 |  | 945.2274 | 0 |  | 944.9205 | -0.00297 |  | 939.1429 | 0 |  | 945.2273 | -0.0062796 |  | 945.2273 | -0.004142
[7 empty] | 930.9194 | 0 |  | 930.92 | 0 |  | 945.4696 | 0.0030496 |  | 930.9194 | 0 |  | 945.4696 | 0.0041794 |  |  |  |  | 945.4696 | 0.00335 |  |  |  |  | 945.1623 | 0.0052138 |  | 945.4696 | 0.0028686 |  | 945.4696 | 0.00018538 |  | 930.9194 | 0 |  | 945.4696 | 0.00052925 |  | 945.1623 | 0.00236 |  | 939.3833 | 0 |  | 945.4696 | 0.0059106 |  | 945.4696 | 0.0066853
[7 empty] | 931.1552 | 0 |  | 931.16 | 0 |  | 945.7119 | 0 |  | 931.1552 | 0 |  | 945.7119 | -0.0032552 |  |  |  |  | 945.7119 | 0 |  |  |  |  | 945.4041 | -0.00024734 |  | 945.7119 | 0 |  | 945.7119 | -0.00020457 |  | 931.1552 | 0 |  | 945.7119 | 0 |  | 945.4041 | -0.00398 |  | 939.6237 | 0 |  | 945.7119 | -0.0080394 |  | 945.7119 | -0.003979
[7 empty] | 931.3911 | 0 |  | 931.39 | 0 |  | 945.9542 | 0.0019019 |  | 931.3911 | 0 |  | 945.9542 | 0.0028991 |  |  |  |  | 945.9542 | 0.00062641 |  |  |  |  | 945.646 | 0.0024227 |  | 945.9542 | 0.0021496 |  | 945.9542 | 0.00097955 |  | 931.3911 | 0 |  | 945.9542 | 0.00015835 |  | 945.646 | 0.00321 |  | 939.8641 | 0 |  | 945.9542 | -0.0032665 |  | 945.9542 | 0.0039996
[7 empty] | 931.6269 | 0 |  | 931.63 | 0 |  | 946.1965 | 0 |  | 931.627 | 0 |  | 946.1965 | -0.0071467 |  |  |  |  | 946.1965 | 0 |  |  |  |  | 945.8878 | -0.0052561 |  | 946.1965 | 0 |  | 946.1965 | 0.00052798 |  | 931.627 | 0 |  | 946.1965 | 0 |  | 945.8878 | -0.00295 |  | 940.1046 | 0 |  | 946.1965 | -0.011487 |  | 946.1965 | -0.0026538
[7 empty] | 931.8628 | 0 |  | 931.86 | 0 |  | 946.4388 | 0.0056212 |  | 931.8629 | 0 |  | 946.4388 | 0.0021849 |  |  |  |  | 946.4388 | 0.00262 |  |  |  |  | 946.1296 | 4.333e-05 |  | 946.4388 | 0.0024944 |  | 946.4388 | 0.00092672 |  | 931.8629 | 0 |  | 946.4388 | 0.00012485 |  | 946.1296 | 0.0016 |  | 940.345 | 0 |  | 946.4388 | 0.001771 |  | 946.4388 | 0.0039874
[7 empty] | 932.0987 | 0 |  | 932.1 | 0 |  | 946.6812 | 0 |  | 932.0988 | 0 |  | 946.6812 | -0.0056807 |  |  |  |  | 946.6812 | 0 |  |  |  |  | 946.3714 | -0.0078014 |  | 946.6812 | 0 |  | 946.6812 | -0.00035417 |  | 932.0988 | 0 |  | 946.6812 | 0 |  | 946.3714 | -0.00411 |  | 940.5855 | 0 |  | 946.6812 | -0.0049336 |  | 946.6812 | -0.0043024
[7 empty] | 932.3347 | 0 |  | 932.33 | 0 |  | 946.9235 | 0.0021546 |  | 932.3347 | 0 |  | 946.9235 | 0.0016077 |  |  |  |  | 946.9235 | 0.0028 |  |  |  |  | 946.6133 | 0.0046665 |  | 946.9235 | 0.00095994 |  | 946.9235 | 0.00091596 |  | 932.3347 | 0 |  | 946.9235 | 0.00023113 |  | 946.6133 | 0.00294 |  | 940.826 | 0 |  | 946.9235 | 0.0069688 |  | 946.9235 | 0.0054776
[7 empty] | 932.5706 | 0 |  | 932.57 | 0 |  | 947.1658 | 0 |  | 932.5706 | 0 |  | 947.1658 | -0.004125 |  |  |  |  | 947.1658 | 0 |  |  |  |  | 946.8551 | -0.0069898 |  | 947.1658 | 0 |  | 947.1658 | 5.7299e-05 |  | 932.5706 | 0 |  | 947.1658 | 0 |  | 946.8551 | -0.003 |  | 941.0665 | 0 |  | 947.1658 | -0.007094 |  | 947.1658 | -0.0027562
[7 empty] | 932.8065 | 0 |  | 932.81 | 0 |  | 947.4082 | 0.0028641 |  | 932.8065 | 0 |  | 947.4082 | 0.0035187 |  |  |  |  | 947.4082 | 0.00294 |  |  |  |  | 947.097 | 0.0033078 |  | 947.4082 | 0.0042924 |  | 947.4082 | 0.00094558 |  | 932.8065 | 0 |  | 947.4082 | 0.00035647 |  | 947.097 | 0.00632 |  | 941.3069 | 0 |  | 947.4082 | 0.002829 |  | 947.4082 | 0.0048914
[7 empty] | 933.0424 | 0 |  | 933.04 | 0 |  | 947.6505 | 0 |  | 933.0424 | 0 |  | 947.6505 | -0.0053531 |  |  |  |  | 947.6505 | 0 |  |  |  |  | 947.3388 | -0.007078 |  | 947.6505 | 0 |  | 947.6505 | -0.00071672 |  | 933.0424 | 0 |  | 947.6505 | 0 |  | 947.3388 | -0.00464 |  | 941.5475 | 0 |  | 947.6505 | -0.0044469 |  | 947.6505 | -0.001309
[7 empty] | 933.2783 | 0 |  | 933.28 | 0 |  | 947.8929 | 0 |  | 933.2783 | 0 |  | 947.8929 | 0.0012963 |  |  |  |  | 947.8929 | 0.00181 |  |  |  |  | 947.5807 | -0.0010526 |  | 947.8929 | 0.0015581 |  | 947.8929 | 0.0006096 |  | 933.2783 | 0 |  | 947.8929 | 0.00015087 |  | 947.5807 | 0.00405 |  | 941.788 | 0 |  | 947.8929 | 0.00089467 |  | 947.8929 | 0.002271
[7 empty] | 933.5142 | 0 |  | 933.51 | 0 |  | 948.1353 | 0 |  | 933.5142 | 0 |  | 948.1353 | -0.0068248 |  |  |  |  | 948.1353 | 0 |  |  |  |  | 947.8226 | -0.008273 |  | 948.1353 | 0 |  | 948.1353 | 0.00042964 |  | 933.5142 | 0 |  | 948.1353 | 0 |  | 947.8226 | -0.00109 |  | 942.0285 | 0 |  | 948.1353 | -0.0056776 |  | 948.1353 | -0.0039875
[7 empty] | 933.7501 | 0 |  | 933.75 | 0 |  | 948.3776 | 0.00057091 |  | 933.7501 | 0 |  | 948.3776 | 0.00076314 |  |  |  |  | 948.3776 | 0.00106 |  |  |  |  | 948.0644 | 0.0014383 |  | 948.3776 | 0.003043 |  | 948.3776 | 0.00043731 |  | 933.7501 | 0 |  | 948.3776 | 0.00028542 |  | 948.0644 | 0.0049 |  | 942.269 | 0 |  | 948.3776 | -0.00038482 |  | 948.3776 | 0.002625
[7 empty] | 933.9861 | 0 |  | 933.99 | 0 |  | 948.62 | 0 |  | 933.9861 | 0 |  | 948.62 | -0.0040144 |  |  |  |  | 948.62 | 0 |  |  |  |  | 948.3063 | -0.00092019 |  | 948.62 | 0 |  | 948.62 | -0.00037193 |  | 933.9861 | 0 |  | 948.62 | 0 |  | 948.3063 | -0.00581 |  | 942.5096 | 0 |  | 948.62 | -0.0057648 |  | 948.62 | -0.00060257
[7 empty] | 934.222 | 0 |  | 934.22 | 0 |  | 948.8624 | 0.0026015 |  | 934.222 | 0 |  | 948.8624 | 0.001978 |  |  |  |  | 948.8624 | 0.0035 |  |  |  |  | 948.5482 | 0.0015975 |  | 948.8624 | 0.0023545 |  | 948.8624 | 0.0006883 |  | 934.222 | 0 |  | 948.8624 | 0.00044873 |  | 948.5482 | 0.00381 |  | 942.7501 | 0 |  | 948.8624 | 0.0052415 |  | 948.8624 | 0.0048018
[7 empty] | 934.4579 | 0 |  | 934.46 | 0 |  | 949.1048 | 0.00050003 |  | 934.4579 | 0 |  | 949.1048 | -0.0031244 |  |  |  |  | 949.1048 | 0 |  |  |  |  | 948.7901 | -0.00059857 |  | 949.1048 | 0 |  | 949.1048 | -0.00023846 |  | 934.4579 | 0 |  | 949.1048 | 0 |  | 948.7901 | -0.00315 |  | 942.9907 | 0 |  | 949.1048 | -0.0017972 |  | 949.1048 | -0.0017649
[7 empty] | 934.6939 | 0 |  | 934.69 | 0 |  | 949.3472 | 0.0043708 |  | 934.6939 | 0 |  | 949.3472 | 0.0028425 |  |  |  |  | 949.3472 | 0.00256 |  |  |  |  | 949.032 | 0.0052964 |  | 949.3472 | 0.0041402 |  | 949.3472 | 0.00080897 |  | 934.6939 | 0 |  | 949.3472 | 6.7722e-05 |  | 949.032 | 0.00336 |  | 943.2313 | 0 |  | 949.3472 | 0.0063372 |  | 949.3472 | 0.0040102
[7 empty] | 934.9299 | 0 |  | 934.93 | 0 |  | 949.5896 | 0 |  | 934.9299 | 0 |  | 949.5896 | -0.0084784 |  |  |  |  | 949.5896 | 0 |  |  |  |  | 949.2739 | -0.0031432 |  | 949.5896 | 0 |  | 949.5896 | -0.00024484 |  | 934.9299 | 0 |  | 949.5896 | 0 |  | 949.2739 | -0.00304 |  | 943.4718 | 0 |  | 949.5896 | -0.0039953 |  | 949.5896 | -0.0040556
[7 empty] | 935.1658 | 0 |  | 935.17 | 0 |  | 949.832 | 0.0027051 |  | 935.1658 | 0 |  | 949.832 | 0.0024046 |  |  |  |  | 949.832 | 0.00208 |  |  |  |  | 949.5158 | 0.0017573 |  | 949.832 | 0.0019727 |  | 949.832 | 0.00062034 |  | 935.1658 | 0 |  | 949.832 | 0.00039348 |  | 949.5158 | 0.00386 |  | 943.7124 | 0 |  | 949.832 | 0.0032213 |  | 949.832 | 0.0047103
[7 empty] | 935.4018 | 0 |  | 935.4 | 0 |  | 950.0744 | 0 |  | 935.4018 | 0 |  | 950.0744 | -0.010588 |  |  |  |  | 950.0744 | 0 |  |  |  |  | 949.7577 | -0.0094577 |  | 950.0744 | 0 |  | 950.0744 | -6.865e-05 |  | 935.4018 | 0 |  | 950.0744 | 0 |  | 949.7577 | -0.00475 |  | 943.953 | 0 |  | 950.0744 | -0.015547 |  | 950.0744 | -0.0053243
[7 empty] | 935.6378 | 0 |  | 935.64 | 0 |  | 950.3168 | 0.003231 |  | 935.6378 | 0 |  | 950.3168 | 0.0030479 |  |  |  |  | 950.3168 | 8.3849e-05 |  |  |  |  | 949.9996 | 0.00094874 |  | 950.3168 | 0.0015264 |  | 950.3168 | 0.00083224 |  | 935.6378 | 0 |  | 950.3168 | 0.00013286 |  | 949.9996 | 0.00237 |  | 944.1936 | 0 |  | 950.3168 | -0.00086286 |  | 950.3168 | 0.0025308
[7 empty] | 935.8738 | 0 |  | 935.87 | 0 |  | 950.5593 | 0 |  | 935.8738 | 0 |  | 950.5593 | -0.0072615 |  |  |  |  | 950.5593 | 0 |  |  |  |  | 950.2415 | -0.006296 |  | 950.5593 | 0 |  | 950.5593 | 0.00051121 |  | 935.8738 | 0 |  | 950.5593 | 0 |  | 950.2415 | -0.00191 |  | 944.4342 | 0 |  | 950.5593 | -0.0066274 |  | 950.5593 | -0.0045238
[7 empty] | 936.1097 | 0 |  | 936.11 | 0 |  | 950.8017 | 0.0027752 |  | 936.1097 | 0 |  | 950.8017 | 0.0037082 |  |  |  |  | 950.8017 | 0.00197 |  |  |  |  | 950.4834 | 0.0033066 |  | 950.8017 | 0.0035416 |  | 950.8017 | 0.00060574 |  | 936.1097 | 0 |  | 950.8017 | 0.00026929 |  | 950.4834 | 0.00168 |  | 944.6748 | 0 |  | 950.8017 | 0.0016316 |  | 950.8017 | 0.002504
[7 empty] | 936.3458 | 0 |  | 936.35 | 0 |  | 951.0442 | 0 |  | 936.3458 | 0 |  | 951.0442 | -0.0050292 |  |  |  |  | 951.0442 | 0 |  |  |  |  | 950.7254 | -0.003484 |  | 951.0442 | 0 |  | 951.0442 | 0.00021117 |  | 936.3458 | 0 |  | 951.0442 | 0 |  | 950.7254 | -0.00138 |  | 944.9155 | 0 |  | 951.0442 | -0.0056133 |  | 951.0442 | -0.0032932
[7 empty] | 936.5818 | 0 |  | 936.58 | 0 |  | 951.2866 | 0.0026142 |  | 936.5818 | 0 |  | 951.2866 | 0.0041207 |  |  |  |  | 951.2866 | 0.00264 |  |  |  |  | 950.9673 | 0.0046517 |  | 951.2866 | 0.0046712 |  | 951.2866 | 0.00086514 |  | 936.5818 | 0 |  | 951.2866 | 0.00034621 |  | 950.9673 | 0.0025 |  | 945.1561 | 0 |  | 951.2866 | 0.0062644 |  | 951.2866 | 0.0046934
[7 empty] | 936.8178 | 0 |  | 936.82 | 0 |  | 951.5291 | 0 |  | 936.8178 | 0 |  | 951.5291 | -0.0081244 |  |  |  |  | 951.529 | 0 |  |  |  |  | 951.2093 | -0.0060264 |  | 951.5291 | 0 |  | 951.5291 | -0.00044342 |  | 936.8178 | 0 |  | 951.529 | 0 |  | 951.2093 | -0.00267 |  | 945.3967 | 0 |  | 951.5291 | -0.0077704 |  | 951.5291 | -0.0060684
[7 empty] | 937.0538 | 0 |  | 937.05 | 0 |  | 951.7715 | 0.0042702 |  | 937.0538 | 0 |  | 951.7715 | 0.0012556 |  |  |  |  | 951.7716 | 0.00167 |  |  |  |  | 951.4512 | 0.0024485 |  | 951.7715 | 0.005028 |  | 951.7715 | 0.00034642 |  | 937.0538 | 0 |  | 951.7716 | 0.00022193 |  | 951.4512 | 0.00365 |  | 945.6374 | 0 |  | 951.7715 | 0.0013414 |  | 951.7715 | 0.0052203
[7 empty] | 937.2899 | 0 |  | 937.29 | 0 |  | 952.014 | 0 |  | 937.2899 | 0 |  | 952.014 | -0.0060169 |  |  |  |  | 952.014 | 0 |  |  |  |  | 951.6932 | -0.0058617 |  | 952.014 | 0 |  | 952.014 | -0.00028453 |  | 937.2899 | 0 |  | 952.014 | 0 |  | 951.6932 | -0.00192 |  | 945.8781 | 0 |  | 952.014 | -0.0049552 |  | 952.014 | -0.00077797
[7 empty] | 937.5259 | 0 |  | 937.53 | 0 |  | 952.2565 | 0.0026137 |  | 937.5259 | 0 |  | 952.2565 | 0.0021203 |  |  |  |  | 952.2565 | 0.00185 |  |  |  |  | 951.9351 | 0.0036835 |  | 952.2565 | 0.0047352 |  | 952.2565 | 0.0011281 |  | 937.5259 | 0 |  | 952.2565 | 0.00023704 |  | 951.9351 | 0.00285 |  | 946.1187 | 0 |  | 952.2565 | -0.0019815 |  | 952.2565 | 0.0059522
[7 empty] | 937.7619 | 0 |  | 937.76 | 0 |  | 952.499 | 0 |  | 937.7619 | 0 |  | 952.499 | -0.011362 |  |  |  |  | 952.499 | 0 |  |  |  |  | 952.1771 | -9.7141e-06 |  | 952.499 | 0 |  | 952.499 | 0.00044265 |  | 937.7619 | 0 |  | 952.499 | 0 |  | 952.1771 | -0.00477 |  | 946.3594 | 0 |  | 952.499 | -0.012129 |  | 952.499 | -0.0070287
[7 empty] | 937.9979 | 0 |  | 938 | 0 |  | 952.7415 | 0.0025769 |  | 937.9979 | 0 |  | 952.7415 | 0.002175 |  |  |  |  | 952.7415 | 0.00159 |  |  |  |  | 952.4191 | -0.0009855 |  | 952.7415 | 0.0050132 |  | 952.7415 | 0.00097619 |  | 937.9979 | 0 |  | 952.7415 | 0.00021917 |  | 952.4191 | 0.00101 |  | 946.6001 | 0 |  | 952.7415 | 0.0026973 |  | 952.7415 | 0.0053598
[7 empty] | 938.234 | 0 |  | 938.23 | 0 |  | 952.984 | 0 |  | 938.234 | 0 |  | 952.984 | -0.0072182 |  |  |  |  | 952.984 | 0 |  |  |  |  | 952.661 | -0.0053334 |  | 952.984 | 0 |  | 952.9839 | 0.00012113 |  | 938.234 | 0 |  | 952.984 | 0 |  | 952.661 | -0.0043 |  | 946.8408 | 0 |  | 952.984 | -0.0089355 |  | 952.984 | -0.0064863
[7 empty] | 938.47 | 0 |  | 938.47 | 0 |  | 953.2265 | 0.003312 |  | 938.47 | 0 |  | 953.2265 | 2.1888e-05 |  |  |  |  | 953.2265 | 0.00218 |  |  |  |  | 952.903 | 0.0019108 |  | 953.2265 | 0.0016725 |  | 953.2265 | 0.00022351 |  | 938.47 | 0 |  | 953.2265 | 0.00024189 |  | 952.903 | 0.00285 |  | 947.0815 | 0 |  | 953.2265 | 0.00064479 |  | 953.2265 | 0.004063
[7 empty] | 938.7061 | 0 |  | 938.71 | 0 |  | 953.469 | 0 |  | 938.7061 | 0 |  | 953.469 | -0.0035699 |  |  |  |  | 953.469 | 0 |  |  |  |  | 953.145 | -0.0021376 |  | 953.469 | 0 |  | 953.469 | -0.00017331 |  | 938.7061 | 0 |  | 953.469 | 0 |  | 953.145 | -0.00061402 |  | 947.3223 | 0 |  | 953.469 | -0.0030886 |  | 953.469 | -0.0015989
[7 empty] | 938.9421 | 0 |  | 938.94 | 0 |  | 953.7115 | 0.0022619 |  | 938.9421 | 0 |  | 953.7115 | 0.0022575 |  |  |  |  | 953.7115 | 0.00149 |  |  |  |  | 953.387 | 0.0051419 |  | 953.7115 | 0.0035521 |  | 953.7115 | 0.00083549 |  | 938.9421 | 0 |  | 953.7115 | 0.00025894 |  | 953.387 | 0.00335 |  | 947.563 | 0 |  | 953.7115 | 0.0042023 |  | 953.7115 | 0.003012
[7 empty] | 939.1782 | 0 |  | 939.18 | 0 |  | 953.954 | 0 |  | 939.1782 | 0 |  | 953.954 | -0.0086188 |  |  |  |  | 953.954 | 0 |  |  |  |  | 953.629 | -0.0085713 |  | 953.954 | 0 |  | 953.954 | 0.00026709 |  | 939.1782 | 0 |  | 953.954 | 0 |  | 953.629 | -0.00538 |  | 947.8037 | 0 |  | 953.954 | -0.0052194 |  | 953.954 | -0.0042985
[7 empty] | 939.4143 | 0 |  | 939.41 | 0 |  | 954.1966 | 0.00028868 |  | 939.4143 | 0 |  | 954.1966 | -0.002525 |  |  |  |  | 954.1966 | 0.00102 |  |  |  |  | 953.871 | 0.00078403 |  | 954.1966 | 0.0018597 |  | 954.1966 | 0.00050047 |  | 939.4143 | 0 |  | 954.1966 | 0.00015892 |  | 953.871 | 0.00147 |  | 948.0444 | 0 |  | 954.1966 | -0.0010015 |  | 954.1966 | 0.0033045
[7 empty] | 939.6504 | 0 |  | 939.65 | 0 |  | 954.4391 | 0 |  | 939.6504 | 0 |  | 954.4391 | -0.0078659 |  |  |  |  | 954.4391 | 0 |  |  |  |  | 954.113 | -0.0076812 |  | 954.4391 | 0 |  | 954.4391 | 0.00047653 |  | 939.6504 | 0 |  | 954.4391 | 0 |  | 954.113 | -0.00507 |  | 948.2852 | 0 |  | 954.4391 | -0.0086077 |  | 954.4391 | -0.004291
[7 empty] | 939.8865 | 0 |  | 939.89 | 0 |  | 954.6817 | 0.0030085 |  | 939.8865 | 0 |  | 954.6817 | 0.0020726 |  |  |  |  | 954.6816 | 0.00209 |  |  |  |  | 954.355 | 0.0015442 |  | 954.6817 | 0.0022975 |  | 954.6816 | 0.00069206 |  | 939.8865 | 0 |  | 954.6816 | 0.0003403 |  | 954.355 | 0.00066926 |  | 948.526 | 0 |  | 954.6817 | 0.0042678 |  | 954.6817 | 0.0044132
[7 empty] | 940.1226 | 0 |  | 940.12 | 0 |  | 954.9242 | 0 |  | 940.1226 | 0 |  | 954.9242 | -0.0057921 |  |  |  |  | 954.9242 | 0 |  |  |  |  | 954.597 | -0.010239 |  | 954.9242 | 0 |  | 954.9242 | 0.00022671 |  | 940.1226 | 0 |  | 954.9242 | 0 |  | 954.597 | -0.00266 |  | 948.7668 | 0 |  | 954.9242 | -0.0070175 |  | 954.9242 | -0.005112
[7 empty] | 940.3587 | 0 |  | 940.36 | 0 |  | 955.1668 | 0.0028868 |  | 940.3587 | 0 |  | 955.1668 | 0.0004871 |  |  |  |  | 955.1667 | 0.00215 |  |  |  |  | 954.8391 | -0.0014313 |  | 955.1668 | 0.0023086 |  | 955.1667 | 0.001031 |  | 940.3587 | 0 |  | 955.1667 | 0.00030098 |  | 954.8391 | 0.00296 |  | 949.0076 | 0 |  | 955.1668 | -0.00062072 |  | 955.1668 | 0.0030754
[7 empty] | 940.5948 | 0 |  | 940.59 | 0 |  | 955.4093 | 0 |  | 940.5948 | 0 |  | 955.4093 | -0.0076188 |  |  |  |  | 955.4094 | 0 |  |  |  |  | 955.0811 | -0.0094853 |  | 955.4093 | 0 |  | 955.4094 | 0.00044137 |  | 940.5948 | 0 |  | 955.4094 | 0 |  | 955.0811 | -0.00389 |  | 949.2484 | 0 |  | 955.4093 | -0.0094569 |  | 955.4093 | -0.0043414
[7 empty] | 940.8309 | 0 |  | 940.83 | 0 |  | 955.6519 | 0.00057986 |  | 940.8309 | 0 |  | 955.6519 | -0.0017647 |  |  |  |  | 955.6519 | 0 |  |  |  |  | 955.3231 | -0.0017451 |  | 955.6519 | 0.0013018 |  | 955.6519 | 0.00044653 |  | 940.8309 | 0 |  | 955.6519 | 0.00036035 |  | 955.3231 | 0.00428 |  | 949.4891 | 0 |  | 955.6519 | -0.00028694 |  | 955.6519 | 0.0025207
[7 empty] | 941.067 | 0 |  | 941.07 | 0 |  | 955.8945 | 0 |  | 941.067 | 0 |  | 955.8945 | -0.0052317 |  |  |  |  | 955.8945 | 0 |  |  |  |  | 955.5652 | -0.0020336 |  | 955.8945 | 0 |  | 955.8945 | 0.00050579 |  | 941.067 | 0 |  | 955.8945 | 0 |  | 955.5652 | -0.00394 |  | 949.73 | 0 |  | 955.8945 | -0.0039829 |  | 955.8945 | -0.0044984
[7 empty] | 941.3032 | 0 |  | 941.3 | 0 |  | 956.1371 | 0.0018882 |  | 941.3032 | 0 |  | 956.1371 | 0.0027599 |  |  |  |  | 956.1371 | 0.00153 |  |  |  |  | 955.8072 | 0.0018337 |  | 956.1371 | 0.0039201 |  | 956.1371 | 3.6873e-05 |  | 941.3032 | 0 |  | 956.1371 | 0.00029204 |  | 955.8072 | 0.00224 |  | 949.9708 | 0 |  | 956.1371 | 0.0039721 |  | 956.1371 | 0.0018556
[7 empty] | 941.5393 | 0 |  | 941.54 | 0 |  | 956.3797 | 0 |  | 941.5393 | 0 |  | 956.3797 | -0.0041096 |  |  |  |  | 956.3797 | 0 |  |  |  |  | 956.0493 | -0.005487 |  | 956.3797 | 0 |  | 956.3797 | 2.6408e-05 |  | 941.5393 | 0 |  | 956.3797 | 0 |  | 956.0493 | -0.00397 |  | 950.2116 | 0 |  | 956.3797 | -0.0045825 |  | 956.3797 | -0.0044718
[7 empty] | 941.7754 | 0 |  | 941.78 | 0 |  | 956.6223 | 0.0022091 |  | 941.7755 | 0 |  | 956.6223 | 0.0029109 |  |  |  |  | 956.6223 | 0.00177 |  |  |  |  | 956.2913 | 0.0037075 |  | 956.6223 | 0.0017819 |  | 956.6223 | 0.00075953 |  | 941.7755 | 0 |  | 956.6223 | 0.00030359 |  | 956.2913 | 0.00474 |  | 950.4525 | 0 |  | 956.6223 | 0.0030975 |  | 956.6223 | 0.0055927
[7 empty] | 942.0116 | 0 |  | 942.01 | 0 |  | 956.8649 | 0 |  | 942.0116 | 0 |  | 956.8649 | -0.0074535 |  |  |  |  | 956.8649 | 0 |  |  |  |  | 956.5334 | -0.0045245 |  | 956.8649 | 0 |  | 956.8649 | -0.00015365 |  | 942.0116 | 0 |  | 956.8649 | 0 |  | 956.5334 | -0.00304 |  | 950.6933 | 0 |  | 956.8649 | -0.00783 |  | 956.8649 | -0.0048163
[7 empty] | 942.2477 | 0 |  | 942.25 | 0 |  | 957.1075 | 0.0038263 |  | 942.2477 | 0 |  | 957.1075 | 0.005372 |  |  |  |  | 957.1075 | 0.00497 |  |  |  |  | 956.7755 | 0.001863 |  | 957.1075 | 0.0065199 |  | 957.1075 | 0.00064461 |  | 942.2477 | 0 |  | 957.1075 | 0.00049967 |  | 956.7755 | 0.00577 |  | 950.9341 | 0 |  | 957.1075 | 0.01155 |  | 957.1075 | 0.0063191
[7 empty] | 942.4839 | 0 |  | 942.48 | 0 |  | 957.3501 | 0 |  | 942.4839 | 0 |  | 957.3501 | -0.0045103 |  |  |  |  | 957.3501 | 0 |  |  |  |  | 957.0175 | -0.0084429 |  | 957.3501 | 0 |  | 957.3501 | -0.0001372 |  | 942.4839 | 0 |  | 957.3501 | 0 |  | 957.0175 | -0.00316 |  | 951.175 | 0 |  | 957.3501 | -0.003175 |  | 957.3501 | -0.0037554
[7 empty] | 942.72 | 0 |  | 942.72 | 0 |  | 957.5927 | 0.0010826 |  | 942.72 | 0 |  | 957.5927 | 0.00080374 |  |  |  |  | 957.5927 | 0.00114 |  |  |  |  | 957.2596 | -0.00201 |  | 957.5927 | 0.0001472 |  | 957.5927 | 0.0010026 |  | 942.72 | 0 |  | 957.5927 | 0.00044344 |  | 957.2596 | 0.00192 |  | 951.4159 | 0 |  | 957.5927 | -0.0013013 |  | 957.5927 | 0.0025619
[7 empty] | 942.9562 | 0 |  | 942.96 | 0 |  | 957.8354 | 0 |  | 942.9562 | 0 |  | 957.8354 | -0.0092409 |  |  |  |  | 957.8354 | 0 |  |  |  |  | 957.5017 | -0.0022935 |  | 957.8354 | 0 |  | 957.8354 | -0.00024113 |  | 942.9562 | 0 |  | 957.8354 | 0 |  | 957.5017 | -0.00525 |  | 951.6568 | 0 |  | 957.8354 | -0.0088495 |  | 957.8354 | -0.0033865
[7 empty] | 943.1924 | 0 |  | 943.19 | 0 |  | 958.078 | 0.003649 |  | 943.1924 | 0 |  | 958.078 | 0.00068114 |  |  |  |  | 958.078 | 6.223e-05 |  |  |  |  | 957.7438 | 0.0010686 |  | 958.078 | 0.0042595 |  | 958.078 | 0.00032529 |  | 943.1924 | 0 |  | 958.078 | 0.00029345 |  | 957.7438 | 0.00218 |  | 951.8976 | 0 |  | 958.078 | -0.0016285 |  | 958.078 | 0.0023088
[7 empty] | 943.4286 | 0 |  | 943.43 | 0 |  | 958.3207 | 0 |  | 943.4286 | 0 |  | 958.3207 | -0.0048703 |  |  |  |  | 958.3207 | 0 |  |  |  |  | 957.9859 | -0.0057014 |  | 958.3207 | 0 |  | 958.3207 | 0.00078224 |  | 943.4286 | 0 |  | 958.3207 | 0 |  | 957.9859 | -0.00539 |  | 952.1385 | 0 |  | 958.3207 | -0.0054453 |  | 958.3207 | -0.0032538
[7 empty] | 943.6648 | 0 |  | 943.66 | 0 |  | 958.5633 | 0.0027312 |  | 943.6648 | 0 |  | 958.5633 | 0.0035959 |  |  |  |  | 958.5633 | 0.00152 |  |  |  |  | 958.228 | 0.0076117 |  | 958.5633 | 0.0042125 |  | 958.5633 | 0.00092063 |  | 943.6648 | 0 |  | 958.5633 | 0.00024595 |  | 958.228 | 0.0003923 |  | 952.3795 | 0 |  | 958.5633 | 0.00093235 |  | 958.5633 | 0.0031943
[7 empty] | 943.901 | 0 |  | 943.9 | 0 |  | 958.806 | 0 |  | 943.901 | 0 |  | 958.806 | -0.0030317 |  |  |  |  | 958.806 | 0 |  |  |  |  | 958.4701 | -0.0035734 |  | 958.806 | 0 |  | 958.806 | -2.5518e-05 |  | 943.901 | 0 |  | 958.806 | 0 |  | 958.4701 | -0.00301 |  | 952.6204 | 0 |  | 958.806 | -0.0029331 |  | 958.806 | -0.0044432
[7 empty] | 944.1372 | 0 |  | 944.14 | 0 |  | 959.0486 | 0.002397 |  | 944.1371 | 0 |  | 959.0486 | 0.0043364 |  |  |  |  | 959.0486 | 0.00331 |  |  |  |  | 958.7122 | 0.0093472 |  | 959.0486 | 0.0034746 |  | 959.0486 | 0.00053597 |  | 944.1371 | 0 |  | 959.0486 | 0.00044503 |  | 958.7122 | 0.00421 |  | 952.8613 | 0 |  | 959.0486 | 0.0047663 |  | 959.0486 | 0.0059052
[7 empty] | 944.3733 | 0 |  | 944.37 | 0 |  | 959.2913 | 0 |  | 944.3734 | 0 |  | 959.2913 | -0.0082659 |  |  |  |  | 959.2913 | 0 |  |  |  |  | 958.9543 | -0.00037851 |  | 959.2913 | 0 |  | 959.2913 | 0.00047283 |  | 944.3734 | 0 |  | 959.2913 | 0 |  | 958.9543 | -0.00292 |  | 953.1023 | 0 |  | 959.2913 | -0.0086685 |  | 959.2913 | -0.0068576
[7 empty] | 944.6096 | 0 |  | 944.61 | 0 |  | 959.534 | 0.004767 |  | 944.6096 | 0 |  | 959.534 | 0.0024621 |  |  |  |  | 959.534 | 0.00255 |  |  |  |  | 959.1964 | 0.0062406 |  | 959.534 | 0.0036738 |  | 959.534 | 0.00047395 |  | 944.6096 | 0 |  | 959.534 | 0.00039095 |  | 959.1964 | 0.00312 |  | 953.3432 | 0 |  | 959.534 | 0.0029792 |  | 959.534 | 0.0049349
[7 empty] | 944.8458 | 0 |  | 944.85 | 0 |  | 959.7767 | 0 |  | 944.8458 | 0 |  | 959.7767 | -0.0021025 |  |  |  |  | 959.7767 | 0 |  |  |  |  | 959.4386 | -0.0013783 |  | 959.7767 | 0 |  | 959.7767 | -8.0991e-05 |  | 944.8458 | 0 |  | 959.7767 | 0 |  | 959.4386 | -0.00283 |  | 953.5842 | 0 |  | 959.7767 | -0.0063194 |  | 959.7767 | -0.0025671
[7 empty] | 945.082 | 0 |  | 945.08 | 0 |  | 960.0194 | 0.0021187 |  | 945.082 | 0 |  | 960.0194 | 0.0038811 |  |  |  |  | 960.0194 | 0.00352 |  |  |  |  | 959.6807 | 0.0010398 |  | 960.0194 | 0.0030126 |  | 960.0193 | 0.00046557 |  | 945.082 | 0 |  | 960.0194 | 0.00042876 |  | 959.6807 | 0.00461 |  | 953.8251 | 0 |  | 960.0194 | 0.0035325 |  | 960.0194 | 0.0055671
[7 empty] | 945.3182 | 0 |  | 945.32 | 0 |  | 960.2621 | 0 |  | 945.3182 | 0 |  | 960.2621 | -0.003988 |  |  |  |  | 960.2621 | 0 |  |  |  |  | 959.9228 | 0.00025299 |  | 960.2621 | 0 |  | 960.2621 | -0.00011551 |  | 945.3182 | 0 |  | 960.2621 | 0 |  | 959.9228 | -0.00261 |  | 954.0661 | 0 |  | 960.2621 | -0.0020002 |  | 960.2621 | -0.0023293
[7 empty] | 945.5545 | 0 |  | 945.55 | 0 |  | 960.5048 | 0.0041468 |  | 945.5545 | 0 |  | 960.5048 | -0.0020243 |  |  |  |  | 960.5048 | 0.00062596 |  |  |  |  | 960.165 | 0.0043704 |  | 960.5048 | 0.0048038 |  | 960.5048 | 0.00097911 |  | 945.5545 | 0 |  | 960.5048 | 3.7804e-05 |  | 960.165 | 5.1035e-05 |  | 954.3071 | 0 |  | 960.5048 | -0.0027921 |  | 960.5048 | 0.0036902
[7 empty] | 945.7908 | 0 |  | 945.79 | 0 |  | 960.7475 | 0 |  | 945.7908 | 0 |  | 960.7475 | -0.0092815 |  |  |  |  | 960.7475 | 0 |  |  |  |  | 960.4071 | -0.0064884 |  | 960.7475 | 0 |  | 960.7475 | -0.00026646 |  | 945.7908 | 0 |  | 960.7475 | 0 |  | 960.4071 | -0.00476 |  | 954.5481 | 0 |  | 960.7475 | -0.013291 |  | 960.7475 | -0.0070101
[7 empty] | 946.027 | 0 |  | 946.03 | 0 |  | 960.9902 | 0.0039832 |  | 946.027 | 0 |  | 960.9902 | 0.0022465 |  |  |  |  | 960.9902 | 0.0021 |  |  |  |  | 960.6493 | 0.0015652 |  | 960.9902 | 0.0011807 |  | 960.9902 | 0.00038367 |  | 946.027 | 0 |  | 960.9902 | 0.00030101 |  | 960.6493 | 0.00252 |  | 954.7891 | 0 |  | 960.9902 | 0.000566 |  | 960.9902 | 0.0043332
[7 empty] | 946.2632 | 0 |  | 946.26 | 0 |  | 961.2329 | 0 |  | 946.2632 | 0 |  | 961.2329 | -0.0084315 |  |  |  |  | 961.2329 | 0 |  |  |  |  | 960.8914 | -0.0046936 |  | 961.2329 | 0 |  | 961.2329 | -4.4252e-05 |  | 946.2632 | 0 |  | 961.2329 | 0 |  | 960.8914 | -0.00272 |  | 955.0301 | 0 |  | 961.2329 | -0.00586 |  | 961.2329 | -0.006935
[7 empty] | 946.4995 | 0 |  | 946.5 | 0 |  | 961.4757 | 0.0012901 |  | 946.4995 | 0 |  | 961.4757 | 0.0065648 |  |  |  |  | 961.4756 | 0.00258 |  |  |  |  | 961.1336 | 0.0015107 |  | 961.4757 | 0.0051418 |  | 961.4756 | 0.00029273 |  | 946.4995 | 0 |  | 961.4756 | 0.00013236 |  | 961.1336 | 0.00373 |  | 955.2711 | 0 |  | 961.4757 | 0.00529 |  | 961.4757 | 0.0056141
[7 empty] | 946.7358 | 0 |  | 946.74 | 0 |  | 961.7184 | 0 |  | 946.7358 | 0 |  | 961.7184 | -0.0054083 |  |  |  |  | 961.7184 | 0 |  |  |  |  | 961.3758 | -0.0032391 |  | 961.7184 | 0 |  | 961.7184 | 0.00010253 |  | 946.7358 | 0 |  | 961.7184 | 0 |  | 961.3758 | -0.00169 |  | 955.5121 | 0 |  | 961.7184 | -0.0058413 |  | 961.7184 | -0.0011484
[7 empty] | 946.972 | 0 |  | 946.97 | 0 |  | 961.9612 | 0.0043331 |  | 946.972 | 0 |  | 961.9612 | 0.00097833 |  |  |  |  | 961.9612 | 0.00145 |  |  |  |  | 961.618 | 0.0051016 |  | 961.9612 | 0.00053851 |  | 961.9612 | 0.00070807 |  | 946.972 | 0 |  | 961.9612 | 0.00028821 |  | 961.618 | 0.00178 |  | 955.7532 | 0 |  | 961.9612 | 0.0054673 |  | 961.9612 | 0.0047193
[7 empty] | 947.2083 | 0 |  | 947.21 | 0 |  | 962.2039 | 0 |  | 947.2083 | 0 |  | 962.2039 | -0.0047986 |  |  |  |  | 962.2039 | 0 |  |  |  |  | 961.8601 | -0.0070482 |  | 962.2039 | 0 |  | 962.2039 | 0.00017551 |  | 947.2083 | 0 |  | 962.2039 | 0 |  | 961.8601 | -0.00191 |  | 955.9943 | 0 |  | 962.2039 | -0.0074564 |  | 962.2039 | -0.0025806
[7 empty] | 947.4446 | 0 |  | 947.44 | 0 |  | 962.4467 | 0.0052902 |  | 947.4446 | 0 |  | 962.4467 | 0.0045034 |  |  |  |  | 962.4467 | 0.00224 |  |  |  |  | 962.1023 | 0.0075572 |  | 962.4467 | 0.0030851 |  | 962.4467 | 0.00029463 |  | 947.4446 | 0 |  | 962.4467 | 0.00024003 |  | 962.1023 | 0.00418 |  | 956.2353 | 0 |  | 962.4467 | 0.0042795 |  | 962.4467 | 0.0063508
[7 empty] | 947.6809 | 0 |  | 947.68 | 0 |  | 962.6894 | 0 |  | 947.6809 | 0 |  | 962.6894 | -0.006387 |  |  |  |  | 962.6894 | 0 |  |  |  |  | 962.3445 | -0.0043321 |  | 962.6894 | 0 |  | 962.6895 | -0.0003835 |  | 947.6809 | 0 |  | 962.6894 | 0 |  | 962.3445 | -0.00519 |  | 956.4764 | 0 |  | 962.6894 | -0.0066526 |  | 962.6894 | -0.006187
[7 empty] | 947.9172 | 0 |  | 947.92 | 0 |  | 962.9322 | 0.0068231 |  | 947.9172 | 0 |  | 962.9322 | 0.0069026 |  |  |  |  | 962.9322 | 0.00343 |  |  |  |  | 962.5867 | 0.0051632 |  | 962.9322 | 0.0044026 |  | 962.9322 | 0.00070092 |  | 947.9172 | 0 |  | 962.9322 | 0.00046984 |  | 962.5867 | 0.00565 |  | 956.7175 | 0 |  | 962.9322 | 0.0041571 |  | 962.9322 | 0.0073597
[7 empty] | 948.1535 | 0 |  | 948.15 | 0 |  | 963.175 | 0 |  | 948.1535 | 0 |  | 963.175 | -0.0026475 |  |  |  |  | 963.175 | 0 |  |  |  |  | 962.8289 | -0.005551 |  | 963.175 | 0 |  | 963.175 | -0.00037625 |  | 948.1535 | 0 |  | 963.175 | 0 |  | 962.8289 | -0.00074458 |  | 956.9586 | 0 |  | 963.175 | -0.0038338 |  | 963.175 | -0.0025219
[7 empty] | 948.3898 | 0 |  | 948.39 | 0 |  | 963.4178 | 0.0039673 |  | 948.3898 | 0 |  | 963.4178 | 0.00085491 |  |  |  |  | 963.4178 | 0.00277 |  |  |  |  | 963.0711 | 0.0049912 |  | 963.4178 | 0.00097976 |  | 963.4178 | 0.00045086 |  | 948.3898 | 0 |  | 963.4178 | 0.00035468 |  | 963.0711 | 0.00444 |  | 957.1996 | 0 |  | 963.4178 | 0.0012733 |  | 963.4178 | 0.0029062
[7 empty] | 948.6262 | 0 |  | 948.63 | 0 |  | 963.6606 | 0 |  | 948.6262 | 0 |  | 963.6606 | -0.0066179 |  |  |  |  | 963.6606 | 0 |  |  |  |  | 963.3133 | -0.0072692 |  | 963.6606 | 0 |  | 963.6606 | -0.00037827 |  | 948.6262 | 0 |  | 963.6606 | 0 |  | 963.3133 | -0.00403 |  | 957.4407 | 0 |  | 963.6606 | -0.0068294 |  | 963.6606 | -0.0016197
[7 empty] | 948.8625 | 0 |  | 948.86 | 0 |  | 963.9034 | 0.0031708 |  | 948.8625 | 0 |  | 963.9034 | 0.0035275 |  |  |  |  | 963.9034 | 0.0031 |  |  |  |  | 963.5556 | 0.0066216 |  | 963.9034 | 0.0022377 |  | 963.9034 | 0.00075949 |  | 948.8625 | 0 |  | 963.9034 | 0.00029124 |  | 963.5556 | 0.00112 |  | 957.6818 | 0 |  | 963.9034 | 0.0021834 |  | 963.9034 | 0.0039919
[7 empty] | 949.0988 | 0 |  | 949.1 | 0 |  | 964.1462 | 0 |  | 949.0988 | 0 |  | 964.1462 | -0.0020077 |  |  |  |  | 964.1462 | 0 |  |  |  |  | 963.7978 | -0.004843 |  | 964.1462 | 0 |  | 964.1462 | -0.00034824 |  | 949.0988 | 0 |  | 964.1462 | 0 |  | 963.7978 | -0.00176 |  | 957.923 | 0 |  | 964.1462 | -0.0048305 |  | 964.1462 | -0.0037375
[7 empty] | 949.3351 | 0 |  | 949.34 | 0 |  | 964.389 | 0.0021371 |  | 949.3351 | 0 |  | 964.389 | 0.00095075 |  |  |  |  | 964.389 | 0.00153 |  |  |  |  | 964.04 | 0.0012244 |  | 964.389 | 0.0017448 |  | 964.389 | 0.00064166 |  | 949.3351 | 0 |  | 964.389 | 0.00033103 |  | 964.04 | 0.00173 |  | 958.1641 | 0 |  | 964.389 | -0.00093351 |  | 964.389 | -0.00041154
[7 empty] | 949.5715 | 0 |  | 949.57 | 0 |  | 964.6318 | 0 |  | 949.5715 | 0 |  | 964.6318 | -0.0057263 |  |  |  |  | 964.6318 | 0 |  |  |  |  | 964.2822 | -0.0060365 |  | 964.6318 | 0 |  | 964.6318 | -0.00043078 |  | 949.5715 | 0 |  | 964.6318 | 0 |  | 964.2822 | -0.0044 |  | 958.4052 | 0 |  | 964.6318 | -0.004303 |  | 964.6318 | -0.004052
[7 empty] | 949.8078 | 0 |  | 949.81 | 0 |  | 964.8746 | 0.002549 |  | 949.8078 | 0 |  | 964.8746 | 0.0013877 |  |  |  |  | 964.8746 | 0.00143 |  |  |  |  | 964.5245 | 0.0010741 |  | 964.8746 | 0.0018674 |  | 964.8746 | 0.00099296 |  | 949.8078 | 0 |  | 964.8746 | 0.00028481 |  | 964.5245 | 0.00395 |  | 958.6464 | 0 |  | 964.8746 | 0.00033195 |  | 964.8746 | 0.0046744
[7 empty] | 950.0441 | 0 |  | 950.04 | 0 |  | 965.1175 | 0 |  | 950.0441 | 0 |  | 965.1175 | -0.0016429 |  |  |  |  | 965.1174 | 0 |  |  |  |  | 964.7667 | -0.002778 |  | 965.1175 | 0 |  | 965.1174 | -0.0001136 |  | 950.0441 | 0 |  | 965.1174 | 0 |  | 964.7667 | -0.00316 |  | 958.8876 | 0 |  | 965.1175 | -0.003689 |  | 965.1175 | -0.0057153
[7 empty] | 950.2805 | 0 |  | 950.28 | 0 |  | 965.3603 | 0.001837 |  | 950.2805 | 0 |  | 965.3603 | 0.00045301 |  |  |  |  | 965.3603 | 0.00117 |  |  |  |  | 965.009 | 0.0014858 |  | 965.3603 | 0.0020882 |  | 965.3603 | 0.00049323 |  | 950.2805 | 0 |  | 965.3603 | 0.00031116 |  | 965.009 | 0.00066324 |  | 959.1287 | 0 |  | 965.3603 | 0.0010609 |  | 965.3603 | 0.0027082
[7 empty] | 950.5169 | 0 |  | 950.52 | 0 |  | 965.6031 | 0 |  | 950.5169 | 0 |  | 965.6031 | -0.0074839 |  |  |  |  | 965.6032 | 0 |  |  |  |  | 965.2512 | -0.0044949 |  | 965.6031 | 0 |  | 965.6031 | -0.00035886 |  | 950.5169 | 0 |  | 965.6032 | 0 |  | 965.2512 | -0.00295 |  | 959.3699 | 0 |  | 965.6031 | -0.0030864 |  | 965.6031 | -0.0051123
[7 empty] | 950.7532 | 0 |  | 950.75 | 0 |  | 965.846 | 0.0026066 |  | 950.7532 | 0 |  | 965.846 | 0.00054343 |  |  |  |  | 965.846 | 0.00177 |  |  |  |  | 965.4935 | 0.0019819 |  | 965.846 | 0.00030939 |  | 965.846 | 0.0013323 |  | 950.7532 | 0 |  | 965.846 | 0.00048447 |  | 965.4935 | 0.00045554 |  | 959.6111 | 0 |  | 965.846 | 0.00056374 |  | 965.846 | 0.0049739
[7 empty] | 950.9896 | 0 |  | 950.99 | 0 |  | 966.0888 | 0 |  | 950.9896 | 0 |  | 966.0888 | -0.011866 |  |  |  |  | 966.0889 | 0 |  |  |  |  | 965.7358 | -0.008964 |  | 966.0888 | 0 |  | 966.0889 | 0.00011037 |  | 950.9896 | 0 |  | 966.0889 | 0 |  | 965.7358 | -0.00419 |  | 959.8523 | 0 |  | 966.0888 | -0.013528 |  | 966.0888 | -0.0062907
[7 empty] | 951.226 | 0 |  | 951.23 | 0 |  | 966.3317 | 0.0045413 |  | 951.226 | 0 |  | 966.3317 | 0.0048833 |  |  |  |  | 966.3317 | 0.00179 |  |  |  |  | 965.978 | -0.0038327 |  | 966.3317 | 0.0012483 |  | 966.3317 | 0.000368 |  | 951.226 | 0 |  | 966.3317 | 0.00021242 |  | 965.978 | 0.0033 |  | 960.0934 | 0 |  | 966.3317 | 0.0031069 |  | 966.3317 | 0.0089069
[7 empty] | 951.4624 | 0 |  | 951.46 | 0 |  | 966.5746 | 0 |  | 951.4624 | 0 |  | 966.5746 | -0.0073147 |  |  |  |  | 966.5746 | 0 |  |  |  |  | 966.2203 | -0.0080005 |  | 966.5746 | 0 |  | 966.5746 | 0.00049239 |  | 951.4624 | 0 |  | 966.5746 | 0 |  | 966.2203 | -0.0036 |  | 960.3347 | 0 |  | 966.5746 | -0.010335 |  | 966.5746 | -0.0071687
[7 empty] | 951.6988 | 0 |  | 951.7 | 0 |  | 966.8175 | 0.0015762 |  | 951.6988 | 0 |  | 966.8175 | 0.0013992 |  |  |  |  | 966.8174 | 0.0008296 |  |  |  |  | 966.4626 | -0.00044832 |  | 966.8175 | 0.0039047 |  | 966.8174 | 0.00082739 |  | 951.6988 | 0 |  | 966.8174 | 0.00042182 |  | 966.4626 | 0.00194 |  | 960.5759 | 0 |  | 966.8175 | 0.0021973 |  | 966.8175 | 0.0058403
[7 empty] | 951.9352 | 0 |  | 951.94 | 0 |  | 967.0603 | 0 |  | 951.9352 | 0 |  | 967.0603 | -0.0085168 |  |  |  |  | 967.0604 | 0 |  |  |  |  | 966.7049 | -0.0091417 |  | 967.0603 | 0 |  | 967.0604 | -7.3559e-05 |  | 951.9352 | 0 |  | 967.0604 | 0 |  | 966.7049 | -0.003 |  | 960.8171 | 0 |  | 967.0603 | -0.0075856 |  | 967.0603 | -0.003273
[7 empty] | 952.1716 | 0 |  | 952.17 | 0 |  | 967.3032 | 0.0036806 |  | 952.1716 | 0 |  | 967.3032 | 0.0026235 |  |  |  |  | 967.3032 | 0.00202 |  |  |  |  | 966.9472 | -0.00088981 |  | 967.3032 | 0.0033959 |  | 967.3032 | 0.00026213 |  | 952.1716 | 0 |  | 967.3032 | 0.00036615 |  | 966.9472 | 0.00288 |  | 961.0583 | 0 |  | 967.3032 | 6.1847e-05 |  | 967.3032 | 0.0051038
[7 empty] | 952.408 | 0 |  | 952.41 | 0 |  | 967.5461 | 0 |  | 952.408 | 0 |  | 967.5461 | -0.0052314 |  |  |  |  | 967.5461 | 0 |  |  |  |  | 967.1895 | -0.004229 |  | 967.5461 | 0 |  | 967.5461 | -2.8709e-05 |  | 952.408 | 0 |  | 967.5461 | 0 |  | 967.1895 | -0.00249 |  | 961.2996 | 0 |  | 967.5461 | -0.0032118 |  | 967.5461 | -0.0039193
[7 empty] | 952.6444 | 0 |  | 952.64 | 0 |  | 967.789 | 0.0033301 |  | 952.6444 | 0 |  | 967.789 | 0.0055057 |  |  |  |  | 967.7891 | 0.00229 |  |  |  |  | 967.4318 | 0.0046014 |  | 967.789 | 0.005738 |  | 967.7891 | 0.00084405 |  | 952.6444 | 0 |  | 967.7891 | 0.00039855 |  | 967.4318 | 0.00721 |  | 961.5409 | 0 |  | 967.789 | 0.0048892 |  | 967.789 | 0.0042675
[7 empty] | 952.8809 | 0 |  | 952.88 | 0 |  | 968.0319 | 0 |  | 952.8809 | 0 |  | 968.0319 | -0.0087611 |  |  |  |  | 968.0319 | 0 |  |  |  |  | 967.6741 | -0.0044591 |  | 968.0319 | 0 |  | 968.0319 | 0.00030005 |  | 952.8809 | 0 |  | 968.0319 | 0 |  | 967.6741 | -0.00309 |  | 961.7822 | 0 |  | 968.0319 | -0.010987 |  | 968.0319 | -0.0044041
[7 empty] | 953.1173 | 0 |  | 953.12 | 0 |  | 968.2749 | 0.0019645 |  | 953.1172 | 0 |  | 968.2749 | 0.00021505 |  |  |  |  | 968.2748 | 0.00090424 |  |  |  |  | 967.9164 | 0.00026644 |  | 968.2749 | 0.0032361 |  | 968.2748 | 0.00032193 |  | 953.1172 | 0 |  | 968.2748 | 0.0002575 |  | 967.9164 | 0.00059049 |  | 962.0234 | 0 |  | 968.2749 | 0.00013106 |  | 968.2749 | 0.0048827
[7 empty] | 953.3537 | 0 |  | 953.35 | 0 |  | 968.5178 | 0 |  | 953.3537 | 0 |  | 968.5178 | -0.0026526 |  |  |  |  | 968.5178 | 0 |  |  |  |  | 968.1587 | -0.002447 |  | 968.5178 | 0 |  | 968.5178 | -0.00033913 |  | 953.3537 | 0 |  | 968.5178 | 0 |  | 968.1587 | -0.00259 |  | 962.2647 | 0 |  | 968.5178 | -0.0024632 |  | 968.5178 | -0.0027672
[7 empty] | 953.5901 | 0 |  | 953.59 | 0 |  | 968.7607 | 0.0019851 |  | 953.5901 | 0 |  | 968.7607 | 0.0024758 |  |  |  |  | 968.7607 | 0.00077456 |  |  |  |  | 968.401 | -0.0016464 |  | 968.7607 | 0 |  | 968.7607 | 1.2108e-05 |  | 953.5901 | 0 |  | 968.7607 | 0.00040273 |  | 968.401 | 0.00378 |  | 962.506 | 0 |  | 968.7607 | 0.0027287 |  | 968.7607 | 0.0011822
[7 empty] | 953.8266 | 0 |  | 953.83 | 0 |  | 969.0036 | 0 |  | 953.8266 | 0 |  | 969.0036 | -0.0054099 |  |  |  |  | 969.0037 | 0 |  |  |  |  | 968.6434 | -0.0036484 |  | 969.0036 | 0 |  | 969.0037 | -0.00015638 |  | 953.8266 | 0 |  | 969.0037 | 0 |  | 968.6434 | -0.0024 |  | 962.7473 | 0 |  | 969.0036 | -0.0064527 |  | 969.0036 | -0.0050961
[7 empty] | 954.063 | 0 |  | 954.06 | 0 |  | 969.2466 | 0.0031833 |  | 954.063 | 0 |  | 969.2466 | 0.0040962 |  |  |  |  | 969.2466 | 0.00326 |  |  |  |  | 968.8857 | -0.00081692 |  | 969.2466 | 0.0039772 |  | 969.2466 | 0.00053228 |  | 954.063 | 0 |  | 969.2466 | 0.00067004 |  | 968.8857 | 0.00266 |  | 962.9886 | 0 |  | 969.2466 | 0.0014654 |  | 969.2466 | 0.0024318
[7 empty] | 954.2995 | 0 |  | 954.3 | 0 |  | 969.4895 | 0 |  | 954.2995 | 0 |  | 969.4895 | -0.0048321 |  |  |  |  | 969.4896 | 0 |  |  |  |  | 969.128 | -0.0024081 |  | 969.4895 | 0 |  | 969.4896 | 0.00029614 |  | 954.2995 | 0 |  | 969.4896 | 0 |  | 969.128 | -0.00445 |  | 963.2299 | 0 |  | 969.4895 | -0.010047 |  | 969.4895 | -0.006579
[7 empty] | 954.536 | 0 |  | 954.54 | 0 |  | 969.7325 | 0.0031244 |  | 954.536 | 0 |  | 969.7325 | 0.0022386 |  |  |  |  | 969.7325 | 0.00124 |  |  |  |  | 969.3704 | 0.0018395 |  | 969.7325 | 0.0036385 |  | 969.7325 | 0.00095461 |  | 954.536 | 0 |  | 969.7325 | 0.00027204 |  | 969.3704 | 0.00332 |  | 963.4713 | 0 |  | 969.7325 | -0.0012876 |  | 969.7325 | 0.0018792
[7 empty] | 954.7725 | 0 |  | 954.77 | 0 |  | 969.9755 | 0 |  | 954.7725 | 0 |  | 969.9755 | -0.0024975 |  |  |  |  | 969.9755 | 0 |  |  |  |  | 969.6127 | -0.0039163 |  | 969.9755 | 0 |  | 969.9755 | 0.00011696 |  | 954.7725 | 0 |  | 969.9755 | 0 |  | 969.6127 | -0.00364 |  | 963.7126 | 0 |  | 969.9755 | -0.0054368 |  | 969.9755 | -0.0037902
[7 empty] | 955.0089 | 0 |  | 955.01 | 0 |  | 970.2184 | 0.0017576 |  | 955.0089 | 0 |  | 970.2184 | -0.00067489 |  |  |  |  | 970.2184 | 0.00098537 |  |  |  |  | 969.8551 | -0.00012269 |  | 970.2184 | 0.0030657 |  | 970.2184 | 0.00086293 |  | 955.0089 | 0 |  | 970.2184 | 0.00029922 |  | 969.8551 | 0.00365 |  | 963.954 | 0 |  | 970.2184 | -0.00092492 |  | 970.2184 | 0.0039519
[7 empty] | 955.2454 | 0 |  | 955.25 | 0 |  | 970.4614 | 0 |  | 955.2454 | 0 |  | 970.4614 | -0.0053273 |  |  |  |  | 970.4614 | 0 |  |  |  |  | 970.0974 | -0.0046117 |  | 970.4614 | 0 |  | 970.4614 | -0.00033843 |  | 955.2454 | 0 |  | 970.4614 | 0 |  | 970.0974 | -0.00199 |  | 964.1953 | 0 |  | 970.4614 | -0.0074984 |  | 970.4614 | -0.0034768
[7 empty] | 955.4819 | 0 |  | 955.48 | 0 |  | 970.7044 | 0.0032319 |  | 955.4819 | 0 |  | 970.7044 | 0.0018736 |  |  |  |  | 970.7044 | 0.00186 |  |  |  |  | 970.3398 | -9.4035e-05 |  | 970.7044 | 0.0034603 |  | 970.7044 | 0.00082735 |  | 955.4819 | 0 |  | 970.7044 | 0.00023732 |  | 970.3398 | 0.00070225 |  | 964.4367 | 0 |  | 970.7044 | 1.0091e-05 |  | 970.7044 | 0.0050613
[7 empty] | 955.7184 | 0 |  | 955.72 | 0 |  | 970.9474 | 0 |  | 955.7184 | 0 |  | 970.9474 | -0.0064062 |  |  |  |  | 970.9474 | 0 |  |  |  |  | 970.5822 | -0.00035015 |  | 970.9474 | 0 |  | 970.9474 | 0.00028143 |  | 955.7184 | 0 |  | 970.9474 | 0 |  | 970.5822 | -0.00539 |  | 964.678 | 0 |  | 970.9474 | -0.0056154 |  | 970.9474 | -0.0044082
[7 empty] | 955.9549 | 0 |  | 955.95 | 0 |  | 971.1904 | 0.0041302 |  | 955.9549 | 0 |  | 971.1904 | 0.0016902 |  |  |  |  | 971.1904 | 0.00182 |  |  |  |  | 970.8246 | 0.0035153 |  | 971.1904 | 0.0011152 |  | 971.1904 | 0.00044901 |  | 955.9549 | 0 |  | 971.1904 | 0.00036426 |  | 970.8246 | 0.00168 |  | 964.9194 | 0 |  | 971.1904 | 0.0012153 |  | 971.1904 | 0.0047507
[7 empty] | 956.1914 | 0 |  | 956.19 | 0 |  | 971.4334 | 0 |  | 956.1914 | 0 |  | 971.4334 | -0.0073502 |  |  |  |  | 971.4334 | 0 |  |  |  |  | 971.0669 | -0.0041462 |  | 971.4334 | 0 |  | 971.4333 | -0.00029866 |  | 956.1914 | 0 |  | 971.4334 | 0 |  | 971.0669 | -0.00591 |  | 965.1608 | 0 |  | 971.4334 | -0.0043829 |  | 971.4334 | -0.0057328
[7 empty] | 956.4279 | 0 |  | 956.43 | 0 |  | 971.6764 | 0.0027159 |  | 956.4279 | 0 |  | 971.6764 | 0.0018017 |  |  |  |  | 971.6764 | 0.00044823 |  |  |  |  | 971.3093 | 0.001938 |  | 971.6764 | 0.00050479 |  | 971.6764 | 0.00023756 |  | 956.4279 | 0 |  | 971.6764 | 0.00042395 |  | 971.3093 | 0.00449 |  | 965.4022 | 0 |  | 971.6764 | -0.0025871 |  | 971.6764 | 0.0031837
[7 empty] | 956.6644 | 0 |  | 956.66 | 0 |  | 971.9194 | 0 |  | 956.6644 | 0 |  | 971.9194 | -0.0054971 |  |  |  |  | 971.9194 | 0 |  |  |  |  | 971.5517 | -0.0043581 |  | 971.9194 | 0 |  | 971.9194 | 7.9656e-05 |  | 956.6644 | 0 |  | 971.9194 | 0 |  | 971.5517 | -0.00313 |  | 965.6436 | 0 |  | 971.9194 | -0.0067946 |  | 971.9194 | -0.0014969
[7 empty] | 956.9009 | 0 |  | 956.9 | 0 |  | 972.1624 | 0.0062378 |  | 956.9009 | 0 |  | 972.1624 | 0.0010715 |  |  |  |  | 972.1624 | 0.00315 |  |  |  |  | 971.7941 | 0.00412 |  | 972.1624 | 0.0025292 |  | 972.1624 | 0.00044397 |  | 956.9009 | 0 |  | 972.1624 | 0.00030242 |  | 971.7941 | 0.00158 |  | 965.8851 | 0 |  | 972.1624 | 0.0040094 |  | 972.1624 | 0.0038715
[7 empty] | 957.1375 | 0 |  | 957.14 | 0 |  | 972.4054 | 0 |  | 957.1375 | 0 |  | 972.4054 | -0.0068333 |  |  |  |  | 972.4055 | 0 |  |  |  |  | 972.0365 | 0.00022064 |  | 972.4054 | 0 |  | 972.4055 | 0.00028066 |  | 957.1375 | 0 |  | 972.4055 | 0 |  | 972.0365 | -0.00319 |  | 966.1265 | 0 |  | 972.4054 | -0.0089449 |  | 972.4054 | -0.0078049
[7 empty] | 957.374 | 0 |  | 957.37 | 0 |  | 972.6485 | 0.00023557 |  | 957.374 | 0 |  | 972.6485 | 0.00039079 |  |  |  |  | 972.6484 | 0.00276 |  |  |  |  | 972.2789 | 0.0049271 |  | 972.6485 | 0.0017686 |  | 972.6484 | 0.00026989 |  | 957.374 | 0 |  | 972.6484 | 0.00044982 |  | 972.2789 | 0.00348 |  | 966.3679 | 0 |  | 972.6485 | -0.00074176 |  | 972.6485 | 0.006293
[7 empty] | 957.6106 | 0 |  | 957.61 | 0 |  | 972.8915 | 0 |  | 957.6106 | 0 |  | 972.8915 | -0.0071355 |  |  |  |  | 972.8915 | 0 |  |  |  |  | 972.5213 | -0.0083994 |  | 972.8915 | 0 |  | 972.8915 | 0.00010229 |  | 957.6106 | 0 |  | 972.8915 | 0 |  | 972.5213 | -0.00376 |  | 966.6094 | 0 |  | 972.8915 | -0.01087 |  | 972.8915 | -0.00575
[7 empty] | 957.8471 | 0 |  | 957.85 | 0 |  | 973.1346 | 0.0029493 |  | 957.8471 | 0 |  | 973.1346 | 0.0027209 |  |  |  |  | 973.1346 | 0.00195 |  |  |  |  | 972.7637 | 0.0051445 |  | 973.1346 | 0.0035183 |  | 973.1346 | 0.0010177 |  | 957.8471 | 0 |  | 973.1346 | 0.00021049 |  | 972.7637 | 0.003 |  | 966.8508 | 0 |  | 973.1346 | 0.0040612 |  | 973.1346 | 0.0053596
[7 empty] | 958.0837 | 0 |  | 958.08 | 0 |  | 973.3776 | 0 |  | 958.0837 | 0 |  | 973.3776 | -0.0075677 |  |  |  |  | 973.3776 | 0 |  |  |  |  | 973.0062 | -0.0055325 |  | 973.3776 | 0 |  | 973.3776 | -0.0004427 |  | 958.0837 | 0 |  | 973.3776 | 0 |  | 973.0062 | -0.00539 |  | 967.0923 | 0 |  | 973.3776 | -0.01334 |  | 973.3776 | -0.0078769
[7 empty] | 958.3202 | 0 |  | 958.32 | 0 |  | 973.6207 | 0.0035994 |  | 958.3203 | 0 |  | 973.6207 | 7.6992e-05 |  |  |  |  | 973.6207 | 0.00050017 |  |  |  |  | 973.2486 | 0.0032089 |  | 973.6207 | 0.0014953 |  | 973.6207 | 0.0012919 |  | 958.3203 | 0 |  | 973.6207 | 0.00034846 |  | 973.2486 | 0.003 |  | 967.3338 | 0 |  | 973.6207 | 0.0016867 |  | 973.6207 | 0.0020416
[7 empty] | 958.5568 | 0 |  | 958.56 | 0 |  | 973.8637 | 0 |  | 958.5568 | 0 |  | 973.8637 | -0.0095177 |  |  |  |  | 973.8637 | 0 |  |  |  |  | 973.491 | -0.0078398 |  | 973.8637 | 0 |  | 973.8637 | -6.1017e-05 |  | 958.5568 | 0 |  | 973.8637 | 0 |  | 973.491 | -0.00377 |  | 967.5753 | 0 |  | 973.8637 | -0.0084956 |  | 973.8637 | -0.0047697
[7 empty] | 958.7934 | 0 |  | 958.79 | 0 |  | 974.1068 | 0.0022394 |  | 958.7934 | 0 |  | 974.1068 | 0.0045552 |  |  |  |  | 974.1068 | 0.00424 |  |  |  |  | 973.7335 | 0.0030265 |  | 974.1068 | 0.0045669 |  | 974.1068 | 0.00057667 |  | 958.7934 | 0 |  | 974.1068 | 0.00043885 |  | 973.7335 | 0.00286 |  | 967.8168 | 0 |  | 974.1068 | 0.011603 |  | 974.1068 | 0.0055441
[7 empty] | 959.03 | 0 |  | 959.03 | 0 |  | 974.3499 | 0 |  | 959.03 | 0 |  | 974.3499 | -0.0044112 |  |  |  |  | 974.3498 | 0 |  |  |  |  | 973.9759 | -0.0013862 |  | 974.3499 | 0 |  | 974.3499 | -8.2351e-05 |  | 959.03 | 0 |  | 974.3498 | 0 |  | 973.9759 | -0.00591 |  | 968.0583 | 0 |  | 974.3499 | -0.0015092 |  | 974.3499 | -0.0034603
[7 empty] | 959.2665 | 0 |  | 959.27 | 0 |  | 974.593 | 0.0021214 |  | 959.2665 | 0 |  | 974.593 | 0.0030547 |  |  |  |  | 974.593 | 0.00076591 |  |  |  |  | 974.2183 | 0.0069534 |  | 974.593 | 0.0011202 |  | 974.593 | 0.00050747 |  | 959.2665 | 0 |  | 974.593 | 0.000388 |  | 974.2183 | 0.00157 |  | 968.2998 | 0 |  | 974.593 | -0.0019717 |  | 974.593 | 0.0066391
[7 empty] | 959.5031 | 0 |  | 959.5 | 0 |  | 974.8361 | 0 |  | 959.5031 | 0 |  | 974.8361 | -0.0070776 |  |  |  |  | 974.8361 | 0 |  |  |  |  | 974.4608 | -0.0054077 |  | 974.8361 | 0 |  | 974.8361 | -0.00016994 |  | 959.5031 | 0 |  | 974.8361 | 0 |  | 974.4608 | -0.00365 |  | 968.5413 | 0 |  | 974.8361 | -0.0042436 |  | 974.8361 | -0.0038139
[7 empty] | 959.7397 | 0 |  | 959.74 | 0 |  | 975.0792 | 0.0025424 |  | 959.7397 | 0 |  | 975.0792 | 0.00127 |  |  |  |  | 975.0792 | 0.00313 |  |  |  |  | 974.7033 | 0.00086759 |  | 975.0792 | 0.0024865 |  | 975.0792 | 0.00074383 |  | 959.7397 | 0 |  | 975.0792 | 0.00021596 |  | 974.7033 | 0.00125 |  | 968.7828 | 0 |  | 975.0792 | 0.0023873 |  | 975.0792 | 0.0064819
[7 empty] | 959.9763 | 0 |  | 959.98 | 0 |  | 975.3223 | 0 |  | 959.9763 | 0 |  | 975.3223 | -0.0091024 |  |  |  |  | 975.3223 | 0 |  |  |  |  | 974.9457 | -0.0027082 |  | 975.3223 | 0 |  | 975.3223 | 0.00057319 |  | 959.9763 | 0 |  | 975.3223 | 0 |  | 974.9457 | -0.00346 |  | 969.0244 | 0 |  | 975.3223 | -0.010129 |  | 975.3223 | -0.0068696
[7 empty] | 960.2129 | 0 |  | 960.21 | 0 |  | 975.5654 | 0.0049658 |  | 960.213 | 0 |  | 975.5654 | 0.0041833 |  |  |  |  | 975.5654 | 0.00129 |  |  |  |  | 975.1882 | 0.0071855 |  | 975.5654 | 0.0022195 |  | 975.5654 | 0.00049561 |  | 960.213 | 0 |  | 975.5654 | 0.00034565 |  | 975.1882 | 0.00378 |  | 969.2659 | 0 |  | 975.5654 | 0.0040876 |  | 975.5654 | 0.0029877
[7 empty] | 960.4496 | 0 |  | 960.45 | 0 |  | 975.8085 | 0 |  | 960.4496 | 0 |  | 975.8085 | -0.0072362 |  |  |  |  | 975.8085 | 0 |  |  |  |  | 975.4307 | -0.0038186 |  | 975.8085 | 0 |  | 975.8085 | 0.00046025 |  | 960.4496 | 0 |  | 975.8085 | 0 |  | 975.4307 | -0.00337 |  | 969.5074 | 0 |  | 975.8085 | -0.012647 |  | 975.8085 | -0.004297
[7 empty] | 960.6862 | 0 |  | 960.69 | 0 |  | 976.0516 | 0.003076 |  | 960.6862 | 0 |  | 976.0516 | 0.0010986 |  |  |  |  | 976.0516 | 0.00166 |  |  |  |  | 975.6731 | 0.0010008 |  | 976.0516 | 0.004046 |  | 976.0516 | 0.00081614 |  | 960.6862 | 0 |  | 976.0516 | 0.00025961 |  | 975.6731 | 0.00268 |  | 969.749 | 0 |  | 976.0516 | -0.00043786 |  | 976.0516 | 0.0032063
[7 empty] | 960.9228 | 0 |  | 960.92 | 0 |  | 976.2947 | 0 |  | 960.9228 | 0 |  | 976.2947 | -0.0058557 |  |  |  |  | 976.2947 | 0 |  |  |  |  | 975.9156 | -0.003864 |  | 976.2947 | 0 |  | 976.2947 | -0.00030963 |  | 960.9228 | 0 |  | 976.2947 | 0 |  | 975.9156 | -0.00555 |  | 969.9906 | 0 |  | 976.2947 | -0.0034176 |  | 976.2947 | -0.0025947
[7 empty] | 961.1594 | 0 |  | 961.16 | 0 |  | 976.5379 | 0.0036723 |  | 961.1594 | 0 |  | 976.5379 | 0.00018267 |  |  |  |  | 976.5379 | 0.00295 |  |  |  |  | 976.1581 | 0.0027728 |  | 976.5379 | 0.0024949 |  | 976.5379 | 0.00070323 |  | 961.1594 | 0 |  | 976.5379 | 0.00017643 |  | 976.1581 | 0.00147 |  | 970.2322 | 0 |  | 976.5379 | -0.0032302 |  | 976.5379 | 0.0020752
[7 empty] | 961.3961 | 0 |  | 961.4 | 0 |  | 976.781 | 0 |  | 961.3961 | 0 |  | 976.781 | -0.00079182 |  |  |  |  | 976.781 | 0 |  |  |  |  | 976.4006 | -0.0038069 |  | 976.781 | 0 |  | 976.781 | -5.8213e-05 |  | 961.3961 | 0 |  | 976.781 | 0 |  | 976.4006 | -0.00252 |  | 970.4738 | 0 |  | 976.781 | -0.0058561 |  | 976.781 | -0.00091329
[7 empty] | 961.6327 | 0 |  | 961.63 | 0 |  | 977.0242 | 0.0019968 |  | 961.6327 | 0 |  | 977.0242 | -0.0004335 |  |  |  |  | 977.0242 | 0.00171 |  |  |  |  | 976.6431 | -0.00069745 |  | 977.0242 | 0.0040665 |  | 977.0242 | 0.0011953 |  | 961.6327 | 0 |  | 977.0242 | 0.0002419 |  | 976.6431 | 0.00354 |  | 970.7154 | 0 |  | 977.0242 | 0.0033655 |  | 977.0242 | 0.0022533
[7 empty] | 961.8694 | 0 |  | 961.87 | 0 |  | 977.2673 | 0 |  | 961.8694 | 0 |  | 977.2673 | -0.0042951 |  |  |  |  | 977.2673 | 0 |  |  |  |  | 976.8856 | -0.0051051 |  | 977.2673 | 0 |  | 977.2673 | -0.00050134 |  | 961.8694 | 0 |  | 977.2673 | 0 |  | 976.8856 | -0.00545 |  | 970.957 | 0 |  | 977.2673 | -0.008995 |  | 977.2673 | -0.0051914
[7 empty] | 962.106 | 0 |  | 962.11 | 0 |  | 977.5105 | 0.0061413 |  | 962.106 | 0 |  | 977.5105 | 0.0031117 |  |  |  |  | 977.5105 | 0.0007052 |  |  |  |  | 977.1281 | 0.0032484 |  | 977.5105 | 0.0009604 |  | 977.5105 | 0.00060918 |  | 962.106 | 0 |  | 977.5105 | 0.00028503 |  | 977.1281 | 0.00462 |  | 971.1986 | 0 |  | 977.5105 | -0.00054678 |  | 977.5105 | 0.0040573
[7 empty] | 962.3427 | 0 |  | 962.34 | 0 |  | 977.7537 | 0 |  | 962.3427 | 0 |  | 977.7537 | -0.013056 |  |  |  |  | 977.7537 | 0 |  |  |  |  | 977.3706 | -0.0054211 |  | 977.7537 | 0 |  | 977.7537 | -0.00070122 |  | 962.3427 | 0 |  | 977.7537 | 0 |  | 977.3706 | -0.00378 |  | 971.4402 | 0 |  | 977.7537 | -0.012839 |  | 977.7537 | -0.0078574
[7 empty] | 962.5793 | 0 |  | 962.58 | 0 |  | 977.9968 | 0.0022319 |  | 962.5793 | 0 |  | 977.9968 | 0.0022714 |  |  |  |  | 977.9968 | 0.00162 |  |  |  |  | 977.6131 | 0.0017264 |  | 977.9968 | 0.00042451 |  | 977.9968 | 0.00048403 |  | 962.5793 | 0 |  | 977.9968 | 0.00021337 |  | 977.6132 | 0.00641 |  | 971.6819 | 0 |  | 977.9968 | 0.00016682 |  | 977.9968 | 0.0043699
[7 empty] | 962.816 | 0 |  | 962.82 | 0 |  | 978.24 | 0 |  | 962.816 | 0 |  | 978.24 | -0.0061433 |  |  |  |  | 978.24 | 0 |  |  |  |  | 977.8557 | -0.0069867 |  | 978.24 | 0 |  | 978.24 | -0.00030534 |  | 962.816 | 0 |  | 978.24 | 0 |  | 977.8557 | 0.0008559 |  | 971.9235 | 0 |  | 978.24 | -0.010792 |  | 978.24 | -0.0076124
[7 empty] | 963.0527 | 0 |  | 963.05 | 0 |  | 978.4832 | 0.0037127 |  | 963.0527 | 0 |  | 978.4832 | 0.0055315 |  |  |  |  | 978.4832 | 0.0017 |  |  |  |  | 978.0982 | 0.0067239 |  | 978.4832 | 0.003353 |  | 978.4832 | 0.00094389 |  | 963.0527 | 0 |  | 978.4832 | 0.00050752 |  | 978.0982 | 0.0016 |  | 972.1652 | 0 |  | 978.4832 | 0.00079277 |  | 978.4832 | 0.0047998
[7 empty] | 963.2894 | 0 |  | 963.29 | 0 |  | 978.7264 | 0 |  | 963.2894 | 0 |  | 978.7264 | -0.0068035 |  |  |  |  | 978.7264 | 0 |  |  |  |  | 978.3407 | -0.0061396 |  | 978.7264 | 0 |  | 978.7264 | -0.00031713 |  | 963.2894 | 0 |  | 978.7264 | 0 |  | 978.3407 | -0.00308 |  | 972.4069 | 0 |  | 978.7264 | -0.01178 |  | 978.7264 | -0.0033549
[7 empty] | 963.5261 | 0 |  | 963.53 | 0 |  | 978.9696 | 6.9476e-05 |  | 963.5261 | 0 |  | 978.9696 | 0.0014814 |  |  |  |  | 978.9696 | 0.00060134 |  |  |  |  | 978.5833 | 0.0010132 |  | 978.9696 | 0.0015788 |  | 978.9696 | 0.00091365 |  | 963.5261 | 0 |  | 978.9696 | 0.00036038 |  | 978.5833 | 0.00299 |  | 972.6486 | 0 |  | 978.9696 | -0.0015823 |  | 978.9696 | 0.0052059
[7 empty] | 963.7628 | 0 |  | 963.76 | 0 |  | 979.2128 | 0 |  | 963.7628 | 0 |  | 979.2128 | -0.0032387 |  |  |  |  | 979.2128 | 0 |  |  |  |  | 978.8258 | -0.004326 |  | 979.2128 | 0 |  | 979.2128 | -0.00015855 |  | 963.7628 | 0 |  | 979.2128 | 0 |  | 978.8258 | -0.00425 |  | 972.8902 | 0 |  | 979.2128 | -0.0077795 |  | 979.2128 | -0.0033075
[7 empty] | 963.9995 | 0 |  | 964 | 0 |  | 979.456 | 0.002235 |  | 963.9995 | 0 |  | 979.456 | 0.0065999 |  |  |  |  | 979.456 | 0.00423 |  |  |  |  | 979.0684 | 0.00024668 |  | 979.456 | 0.0053625 |  | 979.456 | 0.00068566 |  | 963.9995 | 0 |  | 979.456 | 0.00035525 |  | 979.0684 | 0.00221 |  | 973.1319 | 0 |  | 979.456 | 0.0094455 |  | 979.456 | 0.0092205
[7 empty] | 964.2362 | 0 |  | 964.24 | 0 |  | 979.6992 | 0 |  | 964.2362 | 0 |  | 979.6992 | -0.011145 |  |  |  |  | 979.6992 | 0 |  |  |  |  | 979.3109 | -0.0027016 |  | 979.6992 | 0 |  | 979.6992 | 9.3028e-05 |  | 964.2362 | 0 |  | 979.6992 | 0 |  | 979.3109 | -0.00829 |  | 973.3736 | 0 |  | 979.6992 | -0.01349 |  | 979.6992 | -0.0080957
[7 empty] | 964.4729 | 0 |  | 964.47 | 0 |  | 979.9425 | 0.0050989 |  | 964.4729 | 0 |  | 979.9425 | 0.0028596 |  |  |  |  | 979.9424 | 0.00332 |  |  |  |  | 979.5535 | 0.0034672 |  | 979.9425 | 0.0063591 |  | 979.9424 | 0.00039067 |  | 964.4729 | 0 |  | 979.9424 | 0.00044487 |  | 979.5535 | 0.00345 |  | 973.6153 | 0 |  | 979.9425 | 0.0030855 |  | 979.9425 | 0.0057683
[7 empty] | 964.7096 | 0 |  | 964.71 | 0 |  | 980.1857 | 0 |  | 964.7096 | 0 |  | 980.1857 | 0.0012585 |  |  |  |  | 980.1857 | 0 |  |  |  |  | 979.796 | 0.00021776 |  | 980.1857 | 0 |  | 980.1857 | 0.0002437 |  | 964.7096 | 0 |  | 980.1857 | 0 |  | 979.796 | -0.0037 |  | 973.8571 | 0 |  | 980.1857 | -0.0060374 |  | 980.1857 | -0.0019258
[7 empty] | 964.9464 | 0 |  | 964.95 | 0 |  | 980.4289 | 0.0038301 |  | 964.9464 | 0 |  | 980.4289 | 0.0050175 |  |  |  |  | 980.429 | 0.00192 |  |  |  |  | 980.0386 | 0.0027761 |  | 980.4289 | 0.0025894 |  | 980.429 | 0.00092545 |  | 964.9464 | 0 |  | 980.429 | 0.00037346 |  | 980.0386 | 0.00253 |  | 974.0988 | 0 |  | 980.4289 | 0.0014476 |  | 980.4289 | 0.0043209
[7 empty] | 965.183 | 0 |  | 965.18 | 0 |  | 980.6722 | 0 |  | 965.183 | 0 |  | 980.6722 | -0.0069023 |  |  |  |  | 980.6722 | 0 |  |  |  |  | 980.2812 | -0.0034428 |  | 980.6722 | 0 |  | 980.6722 | 0.00017365 |  | 965.183 | 0 |  | 980.6722 | 0 |  | 980.2812 | -0.00196 |  | 974.3405 | 0 |  | 980.6722 | -0.0097038 |  | 980.6722 | -0.0051284
[7 empty] | 965.4198 | 0 |  | 965.42 | 0 |  | 980.9154 | 0.0011817 |  | 965.4198 | 0 |  | 980.9154 | 0.0043206 |  |  |  |  | 980.9154 | 0.00247 |  |  |  |  | 980.5238 | 0.0036292 |  | 980.9154 | 0.0018378 |  | 980.9154 | 0.00020584 |  | 965.4198 | 0 |  | 980.9154 | 0.00029483 |  | 980.5238 | 0.00254 |  | 974.5823 | 0 |  | 980.9154 | 0.0010098 |  | 980.9154 | 0.0019217
[7 empty] | 965.6566 | 0 |  | 965.66 | 0 |  | 981.1587 | 0 |  | 965.6566 | 0 |  | 981.1587 | -0.0053191 |  |  |  |  | 981.1587 | 0 |  |  |  |  | 980.7664 | -0.0054601 |  | 981.1587 | 0 |  | 981.1587 | 0.00032893 |  | 965.6566 | 0 |  | 981.1587 | 0 |  | 980.7663 | -0.00247 |  | 974.824 | 0 |  | 981.1587 | -0.010081 |  | 981.1587 | -0.0052086
[7 empty] | 965.8933 | 0 |  | 965.89 | 0 |  | 981.4019 | 0.001086 |  | 965.8933 | 0 |  | 981.4019 | 0.0023776 |  |  |  |  | 981.402 | 0.0018 |  |  |  |  | 981.0089 | 0.0029638 |  | 981.4019 | 0.002244 |  | 981.402 | 0.00046175 |  | 965.8933 | 0 |  | 981.402 | 0.00056309 |  | 981.0089 | 0.0036 |  | 975.0658 | 0 |  | 981.4019 | 0.0066058 |  | 981.4019 | 0.0057664
[7 empty] | 966.1301 | 0 |  | 966.13 | 0 |  | 981.6452 | 0 |  | 966.1301 | 0 |  | 981.6452 | -0.010429 |  |  |  |  | 981.6452 | 0 |  |  |  |  | 981.2515 | -0.003598 |  | 981.6452 | 0 |  | 981.6452 | -0.00013784 |  | 966.1301 | 0 |  | 981.6452 | 0 |  | 981.2515 | -0.00163 |  | 975.3076 | 0 |  | 981.6452 | -0.0045736 |  | 981.6452 | -0.0050316
[7 empty] | 966.3668 | 0 |  | 966.37 | 0 |  | 981.8885 | 0.0041429 |  | 966.3668 | 0 |  | 981.8885 | 0.004152 |  |  |  |  | 981.8885 | 0.00412 |  |  |  |  | 981.4941 | -1.1849e-05 |  | 981.8885 | 0.0056381 |  | 981.8885 | 0.0013645 |  | 966.3668 | 0 |  | 981.8885 | 0.00024159 |  | 981.4941 | 0.00062402 |  | 975.5493 | 0 |  | 981.8885 | 0.001446 |  | 981.8885 | 0.0031784
[7 empty] | 966.6036 | 0 |  | 966.6 | 0 |  | 982.1318 | 0 |  | 966.6036 | 0 |  | 982.1318 | -0.0073111 |  |  |  |  | 982.1318 | 0 |  |  |  |  | 981.7367 | -0.0056475 |  | 982.1318 | 0 |  | 982.1318 | -0.00026554 |  | 966.6036 | 0 |  | 982.1318 | 0 |  | 981.7367 | -0.00276 |  | 975.7911 | 0 |  | 982.1318 | -0.010382 |  | 982.1318 | -0.0056974
[7 empty] | 966.8403 | 0 |  | 966.84 | 0 |  | 982.3751 | 0.0016429 |  | 966.8403 | 0 |  | 982.3751 | 0.00068243 |  |  |  |  | 982.3751 | 0 |  |  |  |  | 981.9793 | -0.0034525 |  | 982.3751 | 0.0038232 |  | 982.3751 | 0.00015048 |  | 966.8403 | 0 |  | 982.3751 | 0.000269 |  | 981.9793 | 0.00443 |  | 976.033 | 0 |  | 982.3751 | -0.00046107 |  | 982.3751 | 0.00081982
[7 empty] | 967.0771 | 0 |  | 967.08 | 0 |  | 982.6184 | 0 |  | 967.0771 | 0 |  | 982.6184 | -0.0074642 |  |  |  |  | 982.6183 | 0 |  |  |  |  | 982.222 | 0.0007764 |  | 982.6184 | 0 |  | 982.6183 | -8.593e-05 |  | 967.0771 | 0 |  | 982.6183 | 0 |  | 982.222 | -0.00172 |  | 976.2747 | 0 |  | 982.6184 | -0.0050519 |  | 982.6184 | -0.0050823
[7 empty] | 967.3139 | 0 |  | 967.31 | 0 |  | 982.8617 | 0.0051806 |  | 967.3139 | 0 |  | 982.8617 | 0.0088576 |  |  |  |  | 982.8617 | 0.00391 |  |  |  |  | 982.4646 | 0.0030834 |  | 982.8617 | 0.0044455 |  | 982.8617 | 0.00068672 |  | 967.3139 | 0 |  | 982.8617 | 0.00056617 |  | 982.4646 | 0.00655 |  | 976.5165 | 0 |  | 982.8617 | 0.012319 |  | 982.8617 | 0.0060543
[7 empty] | 967.5507 | 0 |  | 967.55 | 0 |  | 983.105 | 0 |  | 967.5507 | 0 |  | 983.105 | -0.0069439 |  |  |  |  | 983.105 | 0 |  |  |  |  | 982.7072 | -0.00018528 |  | 983.105 | 0 |  | 983.105 | -0.0008213 |  | 967.5507 | 0 |  | 983.105 | 0 |  | 982.7072 | -0.00736 |  | 976.7584 | 0 |  | 983.105 | -0.012756 |  | 983.105 | -0.0057493
[7 empty] | 967.7875 | 0 |  | 967.79 | 0 |  | 983.3483 | 0.0034444 |  | 967.7875 | 0 |  | 983.3483 | 0.0066489 |  |  |  |  | 983.3483 | 0.0027 |  |  |  |  | 982.9498 | 0.0045039 |  | 983.3483 | 0.0022175 |  | 983.3483 | 0.00073613 |  | 967.7875 | 0 |  | 983.3483 | 0.00028052 |  | 982.9498 | 0.00256 |  | 977.0002 | 0 |  | 983.3483 | 0.0069063 |  | 983.3483 | 0.0041544
[7 empty] | 968.0243 | 0 |  | 968.02 | 0 |  | 983.5916 | 0 |  | 968.0243 | 0 |  | 983.5916 | -0.010425 |  |  |  |  | 983.5916 | 0 |  |  |  |  | 983.1925 | -0.011675 |  | 983.5916 | 0 |  | 983.5916 | 0.00013995 |  | 968.0243 | 0 |  | 983.5916 | 0 |  | 983.1925 | -0.00306 |  | 977.2421 | 0 |  | 983.5916 | -0.016675 |  | 983.5916 | -0.010467
[7 empty] | 968.2611 | 0 |  | 968.26 | 0 |  | 983.8349 | 0.0032259 |  | 968.2611 | 0 |  | 983.8349 | 0.0079438 |  |  |  |  | 983.835 | 0.00332 |  |  |  |  | 983.4351 | 0.0026801 |  | 983.8349 | 0.0039543 |  | 983.835 | 0.00067461 |  | 968.2611 | 0 |  | 983.835 | 0.0003829 |  | 983.4351 | 0.0023 |  | 977.4839 | 0 |  | 983.8349 | 0.0087132 |  | 983.8349 | 0.0077351
[7 empty] | 968.4979 | 0 |  | 968.5 | 0 |  | 984.0783 | 0 |  | 968.4979 | 0 |  | 984.0783 | -0.0072274 |  |  |  |  | 984.0783 | 0 |  |  |  |  | 983.6778 | -0.0077219 |  | 984.0783 | 0 |  | 984.0782 | 0.00069778 |  | 968.4979 | 0 |  | 984.0783 | 0 |  | 983.6777 | -0.00513 |  | 977.7258 | 0 |  | 984.0783 | -0.0069167 |  | 984.0783 | -0.0028062
[7 empty] | 968.7347 | 0 |  | 968.73 | 0 |  | 984.3216 | 0.0011208 |  | 968.7347 | 0 |  | 984.3216 | -7.4289e-05 |  |  |  |  | 984.3216 | 0.0006674 |  |  |  |  | 983.9204 | 0.0061823 |  | 984.3216 | 0.0028177 |  | 984.3216 | 0.00069354 |  | 968.7347 | 0 |  | 984.3216 | 0.00024046 |  | 983.9204 | 0.00499 |  | 977.9677 | 0 |  | 984.3216 | -0.0029751 |  | 984.3216 | 0.0019155
[7 empty] | 968.9716 | 0 |  | 968.97 | 0 |  | 984.565 | 0 |  | 968.9716 | 0 |  | 984.565 | -0.0070079 |  |  |  |  | 984.5649 | 0 |  |  |  |  | 984.1631 | -0.0079832 |  | 984.565 | 0 |  | 984.5649 | 0.00041416 |  | 968.9716 | 0 |  | 984.5649 | 0 |  | 984.1631 | -0.00458 |  | 978.2095 | 0 |  | 984.565 | -0.0066037 |  | 984.565 | -0.0019668
[7 empty] | 969.2084 | 0 |  | 969.21 | 0 |  | 984.8083 | 0.0062473 |  | 969.2084 | 0 |  | 984.8083 | -0.0011697 |  |  |  |  | 984.8083 | 0 |  |  |  |  | 984.4057 | -0.0037959 |  | 984.8083 | 0.0013548 |  | 984.8083 | 0.00046837 |  | 969.2084 | 0 |  | 984.8083 | 0.00025606 |  | 984.4057 | 0.00017615 |  | 978.4515 | 0 |  | 984.8083 | -0.00013902 |  | 984.8083 | 0.0014424
[7 empty] | 969.4452 | 0 |  | 969.45 | 0 |  | 985.0517 | 0 |  | 969.4453 | 0 |  | 985.0517 | -0.0070254 |  |  |  |  | 985.0517 | 0 |  |  |  |  | 984.6484 | -0.0059927 |  | 985.0517 | 0 |  | 985.0517 | -0.00015089 |  | 969.4453 | 0 |  | 985.0517 | 0 |  | 984.6484 | -0.00197 |  | 978.6934 | 0 |  | 985.0517 | -0.0035106 |  | 985.0517 | -0.0034049
[7 empty] | 969.6821 | 0 |  | 969.68 | 0 |  | 985.295 | 0.0024677 |  | 969.6821 | 0 |  | 985.295 | 0.004582 |  |  |  |  | 985.295 | 0.00115 |  |  |  |  | 984.891 | 0.009459 |  | 985.295 | 0 |  | 985.295 | 0.00035188 |  | 969.6821 | 0 |  | 985.295 | 0.00020684 |  | 984.891 | 0.00626 |  | 978.9352 | 0 |  | 985.295 | 0.0032638 |  | 985.295 | 0.004711
[7 empty] | 969.9189 | 0 |  | 969.92 | 0 |  | 985.5384 | 0 |  | 969.9189 | 0 |  | 985.5384 | -0.00912 |  |  |  |  | 985.5384 | 0 |  |  |  |  | 985.1337 | 0.0011788 |  | 985.5384 | 0 |  | 985.5384 | 5.3178e-05 |  | 969.9189 | 0 |  | 985.5384 | 0 |  | 985.1337 | -0.0053 |  | 979.1772 | 0 |  | 985.5384 | -0.0064893 |  | 985.5384 | -0.0039064
[7 empty] | 970.1558 | 0 |  | 970.16 | 0 |  | 985.7818 | 0.0068505 |  | 970.1558 | 0 |  | 985.7818 | 0.0074682 |  |  |  |  | 985.7818 | 0.00492 |  |  |  |  | 985.3764 | 0.0032507 |  | 985.7818 | 0.0051492 |  | 985.7818 | 0.0009653 |  | 970.1558 | 0 |  | 985.7818 | 0.00040535 |  | 985.3764 | 0.00645 |  | 979.4191 | 0 |  | 985.7818 | 0.0077389 |  | 985.7818 | 0.008184
[7 empty] | 970.3926 | 0 |  | 970.39 | 0 |  | 986.0252 | 0 |  | 970.3926 | 0 |  | 986.0252 | -0.0043672 |  |  |  |  | 986.0252 | 0 |  |  |  |  | 985.6191 | -0.0025615 |  | 986.0252 | 0 |  | 986.0251 | 3.3844e-05 |  | 970.3926 | 0 |  | 986.0252 | 0 |  | 985.6191 | -0.00584 |  | 979.6611 | 0 |  | 986.0252 | -0.0088236 |  | 986.0252 | -0.0052609
[7 empty] | 970.6295 | 0 |  | 970.63 | 0 |  | 986.2686 | 0.0039502 |  | 970.6295 | 0 |  | 986.2686 | 0.0021738 |  |  |  |  | 986.2686 | 0.00316 |  |  |  |  | 985.8618 | 0.0088114 |  | 986.2686 | 0.0028165 |  | 986.2686 | 0.00059858 |  | 970.6295 | 0 |  | 986.2686 | 0.00025716 |  | 985.8618 | 0.00334 |  | 979.903 | 0 |  | 986.2686 | 0.0037551 |  | 986.2686 | 0.0061734
[7 empty] | 970.8664 | 0 |  | 970.87 | 0 |  | 986.512 | 0 |  | 970.8664 | 0 |  | 986.512 | -0.012692 |  |  |  |  | 986.512 | 0 |  |  |  |  | 986.1045 | -0.0048994 |  | 986.512 | 0 |  | 986.512 | 0.00053526 |  | 970.8664 | 0 |  | 986.512 | 0 |  | 986.1045 | -0.00727 |  | 980.145 | 0 |  | 986.512 | -0.011807 |  | 986.512 | -0.008809
[7 empty] | 971.1033 | 0 |  | 971.1 | 0 |  | 986.7554 | 0.0069773 |  | 971.1033 | 0 |  | 986.7554 | 8.6078e-05 |  |  |  |  | 986.7554 | 0.00027659 |  |  |  |  | 986.3472 | 0.0085393 |  | 986.7554 | 0.0019077 |  | 986.7554 | 0.00080889 |  | 971.1033 | 0 |  | 986.7554 | 0.00039649 |  | 986.3472 | 0.00087758 |  | 980.3869 | 0 |  | 986.7554 | -0.0023794 |  | 986.7554 | 0.0062078
[7 empty] | 971.3401 | 0 |  | 971.34 | 0 |  | 986.9988 | 0 |  | 971.3401 | 0 |  | 986.9988 | -0.013257 |  |  |  |  | 986.9988 | 0 |  |  |  |  | 986.5899 | -0.014098 |  | 986.9988 | 0 |  | 986.9988 | 0.00017129 |  | 971.3401 | 0 |  | 986.9988 | 0 |  | 986.5899 | -0.00574 |  | 980.6289 | 0 |  | 986.9988 | -0.010933 |  | 986.9988 | -0.0027247
[7 empty] | 971.577 | 0 |  | 971.58 | 0 |  | 987.2422 | 0.0036085 |  | 971.577 | 0 |  | 987.2422 | -0.0018393 |  |  |  |  | 987.2422 | 0.00208 |  |  |  |  | 986.8326 | 0.00013578 |  | 987.2422 | 0.0054556 |  | 987.2422 | 0.00076923 |  | 971.577 | 0 |  | 987.2422 | 0.00021795 |  | 986.8326 | 0.00432 |  | 980.8708 | 0 |  | 987.2422 | -0.0034263 |  | 987.2422 | 0.0050376
[7 empty] | 971.8139 | 0 |  | 971.81 | 0 |  | 987.4856 | 0 |  | 971.8139 | 0 |  | 987.4856 | -0.006992 |  |  |  |  | 987.4856 | 0 |  |  |  |  | 987.0753 | -0.0070616 |  | 987.4856 | 0 |  | 987.4856 | -3.6421e-05 |  | 971.8139 | 0 |  | 987.4856 | 0 |  | 987.0753 | -0.00386 |  | 981.1129 | 0 |  | 987.4856 | -0.013088 |  | 987.4856 | -0.0078464
[7 empty] | 972.0508 | 0 |  | 972.05 | 0 |  | 987.729 | 0.0070135 |  | 972.0508 | 0 |  | 987.729 | 0.0032055 |  |  |  |  | 987.729 | 0.00554 |  |  |  |  | 987.318 | 0.0068531 |  | 987.729 | 0.0085404 |  | 987.729 | 0.00065712 |  | 972.0508 | 0 |  | 987.729 | 0.0004066 |  | 987.318 | 0.00228 |  | 981.3549 | 0 |  | 987.729 | 0.0091759 |  | 987.729 | 0.010462
[7 empty] | 972.2877 | 0 |  | 972.29 | 0 |  | 987.9725 | 0 |  | 972.2877 | 0 |  | 987.9725 | -0.0060209 |  |  |  |  | 987.9725 | 0 |  |  |  |  | 987.5607 | -0.013471 |  | 987.9725 | 0 |  | 987.9725 | 0.00020664 |  | 972.2877 | 0 |  | 987.9725 | 0 |  | 987.5607 | -0.00337 |  | 981.5969 | 0 |  | 987.9725 | -0.0096376 |  | 987.9725 | -0.0085857
[7 empty] | 972.5247 | 0 |  | 972.52 | 0 |  | 988.2159 | 0.0075435 |  | 972.5247 | 0 |  | 988.2159 | 0.0038989 |  |  |  |  | 988.2159 | 0.00121 |  |  |  |  | 987.8035 | 0.002475 |  | 988.2159 | 0.0028261 |  | 988.2159 | 0.000745 |  | 972.5247 | 0 |  | 988.2159 | 0.00028618 |  | 987.8035 | 0.00357 |  | 981.8389 | 0 |  | 988.2159 | -0.0043481 |  | 988.2159 | 0.0049331
[7 empty] | 972.7615 | 0 |  | 972.76 | 0 |  | 988.4594 | 0 |  | 972.7615 | 0 |  | 988.4594 | -0.0088174 |  |  |  |  | 988.4593 | 0 |  |  |  |  | 988.0462 | -0.0089551 |  | 988.4594 | 0 |  | 988.4594 | -0.00034197 |  | 972.7615 | 0 |  | 988.4593 | 0 |  | 988.0462 | -0.00501 |  | 982.0809 | 0 |  | 988.4594 | -0.0068062 |  | 988.4594 | -0.0059415
[7 empty] | 972.9985 | 0 |  | 973 | 0 |  | 988.7028 | 0.003013 |  | 972.9985 | 0 |  | 988.7028 | -0.0027968 |  |  |  |  | 988.7028 | 0 |  |  |  |  | 988.2889 | -0.0097628 |  | 988.7028 | 0.0036319 |  | 988.7028 | 0.00058287 |  | 972.9985 | 0 |  | 988.7028 | 0.00022708 |  | 988.2889 | 0.00086153 |  | 982.3229 | 0 |  | 988.7028 | -0.011329 |  | 988.7028 | 0.00020562
[7 empty] | 973.2354 | 0 |  | 973.24 | 0 |  | 988.9463 | 0 |  | 973.2354 | 0 |  | 988.9463 | -0.010298 |  |  |  |  | 988.9463 | 0 |  |  |  |  | 988.5317 | 0.00014102 |  | 988.9463 | 0 |  | 988.9463 | 2.6361e-05 |  | 973.2354 | 0 |  | 988.9463 | 0 |  | 988.5317 | -0.00573 |  | 982.565 | 0 |  | 988.9463 | -0.012346 |  | 988.9463 | -0.008269
[7 empty] | 973.4724 | 0 |  | 973.47 | 0 |  | 989.1897 | 0.002819 |  | 973.4724 | 0 |  | 989.1897 | 0.00079664 |  |  |  |  | 989.1898 | 0.00195 |  |  |  |  | 988.7744 | 0.005313 |  | 989.1897 | 0.0020899 |  | 989.1898 | 0.00040369 |  | 973.4724 | 0 |  | 989.1898 | 0.00032997 |  | 988.7744 | 0.00156 |  | 982.8071 | 0 |  | 989.1897 | -0.0028408 |  | 989.1897 | 0.0027618
[7 empty] | 973.7093 | 0 |  | 973.71 | 0 |  | 989.4332 | 0 |  | 973.7093 | 0 |  | 989.4332 | -0.0069331 |  |  |  |  | 989.4332 | 0 |  |  |  |  | 989.0172 | -0.0035951 |  | 989.4332 | 0 |  | 989.4332 | 4.3524e-05 |  | 973.7093 | 0 |  | 989.4332 | 0 |  | 989.0172 | -0.00214 |  | 983.0491 | 0 |  | 989.4332 | -0.0045007 |  | 989.4332 | -0.0027233
[7 empty] | 973.9462 | 0 |  | 973.95 | 0 |  | 989.6767 | 0.004045 |  | 973.9462 | 0 |  | 989.6767 | 0.0028575 |  |  |  |  | 989.6767 | 0.00242 |  |  |  |  | 989.2599 | -0.0053212 |  | 989.6767 | 0.0031311 |  | 989.6767 | 9.3536e-05 |  | 973.9462 | 0 |  | 989.6767 | 0.0004047 |  | 989.2599 | 0.00528 |  | 983.2912 | 0 |  | 989.6767 | 0.00023929 |  | 989.6767 | 0.0073094
[7 empty] | 974.1832 | 0 |  | 974.18 | 0 |  | 989.9202 | 0 |  | 974.1832 | 0 |  | 989.9202 | -0.011132 |  |  |  |  | 989.9202 | 0 |  |  |  |  | 989.5027 | -0.0072704 |  | 989.9202 | 0 |  | 989.9202 | 7.8081e-05 |  | 974.1832 | 0 |  | 989.9202 | 0 |  | 989.5027 | -0.0051 |  | 983.5333 | 0 |  | 989.9202 | -0.010193 |  | 989.9202 | -0.0036586
[7 empty] | 974.4202 | 0 |  | 974.42 | 0 |  | 990.1637 | 0.0080786 |  | 974.4202 | 0 |  | 990.1637 | 0.0050882 |  |  |  |  | 990.1636 | 0.00385 |  |  |  |  | 989.7455 | 0.008078 |  | 990.1637 | 0.0039876 |  | 990.1636 | 0.00051699 |  | 974.4202 | 0 |  | 990.1636 | 0.00043404 |  | 989.7455 | 0.00058891 |  | 983.7754 | 0 |  | 990.1637 | 0.0032967 |  | 990.1637 | 0.0028447
[7 empty] | 974.6571 | 0 |  | 974.66 | 0 |  | 990.4072 | 0 |  | 974.6571 | 0 |  | 990.4072 | -0.01264 |  |  |  |  | 990.4072 | 0 |  |  |  |  | 989.9882 | -0.0004167 |  | 990.4072 | 0 |  | 990.4072 | 0.00061668 |  | 974.6571 | 0 |  | 990.4072 | 0 |  | 989.9882 | -0.00636 |  | 984.0175 | 0 |  | 990.4072 | -0.017351 |  | 990.4072 | -0.011546
[7 empty] | 974.8941 | 0 |  | 974.89 | 0 |  | 990.6507 | 0.0051797 |  | 974.8941 | 0 |  | 990.6507 | 0.0042118 |  |  |  |  | 990.6506 | 0.00038574 |  |  |  |  | 990.231 | -0.00098485 |  | 990.6507 | 0.0048768 |  | 990.6506 | 0.00083543 |  | 974.8941 | 0 |  | 990.6506 | 0.00025519 |  | 990.231 | 0.00421 |  | 984.2596 | 0 |  | 990.6507 | -0.005269 |  | 990.6507 | 0.0041919
[7 empty] | 975.131 | 0 |  | 975.13 | 0 |  | 990.8942 | 0 |  | 975.131 | 0 |  | 990.8942 | -0.0112 |  |  |  |  | 990.8942 | 0 |  |  |  |  | 990.4738 | -0.0062626 |  | 990.8942 | 0 |  | 990.8942 | 0.00064559 |  | 975.131 | 0 |  | 990.8942 | 0 |  | 990.4738 | -0.00575 |  | 984.5017 | 0 |  | 990.8942 | -0.016614 |  | 990.8942 | -0.0093995
[7 empty] | 975.368 | 0 |  | 975.37 | 0 |  | 991.1377 | 0.01075 |  | 975.368 | 0 |  | 991.1377 | 0.0018697 |  |  |  |  | 991.1377 | 0.00447 |  |  |  |  | 990.7166 | 0.0024682 |  | 991.1377 | 0.0030914 |  | 991.1377 | 0.00099231 |  | 975.368 | 0 |  | 991.1377 | 0.00026568 |  | 990.7166 | 0.00351 |  | 984.7438 | 0 |  | 991.1377 | 0.0083972 |  | 991.1377 | 0.0073792
[7 empty] | 975.605 | 0 |  | 975.61 | 0 |  | 991.3812 | 0 |  | 975.605 | 0 |  | 991.3812 | -0.012793 |  |  |  |  | 991.3812 | 0 |  |  |  |  | 990.9594 | -0.0055445 |  | 991.3812 | 0 |  | 991.3812 | -2.072e-05 |  | 975.605 | 0 |  | 991.3812 | 0 |  | 990.9594 | -0.00565 |  | 984.986 | 0 |  | 991.3812 | -0.0096264 |  | 991.3812 | -0.0044813
[7 empty] | 975.842 | 0 |  | 975.84 | 0 |  | 991.6247 | 0.0073644 |  | 975.842 | 0 |  | 991.6247 | 0.0031353 |  |  |  |  | 991.6248 | 0.00177 |  |  |  |  | 991.2022 | 0.0099774 |  | 991.6247 | 0.0014489 |  | 991.6248 | 0.00047376 |  | 975.842 | 0 |  | 991.6248 | 9.6135e-05 |  | 991.2022 | 0.00535 |  | 985.2281 | 0 |  | 991.6247 | 0.007157 |  | 991.6247 | 0.0035376
[7 empty] | 976.079 | 0 |  | 976.08 | 0 |  | 991.8683 | 0 |  | 976.079 | 0 |  | 991.8683 | -0.0090784 |  |  |  |  | 991.8683 | 0 |  |  |  |  | 991.445 | -0.0085736 |  | 991.8683 | 0 |  | 991.8683 | -0.00033874 |  | 976.079 | 0 |  | 991.8683 | 0 |  | 991.445 | -0.00509 |  | 985.4703 | 0 |  | 991.8683 | -0.013822 |  | 991.8683 | -0.0089722
[7 empty] | 976.316 | 0 |  | 976.32 | 0 |  | 992.1118 | 0.0035417 |  | 976.316 | 0 |  | 992.1118 | 0.0029119 |  |  |  |  | 992.1118 | 0.00209 |  |  |  |  | 991.6878 | 0.0045701 |  | 992.1118 | 0.0010609 |  | 992.1118 | 0.00046426 |  | 976.316 | 0 |  | 992.1118 | 0.00026839 |  | 991.6878 | 0.00608 |  | 985.7124 | 0 |  | 992.1118 | 0.0026913 |  | 992.1118 | -0.0002831
[7 empty] | 976.553 | 0 |  | 976.55 | 0 |  | 992.3553 | 0 |  | 976.553 | 0 |  | 992.3553 | -0.013722 |  |  |  |  | 992.3554 | 0 |  |  |  |  | 991.9306 | -0.0031511 |  | 992.3553 | 0 |  | 992.3553 | 0.00042859 |  | 976.553 | 0 |  | 992.3554 | 0 |  | 991.9306 | -0.00725 |  | 985.9546 | 0 |  | 992.3553 | -0.01318 |  | 992.3553 | -0.00714
[7 empty] | 976.79 | 0 |  | 976.79 | 0 |  | 992.5989 | 0.0050204 |  | 976.79 | 0 |  | 992.5989 | 0.0012232 |  |  |  |  | 992.5989 | 0.00219 |  |  |  |  | 992.1734 | 0.0037715 |  | 992.5989 | 0.003383 |  | 992.5989 | 0.00099456 |  | 976.79 | 0 |  | 992.5989 | 0.00038874 |  | 992.1734 | 0.00243 |  | 986.1968 | 0 |  | 992.5989 | 0.0012136 |  | 992.5989 | 0.0053251
[7 empty] | 977.027 | 0 |  | 977.03 | 0 |  | 992.8425 | 0 |  | 977.027 | 0 |  | 992.8425 | -0.0081684 |  |  |  |  | 992.8425 | 0 |  |  |  |  | 992.4162 | -0.0036476 |  | 992.8425 | 0 |  | 992.8425 | 0.00041533 |  | 977.027 | 0 |  | 992.8425 | 0 |  | 992.4162 | -0.00374 |  | 986.439 | 0 |  | 992.8425 | -0.0050588 |  | 992.8425 | -0.0042044
[7 empty] | 977.2641 | 0 |  | 977.26 | 0 |  | 993.086 | 0.0050452 |  | 977.2641 | 0 |  | 993.086 | 0.00028546 |  |  |  |  | 993.086 | 0.00366 |  |  |  |  | 992.659 | -0.0024797 |  | 993.086 | 0.0080665 |  | 993.086 | 0.00065436 |  | 977.2641 | 0 |  | 993.086 | 0.00033617 |  | 992.659 | 0.00338 |  | 986.6812 | 0 |  | 993.086 | 0.006881 |  | 993.086 | 0.0083064
[7 empty] | 977.5011 | 0 |  | 977.5 | 0 |  | 993.3296 | 0 |  | 977.5011 | 0 |  | 993.3296 | -0.0012141 |  |  |  |  | 993.3296 | 0 |  |  |  |  | 992.9019 | 0.0016531 |  | 993.3296 | 0 |  | 993.3296 | 0.00079202 |  | 977.5011 | 0 |  | 993.3296 | 0 |  | 992.9019 | -0.00427 |  | 986.9234 | 0 |  | 993.3296 | -0.0070548 |  | 993.3296 | -0.010302
[7 empty] | 977.7382 | 0 |  | 977.74 | 0 |  | 993.5732 | 0.0022497 |  | 977.7382 | 0 |  | 993.5732 | 0.0045549 |  |  |  |  | 993.5732 | 0.00038542 |  |  |  |  | 993.1447 | 0.0083996 |  | 993.5732 | 0.0025168 |  | 993.5732 | 0.0010194 |  | 977.7382 | 0 |  | 993.5732 | 0.00031319 |  | 993.1447 | 0.00388 |  | 987.1656 | 0 |  | 993.5732 | 0.00086594 |  | 993.5732 | 0.0049227
[7 empty] | 977.9752 | 0 |  | 977.98 | 0 |  | 993.8168 | 0 |  | 977.9752 | 0 |  | 993.8168 | -0.011566 |  |  |  |  | 993.8168 | 0 |  |  |  |  | 993.3875 | -0.0046746 |  | 993.8168 | 0 |  | 993.8168 | 0.00021525 |  | 977.9752 | 0 |  | 993.8168 | 0 |  | 993.3875 | -0.00906 |  | 987.4078 | 0 |  | 993.8168 | -0.016087 |  | 993.8168 | -0.0061897
[7 empty] | 978.2123 | 0 |  | 978.21 | 0 |  | 994.0603 | 0.0074242 |  | 978.2123 | 0 |  | 994.0603 | 0.0011473 |  |  |  |  | 994.0604 | 0.00273 |  |  |  |  | 993.6304 | 0.0051381 |  | 994.0603 | 0.0043063 |  | 994.0604 | 0.0004301 |  | 978.2123 | 0 |  | 994.0604 | 0.00023864 |  | 993.6304 | 0.00456 |  | 987.6501 | 0 |  | 994.0603 | -0.00029048 |  | 994.0603 | 0.0046756
[7 empty] | 978.4493 | 0 |  | 978.45 | 0 |  | 994.3039 | 0 |  | 978.4493 | 0 |  | 994.3039 | -0.011505 |  |  |  |  | 994.304 | 0 |  |  |  |  | 993.8732 | -0.010597 |  | 994.3039 | 0 |  | 994.304 | 0.00081491 |  | 978.4493 | 0 |  | 994.304 | 0 |  | 993.8732 | -0.00902 |  | 987.8923 | 0 |  | 994.3039 | -0.012127 |  | 994.3039 | -0.0096667
[7 empty] | 978.6863 | 0 |  | 978.69 | 0 |  | 994.5475 | 0.0059675 |  | 978.6863 | 0 |  | 994.5475 | 0.003727 |  |  |  |  | 994.5476 | 0.00187 |  |  |  |  | 994.1161 | 0.00064023 |  | 994.5475 | 0.0035848 |  | 994.5475 | 0.00037588 |  | 978.6863 | 0 |  | 994.5476 | 0.00020827 |  | 994.1161 | 0.00218 |  | 988.1346 | 0 |  | 994.5475 | -0.00065257 |  | 994.5475 | 0.0055132
[7 empty] | 978.9235 | 0 |  | 978.92 | 0 |  | 994.7912 | 0 |  | 978.9235 | 0 |  | 994.7912 | -0.016067 |  |  |  |  | 994.7911 | 0 |  |  |  |  | 994.3589 | -0.0091564 |  | 994.7912 | 0 |  | 994.7911 | -0.00032412 |  | 978.9235 | 0 |  | 994.7911 | 0 |  | 994.359 | -0.0068 |  | 988.3768 | 0 |  | 994.7912 | -0.010759 |  | 994.7912 | -0.005989
[7 empty] | 979.1605 | 0 |  | 979.16 | 0 |  | 995.0348 | 0.003285 |  | 979.1605 | 0 |  | 995.0348 | 0.0029413 |  |  |  |  | 995.0348 | 0.00387 |  |  |  |  | 994.6018 | 0.0035638 |  | 995.0348 | 0.0095845 |  | 995.0348 | 0.00026357 |  | 979.1605 | 0 |  | 995.0348 | 0.00023315 |  | 994.6018 | 0.00347 |  | 988.6191 | 0 |  | 995.0348 | 0.003977 |  | 995.0348 | 0.0066459
[7 empty] | 979.3976 | 0 |  | 979.4 | 0 |  | 995.2784 | 0 |  | 979.3976 | 0 |  | 995.2784 | -0.0015964 |  |  |  |  | 995.2784 | 0 |  |  |  |  | 994.8447 | -0.0014862 |  | 995.2784 | 0 |  | 995.2784 | 0.00013819 |  | 979.3976 | 0 |  | 995.2784 | 0 |  | 994.8447 | -0.00513 |  | 988.8614 | 0 |  | 995.2784 | -0.0086391 |  | 995.2784 | -0.0033091
[7 empty] | 979.6346 | 0 |  | 979.63 | 0 |  | 995.522 | 0.0053055 |  | 979.6346 | 0 |  | 995.522 | 0.0049098 |  |  |  |  | 995.522 | 0.00302 |  |  |  |  | 995.0876 | 0.002271 |  | 995.522 | 0.0029325 |  | 995.522 | 0.00072997 |  | 979.6346 | 0 |  | 995.522 | 0.00035149 |  | 995.0875 | 0.00343 |  | 989.1037 | 0 |  | 995.522 | 0.011556 |  | 995.522 | 0.0047652
[7 empty] | 979.8718 | 0 |  | 979.87 | 0 |  | 995.7657 | 0 |  | 979.8718 | 0 |  | 995.7657 | -0.0087085 |  |  |  |  | 995.7656 | 0 |  |  |  |  | 995.3304 | -0.0016803 |  | 995.7657 | 0 |  | 995.7656 | -0.00019085 |  | 979.8718 | 0 |  | 995.7656 | 0 |  | 995.3304 | -0.00669 |  | 989.3459 | 0 |  | 995.7657 | -0.016774 |  | 995.7657 | -0.0090401
[7 empty] | 980.1088 | 0 |  | 980.11 | 0 |  | 996.0093 | 0.0026499 |  | 980.1088 | 0 |  | 996.0093 | -0.00096899 |  |  |  |  | 996.0093 | 0.00228 |  |  |  |  | 995.5733 | 0.0013419 |  | 996.0093 | 0.0057071 |  | 996.0093 | 0.00057221 |  | 980.1088 | 0 |  | 996.0093 | 0.00039777 |  | 995.5733 | 0.00279 |  | 989.5883 | 0 |  | 996.0093 | -0.0028882 |  | 996.0093 | 0.0027935
[7 empty] | 980.346 | 0 |  | 980.35 | 0 |  | 996.2529 | 0 |  | 980.3459 | 0 |  | 996.2529 | -0.0096355 |  |  |  |  | 996.2529 | 0 |  |  |  |  | 995.8162 | -0.0074422 |  | 996.2529 | 0 |  | 996.2529 | -0.00053051 |  | 980.3459 | 0 |  | 996.2529 | 0 |  | 995.8162 | -0.00643 |  | 989.8306 | 0 |  | 996.2529 | -0.0087771 |  | 996.2529 | -0.0076393
[7 empty] | 980.5831 | 0 |  | 980.58 | 0 |  | 996.4966 | 0.0057901 |  | 980.5831 | 0 |  | 996.4966 | 0.0090261 |  |  |  |  | 996.4966 | 0.00577 |  |  |  |  | 996.0591 | 0.0029657 |  | 996.4966 | 0.0068937 |  | 996.4966 | 0.00032247 |  | 980.5831 | 0 |  | 996.4966 | 0.00028591 |  | 996.0591 | 0.00477 |  | 990.0729 | 0 |  | 996.4966 | 0.01101 |  | 996.4966 | 0.0062254
[7 empty] | 980.8202 | 0 |  | 980.82 | 0 |  | 996.7402 | 0 |  | 980.8202 | 0 |  | 996.7402 | -0.0086683 |  |  |  |  | 996.7402 | 0 |  |  |  |  | 996.302 | -0.0065182 |  | 996.7402 | 0 |  | 996.7402 | -4.1446e-08 |  | 980.8202 | 0 |  | 996.7402 | 0 |  | 996.302 | -0.00699 |  | 990.3152 | 0 |  | 996.7402 | -0.010589 |  | 996.7402 | -0.0026245
[7 empty] | 981.0573 | 0 |  | 981.06 | 0 |  | 996.9839 | 0.0057439 |  | 981.0573 | 0 |  | 996.9839 | -8.2529e-05 |  |  |  |  | 996.9839 | 0.00301 |  |  |  |  | 996.5449 | 0.0045379 |  | 996.9839 | 0.0035176 |  | 996.9839 | 0.00048418 |  | 981.0573 | 0 |  | 996.9839 | 0.00045013 |  | 996.5449 | -0.00044318 |  | 990.5576 | 0 |  | 996.9839 | 5.7534e-05 |  | 996.9839 | 0.0075002
[7 empty] | 981.2944 | 0 |  | 981.29 | 0 |  | 997.2276 | 0 |  | 981.2944 | 0 |  | 997.2276 | -0.0069473 |  |  |  |  | 997.2276 | 0 |  |  |  |  | 996.7878 | 7.7137e-05 |  | 997.2276 | 0 |  | 997.2276 | -7.4089e-05 |  | 981.2944 | 0 |  | 997.2276 | 0 |  | 996.7878 | -0.00189 |  | 990.7999 | 0 |  | 997.2276 | -0.0090866 |  | 997.2276 | -0.008394
[7 empty] | 981.5316 | 0 |  | 981.53 | 0 |  | 997.4713 | 0.0031974 |  | 981.5316 | 0 |  | 997.4713 | 0.0051955 |  |  |  |  | 997.4713 | 0.00109 |  |  |  |  | 997.0307 | 0.00064187 |  | 997.4713 | 0.0064787 |  | 997.4713 | 0.00048031 |  | 981.5316 | 0 |  | 997.4713 | 0.00035235 |  | 997.0307 | 0.00555 |  | 991.0423 | 0 |  | 997.4713 | 0.010335 |  | 997.4713 | 0.0031822
[7 empty] | 981.7687 | 0 |  | 981.77 | 0 |  | 997.7149 | 0 |  | 981.7687 | 0 |  | 997.7149 | -0.010259 |  |  |  |  | 997.715 | 0 |  |  |  |  | 997.2736 | -0.0099879 |  | 997.7149 | 0 |  | 997.715 | 1.1009e-05 |  | 981.7687 | 0 |  | 997.715 | 0 |  | 997.2736 | -0.00629 |  | 991.2847 | 0 |  | 997.7149 | -0.0026458 |  | 997.7149 | -0.0067257
[7 empty] | 982.0058 | 0 |  | 982.01 | 0 |  | 997.9586 | 0.003757 |  | 982.0058 | 0 |  | 997.9586 | 0.004974 |  |  |  |  | 997.9586 | 0.00387 |  |  |  |  | 997.5165 | 0.0060959 |  | 997.9586 | 0.0020974 |  | 997.9586 | 0.00012963 |  | 982.0058 | 0 |  | 997.9586 | 0.00051894 |  | 997.5166 | 0.00658 |  | 991.527 | 0 |  | 997.9586 | -0.0033943 |  | 997.9586 | 0.0046287
[7 empty] | 982.243 | 0 |  | 982.24 | 0 |  | 998.2023 | 0 |  | 982.243 | 0 |  | 998.2023 | -0.0068786 |  |  |  |  | 998.2023 | 0 |  |  |  |  | 997.7595 | -0.0036774 |  | 998.2023 | 0 |  | 998.2023 | -0.00016267 |  | 982.243 | 0 |  | 998.2023 | 0 |  | 997.7595 | -0.00427 |  | 991.7695 | 0 |  | 998.2023 | -0.011202 |  | 998.2023 | -0.0042898
[7 empty] | 982.4801 | 0 |  | 982.48 | 0 |  | 998.446 | 0.0036855 |  | 982.4801 | 0 |  | 998.446 | 0.005487 |  |  |  |  | 998.446 | 0.00212 |  |  |  |  | 998.0024 | 0.0079144 |  | 998.446 | 0.005556 |  | 998.446 | 0.00077081 |  | 982.4801 | 0 |  | 998.446 | 0.00025778 |  | 998.0024 | 0.00741 |  | 992.0118 | 0 |  | 998.446 | 0.00058446 |  | 998.446 | 0.0070396
[7 empty] | 982.7173 | 0 |  | 982.72 | 0 |  | 998.6897 | 0 |  | 982.7173 | 0 |  | 998.6897 | -0.0059294 |  |  |  |  | 998.6898 | 0 |  |  |  |  | 998.2453 | -0.0023208 |  | 998.6897 | 0 |  | 998.6898 | 0.00027345 |  | 982.7173 | 0 |  | 998.6898 | 0 |  | 998.2453 | -0.01015 |  | 992.2543 | 0 |  | 998.6897 | -0.0087606 |  | 998.6897 | -0.0090163
[7 empty] | 982.9545 | 0 |  | 982.95 | 0 |  | 998.9334 | 0.0055328 |  | 982.9545 | 0 |  | 998.9334 | 0.0027759 |  |  |  |  | 998.9335 | 0.0046 |  |  |  |  | 998.4883 | 0.010124 |  | 998.9334 | 0.0084964 |  | 998.9335 | 0.00021509 |  | 982.9545 | 0 |  | 998.9335 | 0.00029864 |  | 998.4883 | 0.00308 |  | 992.4967 | 0 |  | 998.9334 | 0.012436 |  | 998.9334 | 0.010721
[7 empty] | 983.1916 | 0 |  | 983.19 | 0 |  | 999.1772 | 0 |  | 983.1916 | 0 |  | 999.1772 | -0.0095464 |  |  |  |  | 999.1772 | 0 |  |  |  |  | 998.7312 | -0.0089652 |  | 999.1772 | 0 |  | 999.1772 | -0.00023871 |  | 983.1916 | 0 |  | 999.1772 | 0 |  | 998.7312 | -0.0058 |  | 992.7391 | 0 |  | 999.1772 | -0.015489 |  | 999.1772 | -0.0092998
[7 empty] | 983.4288 | 0 |  | 983.43 | 0 |  | 999.4209 | 0.0068416 |  | 983.4288 | 0 |  | 999.4209 | 0.0068253 |  |  |  |  | 999.4209 | 0.00168 |  |  |  |  | 998.9742 | -0.0025147 |  | 999.4209 | 0.0082904 |  | 999.4209 | 0.0005788 |  | 983.4288 | 0 |  | 999.4209 | 0.0002168 |  | 998.9742 | 0.00579 |  | 992.9816 | 0 |  | 999.4209 | -0.0016163 |  | 999.4209 | 0.005817
[7 empty] | 983.6659 | 0 |  | 983.67 | 0 |  | 999.6646 | 0 |  | 983.666 | 0 |  | 999.6646 | -0.0072577 |  |  |  |  | 999.6646 | 0 |  |  |  |  | 999.2171 | -0.012648 |  | 999.6646 | 0 |  | 999.6646 | -0.00025939 |  | 983.666 | 0 |  | 999.6646 | 0 |  | 999.2171 | -0.00596 |  | 993.224 | 0 |  | 999.6646 | -0.018632 |  | 999.6646 | -0.01051
[7 empty] | 983.9031 | 0 |  | 983.9 | 0 |  | 999.9084 | 0.0041079 |  | 983.9031 | 0 |  | 999.9084 | 0.0042107 |  |  |  |  | 999.9084 | 0.00361 |  |  |  |  | 999.4601 | 0.0087743 |  | 999.9084 | 0.0050795 |  | 999.9084 | 0.00048579 |  | 983.9031 | 0 |  | 999.9084 | 0.0002001 |  | 999.4601 | 0.00234 |  | 993.4664 | 0 |  | 999.9084 | 0.0080827 |  | 999.9084 | 0.01177
[7 empty] | 984.1403 | 0 |  | 984.14 | 0 |  | 1000.1521 | 0 |  | 984.1403 | 0 |  | 1000.1521 | -0.016038 |  |  |  |  | 1000.1521 | 0 |  |  |  |  | 999.703 | -0.0063823 |  | 1000.1521 | 0 |  | 1000.1521 | -0.00012392 |  | 984.1403 | 0 |  | 1000.1521 | 0 |  | 999.703 | -0.00676 |  | 993.7089 | 0 |  | 1000.1521 | -0.0144 |  | 1000.1521 | -0.016746
[7 empty] | 984.3776 | 0 |  | 984.38 | 0 |  | 1000.3959 | 0.0035499 |  | 984.3776 | 0 |  | 1000.3959 | 0.0037723 |  |  |  |  | 1000.3959 | 0.00322 |  |  |  |  | 999.946 | 0.004984 |  | 1000.3959 | 0.0047194 |  | 1000.3959 | 0.00025556 |  | 984.3776 | 0 |  | 1000.3959 | 0.00027676 |  | 999.946 | 0.00519 |  | 993.9514 | 0 |  | 1000.3959 | 0 |  | 1000.3959 | 0.0062363
[7 empty] | 984.6147 | 0 |  | 984.61 | 0 |  | 1000.6396 | 0 |  | 984.6147 | 0 |  | 1000.6396 | -0.0093407 |  |  |  |  | 1000.6396 | 0 |  |  |  |  | 1000.189 | -0.0093564 |  | 1000.6396 | 0 |  | 1000.6396 | 0.00038186 |  | 984.6147 | 0 |  | 1000.6396 | 0 |  | 1000.189 | -0.00423 |  | 994.1938 | 0 |  | 1000.6396 | 0 |  | 1000.6396 | -0.0047945
[7 empty] | 984.8519 | 0 |  | 984.85 | 0 |  | 1000.8834 | 0.0077198 |  | 984.8519 | 0 |  | 1000.8834 | 0.0047616 |  |  |  |  | 1000.8834 | 0.00299 |  |  |  |  | 1000.432 | -0.0035808 |  | 1000.8834 | 0.00048974 |  | 1000.8834 | 0.00073684 |  | 984.8519 | 0 |  | 1000.8834 | 0.00020872 |  | 1000.432 | 0.00161 |  | 994.4363 | 0 |  | 1000.8834 | 0 |  | 1000.8834 | 0.0061967
[7 empty] | 985.0892 | 0 |  | 985.09 | 0 |  | 1001.1271 | 0 |  | 985.0892 | 0 |  | 1001.1271 | -0.0094304 |  |  |  |  | 1001.1271 | 0 |  |  |  |  | 1000.6749 | -0.0069832 |  | 1001.1271 | 0 |  | 1001.1271 | 0.00043712 |  | 985.0892 | 0 |  | 1001.1271 | 0 |  | 1000.6749 | -0.00493 |  | 994.6788 | 0 |  | 1001.1271 | 0 |  | 1001.1271 | -0.002384
[7 empty] | 985.3264 | 0 |  | 985.33 | 0 |  | 1001.3709 | 0.0068866 |  | 985.3264 | 0 |  | 1001.3709 | -0.00093395 |  |  |  |  | 1001.3709 | 0.00225 |  |  |  |  | 1000.9179 | 0.010532 |  | 1001.3709 | 0.0057993 |  | 1001.3709 | 0.00096401 |  | 985.3264 | 0 |  | 1001.3709 | 0.00024761 |  | 1000.9179 | 0.00657 |  | 994.9213 | 0 |  | 1001.3709 | 0 |  | 1001.3709 | 0.011236
[7 empty] | 985.5636 | 0 |  | 985.56 | 0 |  | 1001.6147 | 0 |  | 985.5636 | 0 |  | 1001.6147 | -0.0053451 |  |  |  |  | 1001.6147 | 0 |  |  |  |  | 1001.1609 | -0.006029 |  | 1001.6147 | 0 |  | 1001.6147 | -5.9433e-05 |  | 985.5636 | 0 |  | 1001.6147 | 0 |  | 1001.1609 | -0.00342 |  | 995.1639 | 0 |  | 1001.6147 | 0 |  | 1001.6147 | -0.0050327
[7 empty] | 985.8008 | 0 |  | 985.8 | 0 |  | 1001.8585 | 0.0030836 |  | 985.8008 | 0 |  | 1001.8585 | 0.0031475 |  |  |  |  | 1001.8585 | 0.00036877 |  |  |  |  | 1001.4039 | 0.012793 |  | 1001.8585 | 0.0033629 |  | 1001.8585 | 0.0011151 |  | 985.8008 | 0 |  | 1001.8585 | 0.0002805 |  | 1001.4039 | 0.00327 |  | 995.4064 | 0 |  | 1001.8585 | 0 |  | 1001.8585 | 0.0088737
[7 empty] | 986.0381 | 0 |  | 986.04 | 0 |  | 1002.1023 | 0 |  | 986.0381 | 0 |  | 1002.1023 | -0.0030398 |  |  |  |  | 1002.1023 | 0 |  |  |  |  | 1001.6469 | 0.0041308 |  | 1002.1023 | 0 |  | 1002.1023 | -9.5178e-05 |  | 986.0381 | 0 |  | 1002.1023 | 0 |  | 1001.6469 | -0.00446 |  | 995.6489 | 0 |  | 1002.1023 | 0 |  | 1002.1023 | -0.009714
[7 empty] | 986.2753 | 0 |  | 986.28 | 0 |  | 1002.3461 | 0.0090161 |  | 986.2753 | 0 |  | 1002.3461 | 0.016481 |  |  |  |  | 1002.3461 | 0.0085 |  |  |  |  | 1001.8899 | 0.0065051 |  | 1002.3461 | 0.011051 |  | 1002.3461 | 6.3605e-05 |  | 986.2753 | 0 |  | 1002.3461 | 0.00064303 |  | 1001.8899 | 0.00497 |  | 995.8915 | 0 |  | 1002.3461 | 0 |  | 1002.3461 | 0.012764
[7 empty] | 986.5126 | 0 |  | 986.51 | 0 |  | 1002.5899 | 0 |  | 986.5126 | 0 |  | 1002.5899 | -0.010657 |  |  |  |  | 1002.5898 | 0 |  |  |  |  | 1002.1329 | -0.0050281 |  | 1002.5899 | 0 |  | 1002.5898 | 0.00038489 |  | 986.5126 | 0 |  | 1002.5898 | 0 |  | 1002.1329 | -0.00675 |  | 996.134 | 0 |  | 1002.5899 | 0 |  | 1002.5899 | -0.008726
[7 empty] | 986.7498 | 0 |  | 986.75 | 0 |  | 1002.8337 | 0.0039854 |  | 986.7498 | 0 |  | 1002.8337 | 0.00077803 |  |  |  |  | 1002.8337 | 0.00202 |  |  |  |  | 1002.3759 | 0.0023586 |  | 1002.8337 | 0.0046095 |  | 1002.8337 | 0.00089904 |  | 986.7498 | 0 |  | 1002.8337 | 0.0003157 |  | 1002.3759 | 0.00111 |  | 996.3766 | 0 |  | 1002.8337 | 0 |  | 1002.8337 | 0.0042809
[7 empty] | 986.9871 | 0 |  | 986.99 | 0 |  | 1003.0775 | 0 |  | 986.9871 | 0 |  | 1003.0775 | -0.013211 |  |  |  |  | 1003.0775 | 0 |  |  |  |  | 1002.619 | -0.0033964 |  | 1003.0775 | 0 |  | 1003.0775 | 6.0603e-05 |  | 986.9871 | 0 |  | 1003.0775 | 0 |  | 1002.619 | -0.0012 |  | 996.6191 | 0 |  | 1003.0775 | 0 |  | 1003.0775 | -0.0040036
[7 empty] | 987.2244 | 0 |  | 987.22 | 0 |  | 1003.3213 | 0.0013994 |  | 987.2244 | 0 |  | 1003.3213 | -0.002728 |  |  |  |  | 1003.3214 | 0.00259 |  |  |  |  | 1002.862 | 0.0058899 |  | 1003.3213 | 0.0025017 |  | 1003.3214 | 0.0010746 |  | 987.2244 | 0 |  | 1003.3214 | 0.00032149 |  | 1002.862 | 0.0035 |  | 996.8617 | 0 |  | 1003.3213 | 0 |  | 1003.3213 | 0.0053269
[7 empty] | 987.4616 | 0 |  | 987.46 | 0 |  | 1003.5652 | 0 |  | 987.4616 | 0 |  | 1003.5652 | -0.014544 |  |  |  |  | 1003.5651 | 0 |  |  |  |  | 1003.105 | -0.014839 |  | 1003.5652 | 0 |  | 1003.5651 | 0.00074187 |  | 987.4616 | 0 |  | 1003.5651 | 0 |  | 1003.105 | -0.00828 |  | 997.1043 | 0 |  | 1003.5652 | 0 |  | 1003.5652 | -0.0084804
[7 empty] | 987.6989 | 0 |  | 987.7 | 0 |  | 1003.809 | 0.00992 |  | 987.6989 | 0 |  | 1003.809 | 0.0081043 |  |  |  |  | 1003.809 | 0.00567 |  |  |  |  | 1003.3481 | 0.01313 |  | 1003.809 | 0.011196 |  | 1003.809 | 0.0010694 |  | 987.6989 | 0 |  | 1003.809 | 0.00031108 |  | 1003.348 | 0.00613 |  | 997.3469 | 0 |  | 1003.809 | 0 |  | 1003.809 | 0.01483
[7 empty] | 987.9362 | 0 |  | 987.94 | 0 |  | 1004.0528 | 0 |  | 987.9362 | 0 |  | 1004.0528 | -0.012841 |  |  |  |  | 1004.0529 | 0 |  |  |  |  | 1003.5911 | -0.014862 |  | 1004.0528 | 0 |  | 1004.0529 | -0.00035112 |  | 987.9362 | 0 |  | 1004.0529 | 0 |  | 1003.5911 | -0.00906 |  | 997.5895 | 0 |  | 1004.0528 | 0 |  | 1004.0528 | -0.0068099
[7 empty] | 988.1735 | 0 |  | 988.17 | 0 |  | 1004.2967 | 0.0031713 |  | 988.1735 | 0 |  | 1004.2967 | -0.00019137 |  |  |  |  | 1004.2967 | 0.0009397 |  |  |  |  | 1003.8341 | -0.0050728 |  | 1004.2967 | 0.00032349 |  | 1004.2967 | 0.0010427 |  | 988.1735 | 0 |  | 1004.2967 | 0.00016683 |  | 1003.8341 | 0.0081 |  | 997.8322 | 0 |  | 1004.2967 | 0 |  | 1004.2967 | 0.0034618
[7 empty] | 988.4108 | 0 |  | 988.41 | 0 |  | 1004.5405 | 0 |  | 988.4108 | 0 |  | 1004.5405 | -0.0076681 |  |  |  |  | 1004.5405 | 0 |  |  |  |  | 1004.0772 | -0.0010954 |  | 1004.5405 | 0 |  | 1004.5405 | -9.6488e-05 |  | 988.4108 | 0 |  | 1004.5405 | 0 |  | 1004.0772 | -0.00681 |  | 998.0748 | 0 |  | 1004.5405 | 0 |  | 1004.5405 | -0.00038897
[7 empty] | 988.6481 | 0 |  | 988.65 | 0 |  | 1004.7844 | 0 |  | 988.6481 | 0 |  | 1004.7844 | -0.015957 |  |  |  |  | 1004.7844 | 0 |  |  |  |  | 1004.3202 | -0.0063436 |  | 1004.7844 | 0 |  | 1004.7844 | 0.00016446 |  | 988.6481 | 0 |  | 1004.7844 | 0 |  | 1004.3202 | -0.00885 |  | 998.3174 | 0 |  | 1004.7844 | 0 |  | 1004.7844 | -0.0054965
[7 empty] | 988.8854 | 0 |  | 988.89 | 0 |  | 1005.0283 | 0.011015 |  | 988.8854 | 0 |  | 1005.0283 | 0.0073144 |  |  |  |  | 1005.0283 | 0.00537 |  |  |  |  | 1004.5633 | 0.0026234 |  | 1005.0283 | 0.0047364 |  | 1005.0283 | 0.00025353 |  | 988.8854 | 0 |  | 1005.0283 | 0.00025249 |  | 1004.5633 | 0.00554 |  | 998.5601 | 0 |  | 1005.0283 | 0 |  | 1005.0283 | 0.0062294
[7 empty] | 989.1227 | 0 |  | 989.12 | 0 |  | 1005.2721 | 0 |  | 989.1227 | 0 |  | 1005.2721 | -0.0090317 |  |  |  |  | 1005.2721 | 0 |  |  |  |  | 1004.8063 | -0.004361 |  | 1005.2721 | 0 |  | 1005.2721 | 1.8027e-05 |  | 989.1227 | 0 |  | 1005.2721 | 0 |  | 1004.8063 | -0.00373 |  | 998.8027 | 0 |  | 1005.2721 | 0 |  | 1005.2721 | -0.0091384
[7 empty] | 989.36 | 0 |  | 989.36 | 0 |  | 1005.516 | 0.0055058 |  | 989.36 | 0 |  | 1005.516 | 0.003183 |  |  |  |  | 1005.516 | 0.00457 |  |  |  |  | 1005.0494 | 0.0054414 |  | 1005.516 | 0.0075604 |  | 1005.516 | 0.00060165 |  | 989.36 | 0 |  | 1005.516 | 0.00027582 |  | 1005.0494 | 0.00744 |  | 999.0453 | 0 |  | 1005.516 | 0 |  | 1005.516 | 0.0082646
[7 empty] | 989.5973 | 0 |  | 989.6 | 0 |  | 1005.7599 | 0 |  | 989.5973 | 0 |  | 1005.7599 | -0.015924 |  |  |  |  | 1005.7599 | 0 |  |  |  |  | 1005.2925 | -0.0020816 |  | 1005.7599 | 0 |  | 1005.7599 | -0.00015573 |  | 989.5973 | 0 |  | 1005.7599 | 0 |  | 1005.2925 | -0.00762 |  | 999.288 | 0 |  | 1005.7599 | 0 |  | 1005.7599 | -0.0038134
[7 empty] | 989.8347 | 0 |  | 989.83 | 0 |  | 1006.0038 | 0.0030125 |  | 989.8347 | 0 |  | 1006.0038 | 0.00379 |  |  |  |  | 1006.0038 | 0.00341 |  |  |  |  | 1005.5356 | 0.0086141 |  | 1006.0038 | 0.0036203 |  | 1006.0038 | 0.00062259 |  | 989.8347 | 0 |  | 1006.0038 | 0.00023311 |  | 1005.5356 | 0.00277 |  | 999.5307 | 0 |  | 1006.0038 | 0 |  | 1006.0038 | 0.0043736
[7 empty] | 990.072 | 0 |  | 990.07 | 0 |  | 1006.2477 | 0 |  | 990.072 | 0 |  | 1006.2477 | -0.016261 |  |  |  |  | 1006.2477 | 0 |  |  |  |  | 1005.7786 | -0.014674 |  | 1006.2477 | 0 |  | 1006.2477 | -2.8839e-05 |  | 990.072 | 0 |  | 1006.2477 | 0 |  | 1005.7786 | -0.00751 |  | 999.7734 | 0 |  | 1006.2477 | 0 |  | 1006.2477 | -0.012927
[7 empty] | 990.3093 | 0 |  | 990.31 | 0 |  | 1006.4916 | 0.012475 |  | 990.3093 | 0 |  | 1006.4916 | -0.00018082 |  |  |  |  | 1006.4916 | 0.00254 |  |  |  |  | 1006.0217 | 0.0034629 |  | 1006.4916 | 0 |  | 1006.4916 | 0.00025197 |  | 990.3093 | 0 |  | 1006.4916 | 0.0002452 |  | 1006.0217 | 0.00711 |  | 1000.0161 | 0 |  | 1006.4916 | 0 |  | 1006.4916 | 0.0089628
[7 empty] | 990.5466 | 0 |  | 990.55 | 0 |  | 1006.7355 | 0 |  | 990.5466 | 0 |  | 1006.7355 | -0.0097296 |  |  |  |  | 1006.7355 | 0 |  |  |  |  | 1006.2648 | -0.0090499 |  | 1006.7355 | 0 |  | 1006.7355 | 0.00018915 |  | 990.5466 | 0 |  | 1006.7355 | 0 |  | 1006.2648 | -0.00214 |  | 1000.2588 | 0 |  | 1006.7355 | 0 |  | 1006.7355 | -0.0065181
[7 empty] | 990.784 | 0 |  | 990.78 | 0 |  | 1006.9794 | 0.0046077 |  | 990.784 | 0 |  | 1006.9794 | 0.005202 |  |  |  |  | 1006.9794 | 0.00129 |  |  |  |  | 1006.5079 | -0.0044789 |  | 1006.9794 | 0.0027561 |  | 1006.9794 | 0.00084904 |  | 990.784 | 0 |  | 1006.9794 | 0.0004751 |  | 1006.5079 | 0.00702 |  | 1000.5015 | 0 |  | 1006.9794 | 0 |  | 1006.9794 | 0.0047853
[7 empty] | 991.0214 | 0 |  | 991.02 | 0 |  | 1007.2233 | 0 |  | 991.0214 | 0 |  | 1007.2233 | -0.010964 |  |  |  |  | 1007.2233 | 0 |  |  |  |  | 1006.751 | -0.0083013 |  | 1007.2233 | 0 |  | 1007.2233 | -0.00045446 |  | 991.0214 | 0 |  | 1007.2233 | 0 |  | 1006.751 | -0.00848 |  | 1000.7442 | 0 |  | 1007.2233 | 0 |  | 1007.2233 | -0.0064417
[7 empty] | 991.2587 | 0 |  | 991.26 | 0 |  | 1007.4672 | 0.0042011 |  | 991.2587 | 0 |  | 1007.4672 | -0.0014744 |  |  |  |  | 1007.4672 | 0.00057682 |  |  |  |  | 1006.9941 | 0.013061 |  | 1007.4672 | 0.011122 |  | 1007.4672 | 0.0010739 |  | 991.2587 | 0 |  | 1007.4672 | 0.00010486 |  | 1006.9941 | 0.0081 |  | 1000.9869 | 0 |  | 1007.4672 | 0 |  | 1007.4672 | 0.0060696
[7 empty] | 991.4961 | 0 |  | 991.5 | 0 |  | 1007.7112 | 0 |  | 991.4961 | 0 |  | 1007.7112 | -0.014387 |  |  |  |  | 1007.7112 | 0 |  |  |  |  | 1007.2372 | -0.0017725 |  | 1007.7112 | 0 |  | 1007.7112 | -0.00018518 |  | 991.4961 | 0 |  | 1007.7112 | 0 |  | 1007.2372 | -0.00456 |  | 1001.2297 | 0 |  | 1007.7112 | 0 |  | 1007.7112 | -0.0064168
[7 empty] | 991.7335 | 0 |  | 991.73 | 0 |  | 1007.9551 | 0.0044534 |  | 991.7335 | 0 |  | 1007.9551 | 0.0019232 |  |  |  |  | 1007.9551 | 0.00662 |  |  |  |  | 1007.4803 | 0.0077237 |  | 1007.9551 | 0.0065448 |  | 1007.9551 | 0.00049278 |  | 991.7335 | 0 |  | 1007.9551 | 0.00047517 |  | 1007.4803 | 0.00752 |  | 1001.4724 | 0 |  | 1007.9551 | 0 |  | 1007.9551 | 0.011356
[7 empty] | 991.9708 | 0 |  | 991.97 | 0 |  | 1008.1991 | 0 |  | 991.9708 | 0 |  | 1008.1991 | -0.017491 |  |  |  |  | 1008.199 | 0 |  |  |  |  | 1007.7234 | -0.0051767 |  | 1008.1991 | 0 |  | 1008.199 | 0.0004877 |  | 991.9708 | 0 |  | 1008.199 | 0 |  | 1007.7234 | -0.00823 |  | 1001.7152 | 0 |  | 1008.1991 | 0 |  | 1008.1991 | -0.0056797
[7 empty] | 992.2082 | 0 |  | 992.21 | 0 |  | 1008.443 | 0.0045534 |  | 992.2082 | 0 |  | 1008.443 | 0.0032434 |  |  |  |  | 1008.443 | 0.00428 |  |  |  |  | 1007.9666 | -0.0034229 |  | 1008.443 | 0.011814 |  | 1008.443 | 0.00051679 |  | 992.2082 | 0 |  | 1008.443 | 0.00018512 |  | 1007.9666 | 0.00852 |  | 1001.9579 | 0 |  | 1008.443 | 0 |  | 1008.443 | 0.0081771
[7 empty] | 992.4456 | 0 |  | 992.45 | 0 |  | 1008.687 | 0 |  | 992.4456 | 0 |  | 1008.687 | -0.011663 |  |  |  |  | 1008.687 | 0 |  |  |  |  | 1008.2097 | -0.0033152 |  | 1008.687 | 0 |  | 1008.687 | 0.00042536 |  | 992.4456 | 0 |  | 1008.687 | 0 |  | 1008.2097 | -0.0073 |  | 1002.2007 | 0 |  | 1008.687 | 0 |  | 1008.687 | -0.0077159
[7 empty] | 992.683 | 0 |  | 992.68 | 0 |  | 1008.9309 | 0.0063573 |  | 992.683 | 0 |  | 1008.9309 | -0.0049952 |  |  |  |  | 1008.9309 | 0.00341 |  |  |  |  | 1008.4528 | -0.0033347 |  | 1008.9309 | 0 |  | 1008.9309 | 0.00055862 |  | 992.683 | 0 |  | 1008.9309 | 0.00029877 |  | 1008.4528 | 0.0057 |  | 1002.4435 | 0 |  | 1008.9309 | 0 |  | 1008.9309 | 0.0070698
[7 empty] | 992.9204 | 0 |  | 992.92 | 0 |  | 1009.1749 | 0 |  | 992.9204 | 0 |  | 1009.1749 | -0.0049258 |  |  |  |  | 1009.1749 | 0 |  |  |  |  | 1008.6959 | -0.0066888 |  | 1009.1749 | 0 |  | 1009.1749 | -0.00051692 |  | 992.9204 | 0 |  | 1009.1749 | 0 |  | 1008.696 | -0.00604 |  | 1002.6863 | 0 |  | 1009.1749 | 0 |  | 1009.1749 | -0.010261
[7 empty] | 993.1578 | 0 |  | 993.16 | 0 |  | 1009.4189 | 0.0069357 |  | 993.1578 | 0 |  | 1009.4189 | 0.017458 |  |  |  |  | 1009.4189 | 0.00715 |  |  |  |  | 1008.9391 | 0.0027293 |  | 1009.4189 | 0.0090262 |  | 1009.4189 | 0.00082413 |  | 993.1578 | 0 |  | 1009.4189 | 0.00046169 |  | 1008.9391 | 0.01011 |  | 1002.9291 | 0 |  | 1009.4189 | 0 |  | 1009.4189 | 0.013853
[7 empty] | 993.3952 | 0 |  | 993.4 | 0 |  | 1009.6628 | 0 |  | 993.3952 | 0 |  | 1009.6628 | -0.0085228 |  |  |  |  | 1009.6628 | 0 |  |  |  |  | 1009.1822 | -0.015365 |  | 1009.6628 | 0 |  | 1009.6628 | 0.00047965 |  | 993.3952 | 0 |  | 1009.6628 | 0 |  | 1009.1822 | -0.01099 |  | 1003.1719 | 0 |  | 1009.6628 | 0 |  | 1009.6628 | -0.0082478
[7 empty] | 993.6326 | 0 |  | 993.63 | 0 |  | 1009.9068 | 0 |  | 993.6326 | 0 |  | 1009.9068 | -0.0017288 |  |  |  |  | 1009.9068 | 0 |  |  |  |  | 1009.4254 | -0.0047208 |  | 1009.9068 | 0.008492 |  | 1009.9068 | 0.00057146 |  | 993.6326 | 0 |  | 1009.9068 | 0.00028234 |  | 1009.4254 | 0.0041 |  | 1003.4147 | 0 |  | 1009.9068 | 0 |  | 1009.9068 | 0.0059137
[7 empty] | 993.8701 | 0 |  | 993.87 | 0 |  | 1010.1508 | 0 |  | 993.8701 | 0 |  | 1010.1508 | -0.018876 |  |  |  |  | 1010.1508 | 0 |  |  |  |  | 1009.6685 | -0.0058337 |  | 1010.1508 | 0 |  | 1010.1508 | 0.00038543 |  | 993.8701 | 0 |  | 1010.1508 | 0 |  | 1009.6685 | -0.00771 |  | 1003.6576 | 0 |  | 1010.1508 | 0 |  | 1010.1508 | -0.011353
[7 empty] | 994.1075 | 0 |  | 994.11 | 0 |  | 1010.3948 | 0.004409 |  | 994.1075 | 0 |  | 1010.3948 | -0.0012298 |  |  |  |  | 1010.3948 | 0.00414 |  |  |  |  | 1009.9117 | 0.010948 |  | 1010.3948 | 0.0046373 |  | 1010.3948 | 0.00024022 |  | 994.1075 | 0 |  | 1010.3948 | 0.00032421 |  | 1009.9117 | 0.00789 |  | 1003.9005 | 0 |  | 1010.3948 | 0 |  | 1010.3948 | 0.0047432
[7 empty] | 994.3449 | 0 |  | 994.34 | 0 |  | 1010.6388 | 0 |  | 994.3449 | 0 |  | 1010.6388 | -0.018951 |  |  |  |  | 1010.6388 | 0 |  |  |  |  | 1010.1548 | -0.01759 |  | 1010.6388 | 0 |  | 1010.6388 | -5.5188e-05 |  | 994.3449 | 0 |  | 1010.6388 | 0 |  | 1010.1549 | -0.00423 |  | 1004.1433 | 0 |  | 1010.6388 | 0 |  | 1010.6388 | -0.014489
[7 empty] | 994.5823 | 0 |  | 994.58 | 0 |  | 1010.8828 | 0.0051379 |  | 994.5823 | 0 |  | 1010.8828 | 0.0095537 |  |  |  |  | 1010.8828 | 0.00446 |  |  |  |  | 1010.398 | 0.0091559 |  | 1010.8828 | 0.0081333 |  | 1010.8828 | 0.00047439 |  | 994.5823 | 0 |  | 1010.8828 | 0.00025944 |  | 1010.398 | 0.01002 |  | 1004.3862 | 0 |  | 1010.8828 | 0 |  | 1010.8828 | 0.0052756
[7 empty] | 994.8198 | 0 |  | 994.82 | 0 |  | 1011.1268 | 0 |  | 994.8198 | 0 |  | 1011.1268 | -0.017335 |  |  |  |  | 1011.1268 | 0 |  |  |  |  | 1010.6412 | -0.016513 |  | 1011.1268 | 0 |  | 1011.1268 | -5.2725e-05 |  | 994.8198 | 0 |  | 1011.1268 | 0 |  | 1010.6412 | -0.00438 |  | 1004.629 | 0 |  | 1011.1268 | 0 |  | 1011.1268 | -0.011392
[7 empty] | 995.0572 | 0 |  | 995.06 | 0 |  | 1011.3709 | 0 |  | 995.0573 | 0 |  | 1011.3709 | 0.0064791 |  |  |  |  | 1011.3709 | 0.00359 |  |  |  |  | 1010.8844 | 0.0090954 |  | 1011.3709 | 0.0065754 |  | 1011.3709 | 0.00080402 |  | 995.0573 | 0 |  | 1011.3709 | 0.00032774 |  | 1010.8844 | 0.00616 |  | 1004.8719 | 0 |  | 1011.3709 | 0 |  | 1011.3709 | 0.015097
[7 empty] | 995.2947 | 0 |  | 995.29 | 0 |  | 1011.6149 | 0 |  | 995.2947 | 0 |  | 1011.6149 | -0.0023765 |  |  |  |  | 1011.6149 | 0 |  |  |  |  | 1011.1275 | -0.010841 |  | 1011.6149 | 0 |  | 1011.6149 | -0.0003042 |  | 995.2947 | 0 |  | 1011.6149 | 0 |  | 1011.1275 | -0.00688 |  | 1005.1147 | 0 |  | 1011.6149 | 0 |  | 1011.6149 | -0.00028059
[7 empty] | 995.5322 | 0 |  | 995.53 | 0 |  | 1011.8589 | 0.0070696 |  | 995.5322 | 0 |  | 1011.8589 | 0.012484 |  |  |  |  | 1011.859 | 0.00552 |  |  |  |  | 1011.3707 | 0.017568 |  | 1011.8589 | 0.0069864 |  | 1011.8589 | 0.00048277 |  | 995.5322 | 0 |  | 1011.859 | 0.00031895 |  | 1011.3707 | 0.00728 |  | 1005.3577 | 0 |  | 1011.8589 | 0 |  | 1011.8589 | 0.013562
[7 empty] | 995.7696 | 0 |  | 995.77 | 0 |  | 1012.103 | 0 |  | 995.7696 | 0 |  | 1012.103 | -0.027703 |  |  |  |  | 1012.103 | 0 |  |  |  |  | 1011.6139 | -0.011524 |  | 1012.103 | 0 |  | 1012.103 | -8.5019e-05 |  | 995.7696 | 0 |  | 1012.103 | 0 |  | 1011.6139 | -0.00797 |  | 1005.6006 | 0 |  | 1012.103 | 0 |  | 1012.103 | -0.01975
[7 empty] | 996.0071 | 0 |  | 996.01 | 0 |  | 1012.347 | 0.0024477 |  | 996.0071 | 0 |  | 1012.347 | 0.011787 |  |  |  |  | 1012.347 | 0.00839 |  |  |  |  | 1011.8571 | 0.008667 |  | 1012.347 | 0.012186 |  | 1012.347 | 0.00054787 |  | 996.0071 | 0 |  | 1012.347 | 0.00027401 |  | 1011.8571 | 0.00735 |  | 1005.8435 | 0 |  | 1012.347 | 0 |  | 1012.347 | 0.012598
[7 empty] | 996.2446 | 0 |  | 996.24 | 0 |  | 1012.5911 | 0 |  | 996.2446 | 0 |  | 1012.5911 | -0.0062214 |  |  |  |  | 1012.5911 | 0 |  |  |  |  | 1012.1003 | -0.016802 |  | 1012.5911 | 0 |  | 1012.5911 | -0.00032297 |  | 996.2446 | 0 |  | 1012.5911 | 0 |  | 1012.1003 | -0.0084 |  | 1006.0864 | 0 |  | 1012.5911 | 0 |  | 1012.5911 | -0.0084355
[7 empty] | 996.4821 | 0 |  | 996.48 | 0 |  | 1012.8351 | 0.006778 |  | 996.4821 | 0 |  | 1012.8351 | 0.013094 |  |  |  |  | 1012.8351 | 0.00664 |  |  |  |  | 1012.3435 | 0.0054731 |  | 1012.8351 | 0.00434 |  | 1012.8351 | 0.00059942 |  | 996.4821 | 0 |  | 1012.8351 | 0.00028922 |  | 1012.3435 | 0.00677 |  | 1006.3293 | 0 |  | 1012.8351 | 0 |  | 1012.8351 | 0.010713
[7 empty] | 996.7195 | 0 |  | 996.72 | 0 |  | 1013.0792 | 0 |  | 996.7195 | 0 |  | 1013.0792 | -0.015555 |  |  |  |  | 1013.0792 | 0 |  |  |  |  | 1012.5867 | -0.0092528 |  | 1013.0792 | 0 |  | 1013.0792 | -0.00017729 |  | 996.7195 | 0 |  | 1013.0792 | 0 |  | 1012.5867 | -0.00468 |  | 1006.5723 | 0 |  | 1013.0792 | 0 |  | 1013.0792 | -0.0062635
[7 empty] | 996.957 | 0 |  | 996.96 | 0 |  | 1013.3232 | 0.0079658 |  | 996.957 | 0 |  | 1013.3232 | 0.0030482 |  |  |  |  | 1013.3232 | 0.00571 |  |  |  |  | 1012.8299 | 0.0036725 |  | 1013.3232 | 0.0066816 |  | 1013.3232 | 0.0001596 |  | 996.957 | 0 |  | 1013.3232 | 0.00038485 |  | 1012.8299 | 0.00579 |  | 1006.8152 | 0 |  | 1013.3232 | 0 |  | 1013.3232 | 0.017287
[7 empty] | 997.1945 | 0 |  | 997.19 | 0 |  | 1013.5673 | 0 |  | 997.1945 | 0 |  | 1013.5673 | -0.021104 |  |  |  |  | 1013.5673 | 0 |  |  |  |  | 1013.0731 | -0.0076793 |  | 1013.5673 | 0 |  | 1013.5673 | 0.00026716 |  | 997.1945 | 0 |  | 1013.5673 | 0 |  | 1013.0731 | -0.01136 |  | 1007.0582 | 0 |  | 1013.5673 | 0 |  | 1013.5673 | -0.0050936
[7 empty] | 997.432 | 0 |  | 997.43 | 0 |  | 1013.8114 | 0.0087828 |  | 997.432 | 0 |  | 1013.8114 | 0.00029253 |  |  |  |  | 1013.8114 | 0.00087857 |  |  |  |  | 1013.3164 | 0.0088258 |  | 1013.8114 | 0.006736 |  | 1013.8114 | 0.00073859 |  | 997.432 | 0 |  | 1013.8114 | 0.00036575 |  | 1013.3164 | -0.00205 |  | 1007.3011 | 0 |  | 1013.8114 | 0 |  | 1013.8114 | 0.0090533
[7 empty] | 997.6696 | 0 |  | 997.67 | 0 |  | 1014.0555 | 0 |  | 997.6696 | 0 |  | 1014.0555 | -0.019897 |  |  |  |  | 1014.0555 | 0 |  |  |  |  | 1013.5596 | -0.010868 |  | 1014.0555 | 0 |  | 1014.0555 | 0.00023951 |  | 997.6696 | 0 |  | 1014.0555 | 0 |  | 1013.5596 | -0.01058 |  | 1007.5441 | 0 |  | 1014.0555 | 0 |  | 1014.0555 | -0.0072492
[7 empty] | 997.907 | 0 |  | 997.91 | 0 |  | 1014.2996 | 0 |  | 997.907 | 0 |  | 1014.2996 | 0.0065286 |  |  |  |  | 1014.2996 | 0.00295 |  |  |  |  | 1013.8028 | 0.014699 |  | 1014.2996 | 0.0094788 |  | 1014.2996 | 0.00061643 |  | 997.907 | 0 |  | 1014.2996 | 0.00015223 |  | 1013.8028 | 0.00446 |  | 1007.7871 | 0 |  | 1014.2996 | 0 |  | 1014.2996 | 0.0089623
[7 empty] | 998.1446 | 0 |  | 998.14 | 0 |  | 1014.5437 | 0 |  | 998.1446 | 0 |  | 1014.5437 | -0.013359 |  |  |  |  | 1014.5437 | 0 |  |  |  |  | 1014.046 | -0.019704 |  | 1014.5437 | 0 |  | 1014.5437 | -0.0004985 |  | 998.1446 | 0 |  | 1014.5437 | 0 |  | 1014.046 | -0.017 |  | 1008.0301 | 0 |  | 1014.5437 | 0 |  | 1014.5437 | -0.013259
[7 empty] | 998.3821 | 0 |  | 998.38 | 0 |  | 1014.7878 | 0.009995 |  | 998.3821 | 0 |  | 1014.7878 | -0.0086472 |  |  |  |  | 1014.7878 | 0.00715 |  |  |  |  | 1014.2893 | -0.0055386 |  | 1014.7878 | 0.0014043 |  | 1014.7878 | 0.00011934 |  | 998.3821 | 0 |  | 1014.7878 | 0.0003691 |  | 1014.2893 | 0.00498 |  | 1008.2731 | 0 |  | 1014.7878 | 0 |  | 1014.7878 | 0.014535
[7 empty] | 998.6196 | 0 |  | 998.62 | 0 |  | 1015.0319 | 0 |  | 998.6196 | 0 |  | 1015.0319 | -0.023049 |  |  |  |  | 1015.0319 | 0 |  |  |  |  | 1014.5325 | -0.016359 |  | 1015.0319 | 0 |  | 1015.0319 | 0.00028607 |  | 998.6196 | 0 |  | 1015.0319 | 0 |  | 1014.5325 | -0.00691 |  | 1008.5161 | 0 |  | 1015.0319 | 0 |  | 1015.0319 | -0.01334
[7 empty] | 998.8572 | 0 |  | 998.86 | 0 |  | 1015.276 | 0.002829 |  | 998.8572 | 0 |  | 1015.276 | 0.0043687 |  |  |  |  | 1015.276 | 0.00649 |  |  |  |  | 1014.7758 | 0.015601 |  | 1015.276 | 0.0094403 |  | 1015.276 | 0.00051233 |  | 998.8572 | 0 |  | 1015.276 | 0.0001873 |  | 1014.7758 | 0.00721 |  | 1008.7592 | 0 |  | 1015.276 | 0 |  | 1015.276 | 0.015747
[7 empty] | 999.0947 | 0 |  | 999.09 | 0 |  | 1015.5201 | 0 |  | 999.0947 | 0 |  | 1015.5201 | -0.015786 |  |  |  |  | 1015.5201 | 0 |  |  |  |  | 1015.019 | 0.0059187 |  | 1015.5201 | 0 |  | 1015.5201 | -2.4843e-05 |  | 999.0947 | 0 |  | 1015.5201 | 0 |  | 1015.019 | -0.01201 |  | 1009.0021 | 0 |  | 1015.5201 | 0 |  | 1015.5201 | -0.015096
[7 empty] | 999.3323 | 0 |  | 999.33 | 0 |  | 1015.7643 | 0.003219 |  | 999.3323 | 0 |  | 1015.7643 | 0.00070886 |  |  |  |  | 1015.7643 | 0.00675 |  |  |  |  | 1015.2623 | 0.0044364 |  | 1015.7643 | 0.0030563 |  | 1015.7643 | 0.00074309 |  | 999.3323 | 0 |  | 1015.7643 | 0.00030165 |  | 1015.2623 | 0.00235 |  | 1009.2452 | 0 |  | 1015.7643 | 0 |  | 1015.7643 | 0.0059071
[7 empty] | 999.5698 | 0 |  | 999.57 | 0 |  | 1016.0084 | 0 |  | 999.5698 | 0 |  | 1016.0084 | -0.0089324 |  |  |  |  | 1016.0084 | 0 |  |  |  |  | 1015.5055 | -0.011816 |  | 1016.0084 | 0 |  | 1016.0084 | -0.0003536 |  | 999.5698 | 0 |  | 1016.0084 | 0 |  | 1015.5055 | -0.00041307 |  | 1009.4882 | 0 |  | 1016.0084 | 0 |  | 1016.0084 | -0.009355
[7 empty] | 999.8074 | 0 |  | 999.81 | 0 |  | 1016.2525 | 0.007017 |  | 999.8074 | 0 |  | 1016.2525 | 0.0092904 |  |  |  |  | 1016.2526 | 0.0099 |  |  |  |  | 1015.7488 | 0.0076456 |  | 1016.2525 | 0.0079664 |  | 1016.2526 | 0.00058835 |  | 999.8074 | 0 |  | 1016.2526 | 0.00037428 |  | 1015.7488 | 0.00666 |  | 1009.7313 | 0 |  | 1016.2525 | 0 |  | 1016.2525 | 0.01211
[7 empty] | 1000.0449 | 0 |  | 1000.04 | 0 |  | 1016.4967 | 0 |  | 1000.0449 | 0 |  | 1016.4967 | -0.025652 |  |  |  |  | 1016.4967 | 0 |  |  |  |  | 1015.9921 | -0.00483 |  | 1016.4967 | 0 |  | 1016.4967 | 9.2567e-05 |  | 1000.0449 | 0 |  | 1016.4967 | 0 |  | 1015.9921 | -0.01141 |  | 1009.9744 | 0 |  | 1016.4967 | 0 |  | 1016.4967 | -0.0073538
[7 empty] | 1000.2825 | 0 |  | 1000.28 | 0 |  | 1016.7408 | 0.0079034 |  | 1000.2825 | 0 |  | 1016.7408 | 0.00061478 |  |  |  |  | 1016.7409 | 0.00261 |  |  |  |  | 1016.2353 | 0.0089105 |  | 1016.7408 | 0.0097132 |  | 1016.7408 | 0.0004238 |  | 1000.2825 | 0 |  | 1016.7409 | 0.00029165 |  | 1016.2354 | 0.00219 |  | 1010.2175 | 0 |  | 1016.7408 | 0 |  | 1016.7408 | -0.0019832
[7 empty] | 1000.5201 | 0 |  | 1000.52 | 0 |  | 1016.985 | 0 |  | 1000.5201 | 0 |  | 1016.985 | -0.0027568 |  |  |  |  | 1016.985 | 0 |  |  |  |  | 1016.4786 | -0.010808 |  | 1016.985 | 0 |  | 1016.985 | -3.0759e-06 |  | 1000.5201 | 0 |  | 1016.985 | 0 |  | 1016.4786 | -0.00596 |  | 1010.4605 | 0 |  | 1016.985 | 0 |  | 1016.985 | -0.0037988
[7 empty] | 1000.7577 | 0 |  | 1000.76 | 0 |  | 1017.2292 | 0 |  | 1000.7577 | 0 |  | 1017.2292 | 0.006865 |  |  |  |  | 1017.2292 | 0.00711 |  |  |  |  | 1016.7219 | 0.013246 |  | 1017.2292 | 0 |  | 1017.2292 | 0.00051408 |  | 1000.7577 | 0 |  | 1017.2292 | 0.0001277 |  | 1016.7219 | 0.00784 |  | 1010.7036 | 0 |  | 1017.2292 | 0 |  | 1017.2292 | 0
[7 empty] | 1000.9952 | 0 |  | 1001 | 0 |  | 1017.4733 | 0 |  | 1000.9952 | 0 |  | 1017.4733 | -0.005054 |  |  |  |  | 1017.4733 | 0 |  |  |  |  | 1016.9652 | -0.0057466 |  | 1017.4733 | 0 |  | 1017.4733 | 3.7191e-05 |  | 1000.9952 | 0 |  | 1017.4733 | 0 |  | 1016.9652 | -0.00899 |  | 1010.9467 | 0 |  | 1017.4733 | 0 |  | 1017.4733 | 0
[7 empty] | 1001.2328 | 0 |  | 1001.23 | 0 |  | 1017.7175 | 0 |  | 1001.2328 | 0 |  | 1017.7175 | 0.0090243 |  |  |  |  | 1017.7175 | 0.00465 |  |  |  |  | 1017.2085 | -0.0069241 |  | 1017.7175 | 0 |  | 1017.7175 | 1.4667e-05 |  | 1001.2328 | 0 |  | 1017.7175 | 0.0003048 |  | 1017.2085 | 0.00553 |  | 1011.1898 | 0 |  | 1017.7175 | 0 |  | 1017.7175 | 0
[7 empty] | 1001.4705 | 0 |  | 1001.47 | 0 |  | 1017.9617 | 0 |  | 1001.4705 | 0 |  | 1017.9617 | -0.021481 |  |  |  |  | 1017.9617 | 0 |  |  |  |  | 1017.4518 | -0.012107 |  | 1017.9617 | 0 |  | 1017.9617 | 6.9613e-06 |  | 1001.4705 | 0 |  | 1017.9617 | 0 |  | 1017.4518 | -0.01337 |  | 1011.4329 | 0 |  | 1017.9617 | 0 |  | 1017.9617 | 0
[7 empty] | 1001.7081 | 0 |  | 1001.71 | 0 |  | 1018.2059 | 0 |  | 1001.7081 | 0 |  | 1018.2059 | 0.014414 |  |  |  |  | 1018.2059 | 0.00607 |  |  |  |  | 1017.6951 | -0.00019747 |  | 1018.2059 | 0 |  | 1018.2059 | 0.00083554 |  | 1001.7081 | 0 |  | 1018.2059 | 0.00022716 |  | 1017.6951 | 0.01369 |  | 1011.6761 | 0 |  | 1018.2059 | 0 |  | 1018.2059 | 0
[7 empty] | 1001.9457 | 0 |  | 1001.95 | 0 |  | 1018.4501 | 0 |  | 1001.9457 | 0 |  | 1018.4501 | -0.030759 |  |  |  |  | 1018.4501 | 0 |  |  |  |  | 1017.9384 | -0.012665 |  | 1018.4501 | 0 |  | 1018.4501 | -0.00038912 |  | 1001.9457 | 0 |  | 1018.4501 | 0 |  | 1017.9384 | -0.01142 |  | 1011.9192 | 0 |  | 1018.4501 | 0 |  | 1018.4501 | 0
[7 empty] | 1002.1833 | 0 |  | 1002.18 | 0 |  | 1018.6943 | 0 |  | 1002.1833 | 0 |  | 1018.6943 | 0.012249 |  |  |  |  | 1018.6943 | 0.00646 |  |  |  |  | 1018.1817 | 0.026863 |  | 1018.6943 | 0 |  | 1018.6943 | 0.0011018 |  | 1002.1833 | 0 |  | 1018.6943 | 9.9715e-05 |  | 1018.1817 | 0.01247 |  | 1012.1624 | 0 |  | 1018.6943 | 0 |  | 1018.6943 | 0
[7 empty] | 1002.4209 | 0 |  | 1002.42 | 0 |  | 1018.9385 | 0 |  | 1002.4209 | 0 |  | 1018.9385 | 0.00037513 |  |  |  |  | 1018.9385 | 0 |  |  |  |  | 1018.425 | 0.00014559 |  | 1018.9385 | 0 |  | 1018.9385 | 0.00076558 |  | 1002.4209 | 0 |  | 1018.9385 | 0 |  | 1018.425 | -0.00627 |  | 1012.4055 | 0 |  | 1018.9385 | 0 |  | 1018.9385 | 0
[7 empty] | 1002.6585 | 0 |  | 1002.66 | 0 |  | 1019.1827 | 0 |  | 1002.6585 | 0 |  | 1019.1827 | 0.018246 |  |  |  |  | 1019.1827 | 0.00671 |  |  |  |  | 1018.6683 | 0.00986 |  | 1019.1827 | 0 |  | 1019.1827 | 0.00096856 |  | 1002.6585 | 0 |  | 1019.1827 | 0.00033742 |  | 1018.6683 | 0.00038238 |  | 1012.6487 | 0 |  | 1019.1827 | 0 |  | 1019.1827 | 0
[7 empty] | 1002.8962 | 0 |  | 1002.9 | 0 |  | 1019.4269 | 0 |  | 1002.8962 | 0 |  | 1019.4269 | -0.0098381 |  |  |  |  | 1019.4269 | 0 |  |  |  |  | 1018.9116 | -0.012647 |  | 1019.4269 | 0 |  | 1019.4269 | 0.00083555 |  | 1002.8962 | 0 |  | 1019.4269 | 0 |  | 1018.9116 | -0.00417 |  | 1012.8918 | 0 |  | 1019.4269 | 0 |  | 1019.4269 | 0
[7 empty] | 1003.1338 | 0 |  | 1003.13 | 0 |  | 1019.6711 | 0 |  | 1003.1338 | 0 |  | 1019.6711 | 0.0041466 |  |  |  |  | 1019.6711 | 0.00694 |  |  |  |  | 1019.155 | 0.025077 |  | 1019.6711 | 0 |  | 1019.6711 | 0.00058704 |  | 1003.1338 | 0 |  | 1019.6711 | 0.00028187 |  | 1019.155 | 0.00694 |  | 1013.135 | 0 |  | 1019.6711 | 0 |  | 1019.6711 | 0
[7 empty] | 1003.3714 | 0 |  | 1003.37 | 0 |  | 1019.9153 | 0 |  | 1003.3714 | 0 |  | 1019.9153 | -0.027859 |  |  |  |  | 1019.9153 | 0 |  |  |  |  | 1019.3983 | -0.009964 |  | 1019.9153 | 0 |  | 1019.9153 | -0.0001163 |  | 1003.3714 | 0 |  | 1019.9153 | 0 |  | 1019.3983 | -0.00834 |  | 1013.3782 | 0 |  | 1019.9153 | 0 |  | 1019.9153 | 0
[7 empty] | 1003.6091 | 0 |  | 1003.61 | 0 |  | 1020.1596 | 0 |  | 1003.6091 | 0 |  | 1020.1596 | 0.004056 |  |  |  |  | 1020.1596 | 0.00329 |  |  |  |  | 1019.6416 | 0.012599 |  | 1020.1596 | 0 |  | 1020.1596 | 0.0011168 |  | 1003.6091 | 0 |  | 1020.1596 | 0.00027391 |  | 1019.6416 | 0.00566 |  | 1013.6215 | 0 |  | 1020.1596 | 0 |  | 1020.1596 | 0
[7 empty] | 1003.8467 | 0 |  | 1003.85 | 0 |  | 1020.4038 | 0 |  | 1003.8467 | 0 |  | 1020.4038 | -0.013329 |  |  |  |  | 1020.4038 | 0 |  |  |  |  | 1019.885 | -0.015547 |  | 1020.4038 | 0 |  | 1020.4038 | -0.00025815 |  | 1003.8467 | 0 |  | 1020.4038 | 0 |  | 1019.885 | 0 |  | 1013.8646 | 0 |  | 1020.4038 | 0 |  | 1020.4038 | 0
[7 empty] | 1004.0844 | 0 |  | 1004.08 | 0 |  | 1020.6481 | 0 |  | 1004.0844 | 0 |  | 1020.6481 | 0.0020222 |  |  |  |  | 1020.6481 | 0.00405 |  |  |  |  | 1020.1283 | 0.001936 |  | 1020.6481 | 0 |  | 1020.6481 | 0.00077574 |  | 1004.0844 | 0 |  | 1020.6481 | 0.00017963 |  | 1020.1283 | 0 |  | 1014.1078 | 0 |  | 1020.6481 | 0 |  | 1020.6481 | 0
[7 empty] | 1004.322 | 0 |  | 1004.32 | 0 |  | 1020.8923 | 0 |  | 1004.322 | 0 |  | 1020.8923 | -0.019563 |  |  |  |  | 1020.8923 | 0 |  |  |  |  | 1020.3717 | 0.0024107 |  | 1020.8923 | 0 |  | 1020.8923 | 0.00032917 |  | 1004.322 | 0 |  | 1020.8923 | 0 |  | 1020.3717 | 0 |  | 1014.3511 | 0 |  | 1020.8923 | 0 |  | 1020.8923 | 0
[7 empty] | 1004.5597 | 0 |  | 1004.56 | 0 |  | 1021.1366 | 0 |  | 1004.5597 | 0 |  | 1021.1366 | -0.012861 |  |  |  |  | 1021.1366 | 0.00656 |  |  |  |  | 1020.615 | 0.012558 |  | 1021.1366 | 0 |  | 1021.1366 | 0.00080287 |  | 1004.5597 | 0 |  | 1021.1366 | 0.0002037 |  | 1020.615 | 0 |  | 1014.5943 | 0 |  | 1021.1366 | 0 |  | 1021.1366 | 0
[7 empty] | 1004.7974 | 0 |  | 1004.8 | 0 |  | 1021.3808 | 0 |  | 1004.7974 | 0 |  | 1021.3808 | -0.0080633 |  |  |  |  | 1021.3809 | 0 |  |  |  |  | 1020.8584 | -0.0026105 |  | 1021.3808 | 0 |  | 1021.3809 | 0.00027813 |  | 1004.7974 | 0 |  | 1021.3809 | 0 |  | 1020.8584 | 0 |  | 1014.8376 | 0 |  | 1021.3808 | 0 |  | 1021.3808 | 0
[7 empty] | 1005.0351 | 0 |  | 1005.04 | 0 |  | 1021.6251 | 0 |  | 1005.0351 | 0 |  | 1021.6251 | 0.0070006 |  |  |  |  | 1021.6251 | 0.00088018 |  |  |  |  | 1021.1017 | 0.0098964 |  | 1021.6251 | 0 |  | 1021.6251 | 0.00069535 |  | 1005.0351 | 0 |  | 1021.6251 | 0.00037924 |  | 1021.1017 | 0 |  | 1015.0808 | 0 |  | 1021.6251 | 0 |  | 1021.6251 | 0
[7 empty] | 1005.2728 | 0 |  | 1005.27 | 0 |  | 1021.8694 | 0 |  | 1005.2728 | 0 |  | 1021.8694 | -0.034058 |  |  |  |  | 1021.8694 | 0 |  |  |  |  | 1021.3451 | -0.025324 |  | 1021.8694 | 0 |  | 1021.8694 | -0.00014497 |  | 1005.2728 | 0 |  | 1021.8694 | 0 |  | 1021.3451 | 0 |  | 1015.3241 | 0 |  | 1021.8694 | 0 |  | 1021.8694 | 0
[7 empty] | 1005.5104 | 0 |  | 1005.51 | 0 |  | 1022.1137 | 0 |  | 1005.5104 | 0 |  | 1022.1137 | 0.017954 |  |  |  |  | 1022.1137 | 0.0052 |  |  |  |  | 1021.5885 | 0.020844 |  | 1022.1137 | 0 |  | 1022.1136 | 0.00058858 |  | 1005.5104 | 0 |  | 1022.1137 | 0.00023329 |  | 1021.5885 | 0 |  | 1015.5674 | 0 |  | 1022.1137 | 0 |  | 1022.1137 | 0
[7 empty] | 1005.7482 | 0 |  | 1005.75 | 0 |  | 1022.358 | 0 |  | 1005.7482 | 0 |  | 1022.358 | 0 |  |  |  |  | 1022.358 | 0 |  |  |  |  | 1021.8318 | 0 |  | 1022.358 | 0 |  | 1022.358 | -7.0838e-05 |  | 1005.7482 | 0 |  | 1022.358 | 0 |  | 1021.8319 | 0 |  | 1015.8106 | 0 |  | 1022.358 | 0 |  | 1022.358 | 0
[7 empty] | 1005.9858 | 0 |  | 1005.99 | 0 |  | 1022.6022 | 0 |  | 1005.9858 | 0 |  | 1022.6022 | 0 |  |  |  |  | 1022.6022 | 0.00718 |  |  |  |  | 1022.0752 | 0 |  | 1022.6022 | 0 |  | 1022.6022 | 9.7729e-05 |  | 1005.9858 | 0 |  | 1022.6022 | 0.00028998 |  | 1022.0752 | 0 |  | 1016.054 | 0 |  | 1022.6022 | 0 |  | 1022.6022 | 0
[7 empty] | 1006.2236 | 0 |  | 1006.22 | 0 |  | 1022.8465 | 0 |  | 1006.2236 | 0 |  | 1022.8465 | 0 |  |  |  |  | 1022.8466 | 0 |  |  |  |  | 1022.3186 | 0 |  | 1022.8465 | 0 |  | 1022.8466 | 0.00023991 |  | 1006.2236 | 0 |  | 1022.8466 | 0 |  | 1022.3186 | 0 |  | 1016.2972 | 0 |  | 1022.8465 | 0 |  | 1022.8465 | 0
[7 empty] | 1006.4612 | 0 |  | 1006.46 | 0 |  | 1023.0909 | 0 |  | 1006.4612 | 0 |  | 1023.0909 | 0 |  |  |  |  | 1023.0908 | 0.00352 |  |  |  |  | 1022.562 | 0 |  | 1023.0909 | 0 |  | 1023.0908 | 0.00066099 |  | 1006.4612 | 0 |  | 1023.0908 | 0.0005034 |  | 1022.562 | 0 |  | 1016.5405 | 0 |  | 1023.0909 | 0 |  | 1023.0909 | 0
[7 empty] | 1006.699 | 0 |  | 1006.7 | 0 |  | 1023.3352 | 0 |  | 1006.699 | 0 |  | 1023.3352 | 0 |  |  |  |  | 1023.3351 | 0 |  |  |  |  | 1022.8054 | 0 |  | 1023.3352 | 0 |  | 1023.3351 | 0.0004671 |  | 1006.699 | 0 |  | 1023.3351 | 0 |  | 1022.8054 | 0 |  | 1016.7839 | 0 |  | 1023.3352 | 0 |  | 1023.3352 | 0
[7 empty] | 1006.9367 | 0 |  | 1006.94 | 0 |  | 1023.5795 | 0 |  | 1006.9367 | 0 |  | 1023.5795 | 0 |  |  |  |  | 1023.5795 | 0 |  |  |  |  | 1023.0488 | 0 |  | 1023.5795 | 0 |  | 1023.5795 | 0.0011608 |  | 1006.9367 | 0 |  | 1023.5795 | 0.00020423 |  | 1023.0488 | 0 |  | 1017.0272 | 0 |  | 1023.5795 | 0 |  | 1023.5795 | 0
[7 empty] | 1007.1744 | 0 |  | 1007.17 | 0 |  | 1023.8238 | 0 |  | 1007.1744 | 0 |  | 1023.8238 | 0 |  |  |  |  | 1023.8238 | 0 |  |  |  |  | 1023.2922 | 0 |  | 1023.8238 | 0 |  | 1023.8238 | 0.00042654 |  | 1007.1744 | 0 |  | 1023.8238 | 0 |  | 1023.2922 | 0 |  | 1017.2705 | 0 |  | 1023.8238 | 0 |  | 1023.8238 | 0
[7 empty] | 1007.4122 | 0 |  | 1007.41 | 0 |  | 1024.0681 | 0 |  | 1007.4122 | 0 |  | 1024.0681 | 0 |  |  |  |  | 1024.0681 | 0.00493 |  |  |  |  | 1023.5356 | 0 |  | 1024.0681 | 0 |  | 1024.0681 | 0.0011519 |  | 1007.4122 | 0 |  | 1024.0681 | 0.00022654 |  | 1023.5356 | 0 |  | 1017.5139 | 0 |  | 1024.0681 | 0 |  | 1024.0681 | 0
[7 empty] | 1007.6499 | 0 |  | 1007.65 | 0 |  | 1024.3125 | 0 |  | 1007.6499 | 0 |  | 1024.3125 | 0 |  |  |  |  | 1024.3125 | 0 |  |  |  |  | 1023.779 | 0 |  | 1024.3125 | 0 |  | 1024.3125 | -3.6453e-05 |  | 1007.6499 | 0 |  | 1024.3125 | 0 |  | 1023.779 | 0 |  | 1017.7572 | 0 |  | 1024.3125 | 0 |  | 1024.3125 | 0
[7 empty] | 1007.8876 | 0 |  | 1007.89 | 0 |  | 1024.5568 | 0 |  | 1007.8876 | 0 |  | 1024.5568 | 0 |  |  |  |  | 1024.5568 | 0.00898 |  |  |  |  | 1024.0224 | 0 |  | 1024.5568 | 0 |  | 1024.5568 | 0.00061484 |  | 1007.8876 | 0 |  | 1024.5568 | 0.00035196 |  | 1024.0224 | 0 |  | 1018.0005 | 0 |  | 1024.5568 | 0 |  | 1024.5568 | 0
[7 empty] | 1008.1254 | 0 |  | 1008.13 | 0 |  | 1024.8011 | 0 |  | 1008.1254 | 0 |  | 1024.8011 | 0 |  |  |  |  | 1024.8012 | 0 |  |  |  |  | 1024.2658 | 0 |  | 1024.8011 | 0 |  | 1024.8011 | 0.00015919 |  | 1008.1254 | 0 |  | 1024.8012 | 0 |  | 1024.2658 | 0 |  | 1018.244 | 0 |  | 1024.8011 | 0 |  | 1024.8011 | 0
[7 empty] | 1008.3632 | 0 |  | 1008.36 | 0 |  | 1025.0455 | 0 |  | 1008.3632 | 0 |  | 1025.0455 | 0 |  |  |  |  | 1025.0455 | 3.1733e-06 |  |  |  |  | 1024.5093 | 0 |  | 1025.0455 | 0 |  | 1025.0455 | 0.0012687 |  | 1008.3632 | 0 |  | 1025.0455 | 0.00031281 |  | 1024.5093 | 0 |  | 1018.4873 | 0 |  | 1025.0455 | 0 |  | 1025.0455 | 0
[7 empty] | 1008.6009 | 0 |  | 1008.6 | 0 |  | 1025.2898 | 0 |  | 1008.6009 | 0 |  | 1025.2898 | 0 |  |  |  |  | 1025.2898 | 0 |  |  |  |  | 1024.7527 | 0 |  | 1025.2898 | 0 |  | 1025.2898 | 0.0004376 |  | 1008.6009 | 0 |  | 1025.2898 | 0 |  | 1024.7527 | 0 |  | 1018.7307 | 0 |  | 1025.2898 | 0 |  | 1025.2898 | 0
[7 empty] | 1008.8387 | 0 |  | 1008.84 | 0 |  | 1025.5342 | 0 |  | 1008.8387 | 0 |  | 1025.5342 | 0 |  |  |  |  | 1025.5342 | 6.3856e-06 |  |  |  |  | 1024.9961 | 0 |  | 1025.5342 | 0 |  | 1025.5342 | 0.00057656 |  | 1008.8387 | 0 |  | 1025.5342 | 0.00040052 |  | 1024.9961 | 0 |  | 1018.9741 | 0 |  | 1025.5342 | 0 |  | 1025.5342 | 0
[7 empty] | 1009.0765 | 0 |  | 1009.08 | 0 |  | 1025.7786 | 0 |  | 1009.0765 | 0 |  | 1025.7786 | 0 |  |  |  |  | 1025.7786 | 0 |  |  |  |  | 1025.2395 | 0 |  | 1025.7786 | 0 |  | 1025.7786 | -0.00037712 |  | 1009.0765 | 0 |  | 1025.7786 | 0 |  | 1025.2395 | 0 |  | 1019.2175 | 0 |  | 1025.7786 | 0 |  | 1025.7786 | 0
[7 empty] | 1009.3142 | 0 |  | 1009.31 | 0 |  | 1026.023 | 0 |  | 1009.3142 | 0 |  | 1026.023 | 0 |  |  |  |  | 1026.023 | 7.7222e-06 |  |  |  |  | 1025.483 | 0 |  | 1026.023 | 0 |  | 1026.0229 | 0.00057678 |  | 1009.3142 | 0 |  | 1026.023 | 0.0005151 |  | 1025.483 | 0 |  | 1019.4609 | 0 |  | 1026.023 | 0 |  | 1026.023 | 0
[7 empty] | 1009.552 | 0 |  | 1009.55 | 0 |  | 1026.2673 | 0 |  | 1009.552 | 0 |  | 1026.2673 | 0 |  |  |  |  | 1026.2673 | 0 |  |  |  |  | 1025.7264 | 0 |  | 1026.2673 | 0 |  | 1026.2673 | 0.000492 |  | 1009.552 | 0 |  | 1026.2673 | 0 |  | 1025.7264 | 0 |  | 1019.7043 | 0 |  | 1026.2673 | 0 |  | 1026.2673 | 0
[7 empty] | 1009.7898 | 0 |  | 1009.79 | 0 |  | 1026.5117 | 0 |  | 1009.7898 | 0 |  | 1026.5117 | 0 |  |  |  |  | 1026.5117 | 5.1082e-06 |  |  |  |  | 1025.9699 | 0 |  | 1026.5117 | 0 |  | 1026.5117 | 0.00054287 |  | 1009.7898 | 0 |  | 1026.5117 | 0.00041395 |  | 1025.9699 | 0 |  | 1019.9478 | 0 |  | 1026.5117 | 0 |  | 1026.5117 | 0
[7 empty] | 1010.0276 | 0 |  | 1010.03 | 0 |  | 1026.7561 | 0 |  | 1010.0276 | 0 |  | 1026.7561 | 0 |  |  |  |  | 1026.7561 | 0 |  |  |  |  | 1026.2133 | 0 |  | 1026.7561 | 0 |  | 1026.7561 | -0.00061832 |  | 1010.0276 | 0 |  | 1026.7561 | 0 |  | 1026.2133 | 0 |  | 1020.1912 | 0 |  | 1026.7561 | 0 |  | 1026.7561 | 0
[7 empty] | 1010.2654 | 0 |  | 1010.27 | 0 |  | 1027.0005 | 0 |  | 1010.2654 | 0 |  | 1027.0005 | 0 |  |  |  |  | 1027.0005 | 0 |  |  |  |  | 1026.4568 | 0 |  | 1027.0005 | 0 |  | 1027.0005 | -0.00021376 |  | 1010.2654 | 0 |  | 1027.0005 | 0 |  | 1026.4568 | 0 |  | 1020.4347 | 0 |  | 1027.0005 | 0 |  | 1027.0005 | 0
[7 empty] | 1010.5032 | 0 |  | 1010.5 | 0 |  | 1027.2449 | 0 |  | 1010.5032 | 0 |  | 1027.2449 | 0 |  |  |  |  | 1027.2449 | 0 |  |  |  |  | 1026.7002 | 0 |  | 1027.2449 | 0 |  | 1027.2449 | -0.00051809 |  | 1010.5032 | 0 |  | 1027.2449 | 0 |  | 1026.7002 | 0 |  | 1020.6782 | 0 |  | 1027.2449 | 0 |  | 1027.2449 | 0
[7 empty] | 1010.741 | 0 |  | 1010.74 | 0 |  | 1027.4893 | 0 |  | 1010.741 | 0 |  | 1027.4893 | 0 |  |  |  |  | 1027.4893 | 0 |  |  |  |  | 1026.9437 | 0 |  | 1027.4893 | 0 |  | 1027.4893 | 0.00021627 |  | 1010.741 | 0 |  | 1027.4893 | 0 |  | 1026.9437 | 0 |  | 1020.9216 | 0 |  | 1027.4893 | 0 |  | 1027.4893 | 0
[7 empty] | 1010.9788 | 0 |  | 1010.98 | 0 |  | 1027.7337 | 0 |  | 1010.9788 | 0 |  | 1027.7337 | 0 |  |  |  |  | 1027.7338 | 0 |  |  |  |  | 1027.1872 | 0 |  | 1027.7337 | 0 |  | 1027.7338 | -0.0004103 |  | 1010.9788 | 0 |  | 1027.7338 | 0 |  | 1027.1872 | 0 |  | 1021.1651 | 0 |  | 1027.7337 | 0 |  | 1027.7337 | 0
[7 empty] | 1011.2166 | 0 |  | 1011.22 | 0 |  | 1027.9782 | 0 |  | 1011.2166 | 0 |  | 1027.9782 | 0 |  |  |  |  | 1027.9781 | 0 |  |  |  |  | 1027.4306 | 0 |  | 1027.9782 | 0 |  | 1027.9781 | 2.6402e-05 |  | 1011.2166 | 0 |  | 1027.9781 | 4.3508e-05 |  | 1027.4306 | 0 |  | 1021.4086 | 0 |  | 1027.9782 | 0 |  | 1027.9782 | 0

## Integration (hidden)
LED Item # | M415LP1 |  | M415L4 |  | M430L5 |  | M450LP2 |  | M455L4 |  | M470L4 |  | M490L4 |  | M505L5 |  | M530L4 |  | MINTL5 |  | M565L3 |  | M590L4 |  | M595L4 |  | M617L3 |  | M617D4 |  | M625L4 |  | M660L4 |  | M680L5 |  | M700L4 |  | M730L5
Do Not Edit This Tab | Area Under Normalized Curve |  | Area Under Normalized Curve |  | Area Under Normalized Curve |  | Area Under Normalized Curve |  | Area Under Normalized Curve |  | Area Under Normalized Curve |  | Area Under Normalized Curve |  | Area Under Normalized Curve |  | Area Under Normalized Curve |  | Area Under Normalized Curve |  | Area Under Normalized Curve |  | Area Under Normalized Curve |  | Area Under Normalized Curve |  | Area Under Normalized Curve |  | Area Under Normalized Curve |  | Area Under Normalized Curve |  | Area Under Normalized Curve |  | Area Under Normalized Curve |  | Area Under Normalized Curve |  | Area Under Normalized Curve
| Total | 16.1862 | Total | 16.1862 | Total | 21.3361 | Total | 23.0524 | Total | 22.729 | Total | 30.7672 | Total | 30.7672 | Total | 35.0724 | Total | 41.3202 | Total | 134.4459 | Total | 111.4739 | Total | 19.7106 | Total | 83.517 | Total | #VALUE! | Total | 21.3383 | Total | 23.3929 | Total | 25.537 | Total | 26.2104 | Total | 24.2117 | Total | 44.1423
Integration
| 0 |  | 0 |  | 0 |  | 0 |  | 0 |  | 0 |  | 0 |  | 6.4488e-07 |  | 1.0495e-06 |  | 0 |  | 0 |  | 0 |  | 0.00010008 |  | #VALUE! |  | 0 |  | 3.4508e-05 |  | 0 |  | 0 |  | 0 |  | 0
| 0 |  | 0 |  | 0 |  | 0 |  | 0 |  | 0 |  | 0 |  | 9.1408e-07 |  | 1.3389e-06 |  | 0 |  | 0 |  | 0 |  | 9.631e-05 |  | #VALUE! |  | 0 |  | 2.5698e-05 |  | 0 |  | 0 |  | 0 |  | 0
| 0 |  | 0 |  | 0 |  | 0 |  | 0 |  | 0 |  | 0 |  | 1.0916e-06 |  | 1.3391e-06 |  | 0 |  | 0 |  | 0 |  | 3.5646e-05 |  | #VALUE! |  | 0 |  | 2.5702e-05 |  | 0 |  | 0 |  | 0 |  | 0
| 0 |  | 0 |  | 0 |  | 0 |  | 0 |  | 0 |  | 0 |  | 8.1473e-07 |  | 1.6588e-06 |  | 0 |  | 0 |  | 0 |  | -3.5125e-05 |  | #VALUE! |  | 0 |  | 4.9446e-05 |  | 0 |  | 0 |  | 0 |  | 0
| 0 |  | 0 |  | 0 |  | 0 |  | 0 |  | 0 |  | 0 |  | 6.599e-07 |  | 1.6589e-06 |  | 0 |  | 0 |  | 0 |  | -5.3532e-05 |  | #VALUE! |  | 0 |  | 4.9449e-05 |  | 0 |  | 0 |  | 0 |  | 0
| 0 |  | 0 |  | 0 |  | 0 |  | 0 |  | 0 |  | 0 |  | 8.0887e-07 |  | 1.2778e-06 |  | 0 |  | 0 |  | 0 |  | 2.4616e-05 |  | #VALUE! |  | 0 |  | 2.1258e-05 |  | 0 |  | 0 |  | 0 |  | 0
| 0 |  | 0 |  | 0 |  | 0 |  | 0 |  | 0 |  | 0 |  | 6.8057e-07 |  | 1.2779e-06 |  | 0 |  | 0 |  | 0 |  | 0.00011156 |  | #VALUE! |  | 0 |  | 2.1261e-05 |  | 0 |  | 0 |  | 0 |  | 0
| 0 |  | 0 |  | 0 |  | 0 |  | 0 |  | 0 |  | 0 |  | 6.4675e-07 |  | 1.819e-06 |  | 0 |  | 0 |  | 0 |  | 6.6292e-05 |  | #VALUE! |  | 0 |  | 4.7238e-05 |  | 0 |  | 0 |  | 0 |  | 0
| 0 |  | 0 |  | 0 |  | 0 |  | 0 |  | 0 |  | 0 |  | 9.7234e-07 |  | 1.8193e-06 |  | 0 |  | 0 |  | 0 |  | 5.9803e-05 |  | #VALUE! |  | 0 |  | 4.7245e-05 |  | 0 |  | 0 |  | 0 |  | 0
| 0 |  | 0 |  | 0 |  | 0 |  | 0 |  | 0 |  | 0 |  | 1.0392e-06 |  | 2.9683e-06 |  | 0 |  | 0 |  | 0 |  | 9.663e-05 |  | #VALUE! |  | 0 |  | 6.3091e-05 |  | 0 |  | 0 |  | 0 |  | 0
| 0 |  | 0 |  | 0 |  | 0 |  | 0 |  | 0 |  | 0 |  | 8.3156e-07 |  | 2.9685e-06 |  | 0 |  | 0 |  | 0 |  | 7.6441e-05 |  | #VALUE! |  | 0 |  | 6.3094e-05 |  | 0 |  | 0 |  | 0 |  | 0
| 0 |  | 0 |  | 0 |  | 0 |  | 0 |  | 0 |  | 0 |  | 7.8571e-07 |  | 1.5733e-06 |  | 0 |  | 0 |  | 0 |  | 6.6935e-05 |  | #VALUE! |  | 0 |  | 2.7381e-05 |  | 0 |  | 0 |  | 0 |  | 0
| 0 |  | 0 |  | 0 |  | 0 |  | 0 |  | 0 |  | 0 |  | 8.656e-07 |  | 1.5733e-06 |  | 0 |  | 0 |  | 0 |  | 3.2612e-05 |  | #VALUE! |  | 0 |  | 2.7381e-05 |  | 0 |  | 0 |  | 0 |  | 0
| 0 |  | 0 |  | 0 |  | 0 |  | 0 |  | 0 |  | 0 |  | 9.0337e-07 |  | 2.002e-06 |  | 0 |  | 0 |  | 0 |  | 2.7135e-05 |  | #VALUE! |  | 0 |  | 5.0483e-05 |  | 0 |  | 0 |  | 0 |  | 0
| 0 |  | 0 |  | 0 |  | 0 |  | 0 |  | 0 |  | 0 |  | 9.7346e-07 |  | 2.0019e-06 |  | 0 |  | 0 |  | 0 |  | 4.2706e-05 |  | #VALUE! |  | 0 |  | 5.048e-05 |  | 0 |  | 0 |  | 0 |  | 0
| 0 |  | 0 |  | 0 |  | 0 |  | 0 |  | 0 |  | 0 |  | 9.7494e-07 |  | 1.1761e-06 |  | 0 |  | 0 |  | 0 |  | 3.8895e-05 |  | #VALUE! |  | 0 |  | 3.4692e-05 |  | 0 |  | 0 |  | 0 |  | 0
| 0 |  | 0 |  | 0 |  | 0 |  | 0 |  | 0 |  | 0 |  | 6.9659e-07 |  | 1.1762e-06 |  | 0 |  | 0 |  | 0 |  | 3.5185e-05 |  | #VALUE! |  | 0 |  | 3.4696e-05 |  | 0 |  | 0 |  | 0 |  | 0
| 0 |  | 0 |  | 0 |  | 0 |  | 0 |  | 0 |  | 0 |  | 6.3097e-07 |  | 1.8228e-06 |  | 0 |  | 0 |  | 0 |  | 7.5565e-05 |  | #VALUE! |  | 0 |  | 4.4064e-05 |  | 0 |  | 0 |  | 0 |  | 0
| 0 |  | 0 |  | 0 |  | 0 |  | 0 |  | 0 |  | 0 |  | 8.9934e-07 |  | 1.823e-06 |  | 0 |  | 0 |  | 0 |  | 5.1139e-05 |  | #VALUE! |  | 0 |  | 4.4069e-05 |  | 0 |  | 0 |  | 0 |  | 0
| 0 |  | 0 |  | 0 |  | 0 |  | 0 |  | 0 |  | 0 |  | 8.7553e-07 |  | 1.8683e-06 |  | 0 |  | 0 |  | 0 |  | 0.00010176 |  | #VALUE! |  | 0 |  | 4.6753e-05 |  | 0 |  | 0 |  | 0 |  | 0
| 0 |  | 0 |  | 0 |  | 0 |  | 0 |  | 0 |  | 0 |  | 9.1102e-07 |  | 1.8685e-06 |  | 0 |  | 0 |  | 0 |  | 0.00014527 |  | #VALUE! |  | 0 |  | 4.6758e-05 |  | 0 |  | 0 |  | 0 |  | 0
| 0 |  | 0 |  | 0 |  | 0 |  | 0 |  | 0 |  | 0 |  | 9.1828e-07 |  | 1.1001e-06 |  | 0 |  | 0 |  | 0 |  | 5.5387e-05 |  | #VALUE! |  | 0 |  | 2.5819e-05 |  | 0 |  | 0 |  | 0 |  | 0
| 0 |  | 0 |  | 0 |  | 0 |  | 0 |  | 0 |  | 0 |  | 7.3188e-07 |  | 1.1002e-06 |  | 0 |  | 0 |  | 0 |  | 5.3831e-05 |  | #VALUE! |  | 0 |  | 2.5821e-05 |  | 0 |  | 0 |  | 0 |  | 0
| 0 |  | 0 |  | 0 |  | 0 |  | 0 |  | 0 |  | 0 |  | 7.1839e-07 |  | 2.9072e-06 |  | 0 |  | 0 |  | 0 |  | 2.2994e-05 |  | #VALUE! |  | 0 |  | 4.7464e-05 |  | 0 |  | 0 |  | 0 |  | 0
| 0 |  | 0 |  | 0 |  | 0 |  | 0 |  | 0 |  | 0 |  | 9.0731e-07 |  | 2.9075e-06 |  | 0 |  | 0 |  | 0 |  | 4.2591e-05 |  | #VALUE! |  | 0 |  | 4.7469e-05 |  | 0 |  | 0 |  | 0 |  | 0
| 0 |  | 0 |  | 0 |  | 0 |  | 0 |  | 0 |  | 0 |  | 8.2605e-07 |  | 1.5971e-06 |  | 0 |  | 0 |  | 0 |  | 9.6611e-05 |  | #VALUE! |  | 0 |  | 2.6959e-05 |  | 0 |  | 0 |  | 0 |  | 0
| 0 |  | 0 |  | 0 |  | 0 |  | 0 |  | 0 |  | 0 |  | 9.6843e-07 |  | 1.5972e-06 |  | 0 |  | 0 |  | 0 |  | 7.075e-05 |  | #VALUE! |  | 0 |  | 2.6962e-05 |  | 0 |  | 0 |  | 0 |  | 0
| 0 |  | 0 |  | 0 |  | 0 |  | 0 |  | 0 |  | 0 |  | 1.0541e-06 |  | 1.2224e-06 |  | 0 |  | 0 |  | 0 |  | 0.00013998 |  | #VALUE! |  | 0 |  | 3.769e-05 |  | 0 |  | 0 |  | 0 |  | 0
| 0 |  | 0 |  | 0 |  | 0 |  | 0 |  | 0 |  | 0 |  | 6.8107e-07 |  | 1.2225e-06 |  | 0 |  | 0 |  | 0 |  | 0.00011964 |  | #VALUE! |  | 0 |  | 3.7693e-05 |  | 0 |  | 0 |  | 0 |  | 0
| 0 |  | 0 |  | 0 |  | 0 |  | 0 |  | 0 |  | 0 |  | 5.8162e-07 |  | 2.5407e-06 |  | 0 |  | 0 |  | 0 |  | 5.3755e-06 |  | #VALUE! |  | 0 |  | 3.8135e-05 |  | 0 |  | 0 |  | 0 |  | 0
| 0 |  | 0 |  | 0 |  | 0 |  | 0 |  | 0 |  | 0 |  | 8.0705e-07 |  | 2.5408e-06 |  | 0 |  | 0 |  | 0 |  | 1.6082e-05 |  | #VALUE! |  | 0 |  | 3.8137e-05 |  | 0 |  | 0 |  | 0 |  | 0
| 0 |  | 0 |  | 0 |  | 0 |  | 0 |  | 0 |  | 0 |  | 1.0494e-06 |  | 1.0824e-06 |  | 0 |  | 0 |  | 0 |  | 4.3763e-06 |  | #VALUE! |  | 0 |  | 3.4945e-05 |  | 0 |  | 0 |  | 0 |  | 0
| 0 |  | 0 |  | 0 |  | 0 |  | 0 |  | 0 |  | 0 |  | 9.4997e-07 |  | 1.0824e-06 |  | 0 |  | 0 |  | 0 |  | 6.4497e-05 |  | #VALUE! |  | 0 |  | 3.4947e-05 |  | 0 |  | 0 |  | 0 |  | 0
| 0 |  | 0 |  | 0 |  | 0 |  | 0 |  | 0 |  | 0 |  | 6.1757e-07 |  | 1.717e-06 |  | 0 |  | 0 |  | 0 |  | 7.3774e-05 |  | #VALUE! |  | 0 |  | 2.8704e-05 |  | 0 |  | 0 |  | 0 |  | 0
| 0 |  | 0 |  | 0 |  | 0 |  | 0 |  | 0 |  | 0 |  | 6.7094e-07 |  | 1.7171e-06 |  | 0 |  | 0 |  | 0 |  | -3.8051e-06 |  | #VALUE! |  | 0 |  | 2.8705e-05 |  | 0 |  | 0 |  | 0 |  | 0
| 0 |  | 0 |  | 0 |  | 0 |  | 0 |  | 0 |  | 0 |  | 9.1122e-07 |  | 1.2144e-06 |  | 0 |  | 0 |  | 0 |  | -3.1024e-05 |  | #VALUE! |  | 0 |  | 1.6274e-05 |  | 0 |  | 0 |  | 0 |  | 0
| 0 |  | 0 |  | 0 |  | 0 |  | 0 |  | 0 |  | 0 |  | 9.8381e-07 |  | 1.2145e-06 |  | 0 |  | 0 |  | 0 |  | -2.2017e-05 |  | #VALUE! |  | 0 |  | 1.6275e-05 |  | 0 |  | 0 |  | 0 |  | 0
| 0 |  | 0 |  | 0 |  | 0 |  | 0 |  | 0 |  | 0 |  | 7.3975e-07 |  | 9.0732e-07 |  | 0 |  | 0 |  | 0 |  | 9.0573e-05 |  | #VALUE! |  | 0 |  | 3.6293e-05 |  | 0 |  | 0 |  | 0 |  | 0
| 0 |  | 0 |  | 0 |  | 0 |  | 0 |  | 0 |  | 0 |  | 6.7047e-07 |  | 9.0745e-07 |  | 0 |  | 0 |  | 0 |  | 6.9859e-05 |  | #VALUE! |  | 0 |  | 3.6298e-05 |  | 0 |  | 0 |  | 0 |  | 0
| 0 |  | 0 |  | 0 |  | 0 |  | 0 |  | 0 |  | 0 |  | 7.8354e-07 |  | 1.0207e-06 |  | 0 |  | 0 |  | 0 |  | 6.6191e-05 |  | #VALUE! |  | 0 |  | 3.6982e-05 |  | 0 |  | 0 |  | 0 |  | 0
| 0 |  | 0 |  | 0 |  | 0 |  | 0 |  | 0 |  | 0 |  | 7.5988e-07 |  | 1.0209e-06 |  | 0 |  | 0 |  | 0 |  | 0.00013422 |  | #VALUE! |  | 0 |  | 3.6987e-05 |  | 0 |  | 0 |  | 0 |  | 0
| 0 |  | 0 |  | 0 |  | 0 |  | 0 |  | 0 |  | 0 |  | 7.6909e-07 |  | 1.9235e-06 |  | 0 |  | 0 |  | 0 |  | -4.6001e-05 |  | #VALUE! |  | 0 |  | 2.3705e-05 |  | 0 |  | 0 |  | 0 |  | 0
| 0 |  | 0 |  | 0 |  | 0 |  | 0 |  | 0 |  | 0 |  | 8.1037e-07 |  | 1.9237e-06 |  | 0 |  | 0 |  | 0 |  | -0.00012673 |  | #VALUE! |  | 0 |  | 2.3708e-05 |  | 0 |  | 0 |  | 0 |  | 0
| 0 |  | 0 |  | 0 |  | 0 |  | 0 |  | 0 |  | 0 |  | 9.9033e-07 |  | 1.4185e-06 |  | 0 |  | 0 |  | 0 |  | 2.2814e-05 |  | #VALUE! |  | 0 |  | 4.2618e-05 |  | 0 |  | 0 |  | 0 |  | 0
| 0 |  | 0 |  | 0 |  | 0 |  | 0 |  | 0 |  | 0 |  | 9.6532e-07 |  | 1.4186e-06 |  | 0 |  | 0 |  | 0 |  | 6.5489e-05 |  | #VALUE! |  | 0 |  | 4.262e-05 |  | 0 |  | 0 |  | 0 |  | 0
| 0 |  | 0 |  | 0 |  | 0 |  | 0 |  | 0 |  | 0 |  | 8.0847e-07 |  | 1.9675e-06 |  | 5.9958e-05 |  | 0 |  | 0 |  | 6.2445e-06 |  | #VALUE! |  | 0 |  | 3.8573e-05 |  | 0 |  | 0 |  | 0 |  | 0
| 0 |  | 0 |  | 0 |  | 0 |  | 0 |  | 0 |  | 0 |  | 4.3166e-07 |  | 1.9678e-06 |  | 0.00033303 |  | 0 |  | 0 |  | 1.4046e-05 |  | #VALUE! |  | 0 |  | 3.8579e-05 |  | 0 |  | 0 |  | 0 |  | 0
| 0 |  | 0 |  | 0 |  | 0 |  | 0 |  | 0 |  | 0 |  | 5.6564e-07 |  | 1.7594e-06 |  | 0.00075925 |  | 0 |  | 0 |  | 8.3803e-05 |  | #VALUE! |  | 0 |  | 3.0124e-05 |  | 0 |  | 0 |  | 0 |  | 0
| 0 |  | 0 |  | 0 |  | 0 |  | 0 |  | 0 |  | 0 |  | 8.4209e-07 |  | 1.7594e-06 |  | 0.0011855 |  | 0 |  | 0 |  | 0.00011545 |  | #VALUE! |  | 0 |  | 3.0124e-05 |  | 0 |  | 0 |  | 0 |  | 0
| 0 |  | 0 |  | 0 |  | 0 |  | 0 |  | 0 |  | 0 |  | 8.889e-07 |  | 1.925e-06 |  | 0.0016117 |  | 0 |  | 0 |  | 9.3688e-05 |  | #VALUE! |  | 0 |  | 4.1009e-05 |  | 0 |  | 0 |  | 0 |  | 0
| 0 |  | 0 |  | 0 |  | 0 |  | 0 |  | 0 |  | 0 |  | 9.5834e-07 |  | 1.9252e-06 |  | 0.002319 |  | 0 |  | 0 |  | 6.4995e-05 |  | #VALUE! |  | 0 |  | 4.1013e-05 |  | 0 |  | 0 |  | 0 |  | 0
| 0 |  | 0 |  | 0 |  | 0 |  | 0 |  | 0 |  | 0 |  | 7.1024e-07 |  | 2.1895e-06 |  | 0.0033075 |  | 0 |  | 0 |  | 9.3734e-05 |  | #VALUE! |  | 0 |  | 4.2786e-05 |  | 0 |  | 0 |  | 0 |  | 0
| 0 |  | 0 |  | 0 |  | 0 |  | 0 |  | 0 |  | 0 |  | 7.6525e-07 |  | 2.1897e-06 |  | 0.0042959 |  | 0 |  | 0 |  | 9.7917e-05 |  | #VALUE! |  | 0 |  | 4.279e-05 |  | 0 |  | 0 |  | 0 |  | 0
| 0 |  | 0 |  | 0 |  | 0 |  | 0 |  | 0 |  | 0 |  | 8.9411e-07 |  | 2.2845e-06 |  | 0.0055703 |  | 0 |  | 0 |  | 5.0138e-05 |  | #VALUE! |  | 0 |  | 5.7237e-05 |  | 0 |  | 0 |  | 0 |  | 0
| 0 |  | 0 |  | 0 |  | 0 |  | 0 |  | 0 |  | 0 |  | 8.9382e-07 |  | 2.2847e-06 |  | 0.0078285 |  | 0 |  | 0 |  | 2.8211e-05 |  | #VALUE! |  | 0 |  | 5.7243e-05 |  | 0 |  | 0 |  | 0 |  | 0
| 0 |  | 0 |  | 0 |  | 0 |  | 0 |  | 0 |  | 0 |  | 7.1047e-07 |  | 1.2751e-06 |  | 0.010785 |  | 0 |  | 0 |  | -1.4198e-05 |  | #VALUE! |  | 0 |  | 3.6245e-05 |  | 0 |  | 0 |  | 0 |  | 0
| 0 |  | 0 |  | 0 |  | 0 |  | 0 |  | 0 |  | 0 |  | 5.5271e-07 |  | 1.2752e-06 |  | 0.013741 |  | 0 |  | 0 |  | -4.5283e-05 |  | #VALUE! |  | 0 |  | 3.6249e-05 |  | 0 |  | 0 |  | 0 |  | 0
| 0 |  | 0 |  | 0 |  | 0 |  | 0 |  | 0 |  | 0 |  | 6.8905e-07 |  | 8.8326e-07 |  | 0.016697 |  | 0 |  | 0 |  | -9.2679e-06 |  | #VALUE! |  | 0 |  | 1.7934e-05 |  | 0 |  | 0 |  | 0 |  | 0
| 0 |  | 0 |  | 0 |  | 0 |  | 0 |  | 0 |  | 0 |  | 7.6306e-07 |  | 9.079e-07 |  | 0.019653 |  | 0 |  | 0 |  | 6.0375e-05 |  | #VALUE! |  | 0 |  | 1.7938e-05 |  | 0 |  | 0 |  | 0 |  | 0
| 0 |  | 0 |  | 0 |  | 0 |  | 0 |  | 0 |  | 0 |  | 5.3855e-07 |  | 1.001e-06 |  | 0.022689 |  | 0 |  | 0 |  | 0.00011673 |  | #VALUE! |  | 0 |  | 3.0759e-05 |  | 0 |  | 0 |  | 0 |  | 0
| 0 |  | 0 |  | 0 |  | 0 |  | 0 |  | 0 |  | 0 |  | 6.0001e-07 |  | 9.7658e-07 |  | 0.026463 |  | 0 |  | 0 |  | 9.7499e-05 |  | #VALUE! |  | 0 |  | 3.076e-05 |  | 0 |  | 0 |  | 0 |  | 0
| 0 |  | 0 |  | 0 |  | 0 |  | 0 |  | 0 |  | 0 |  | 9.9659e-07 |  | 1.0361e-06 |  | 0.030895 |  | 0 |  | 0 |  | 0.00011149 |  | #VALUE! |  | 0 |  | 4.5854e-05 |  | 0 |  | 0 |  | 0 |  | 0
| 0 |  | 0 |  | 0 |  | 0 |  | 0 |  | 0 |  | 0 |  | 8.7484e-07 |  | 1.0361e-06 |  | 0.035327 |  | 0 |  | 0 |  | 8.0354e-05 |  | #VALUE! |  | 0 |  | 4.5854e-05 |  | 0 |  | 0 |  | 0 |  | 0
| 0 |  | 0 |  | 0 |  | 0 |  | 0 |  | 0 |  | 0 |  | 8.7844e-07 |  | 5.8628e-07 |  | 0.039661 |  | 0 |  | 0 |  | 5.305e-05 |  | #VALUE! |  | 0 |  | 5.0075e-06 |  | 0 |  | 0 |  | 0 |  | 0
| 0 |  | 0 |  | 0 |  | 0 |  | 0 |  | 0 |  | 0 |  | 1.1918e-06 |  | 5.8636e-07 |  | 0.043749 |  | 0 |  | 0 |  | 3.399e-05 |  | #VALUE! |  | 0 |  | 5.0082e-06 |  | 0 |  | 0 |  | 0 |  | 0
| 0 |  | 0 |  | 0 |  | 0 |  | 0 |  | 0 |  | 0 |  | 1.2514e-06 |  | 2.7091e-06 |  | 0.047689 |  | 0 |  | 0 |  | 3.4647e-07 |  | #VALUE! |  | 0 |  | 3.323e-05 |  | 0 |  | 0 |  | 0 |  | 0
| 0 |  | 0 |  | 0 |  | 0 |  | 0 |  | 0 |  | 0 |  | 1.0212e-06 |  | 2.7093e-06 |  | 0.051629 |  | 0 |  | 0 |  | 5.7684e-05 |  | #VALUE! |  | 0 |  | 3.3234e-05 |  | 0 |  | 0 |  | 0 |  | 0
| 0 |  | 0 |  | 0 |  | 0 |  | 0 |  | 0 |  | 0 |  | 7.8051e-07 |  | 6.5619e-07 |  | 0.059808 |  | 0 |  | 0 |  | 7.352e-05 |  | #VALUE! |  | 0 |  | 2.3811e-05 |  | 0 |  | 0 |  | 0 |  | 0
| 0 |  | 0 |  | 0 |  | 0 |  | 0 |  | 0 |  | 0 |  | 8.3846e-07 |  | 6.5629e-07 |  | 0.071797 |  | 0 |  | 0 |  | 2.0191e-05 |  | #VALUE! |  | 0 |  | 2.3815e-05 |  | 0 |  | 0 |  | 0 |  | 0
| 0 |  | 0 |  | 0 |  | 0 |  | 0 |  | 0 |  | 0 |  | 9.6998e-07 |  | 1.6392e-06 |  | 0.080532 |  | 0 |  | 0 |  | -2.8745e-05 |  | #VALUE! |  | 0 |  | 2.7727e-05 |  | 0 |  | 0 |  | 0 |  | 0
| 0 |  | 0 |  | 0 |  | 0 |  | 0 |  | 0 |  | 0 |  | 1.0677e-06 |  | 1.6392e-06 |  | 0.086439 |  | 0 |  | 0 |  | 2.2285e-05 |  | #VALUE! |  | 0 |  | 2.7728e-05 |  | 0 |  | 0 |  | 0 |  | 0
| 0 |  | 0 |  | 0 |  | 0 |  | 0 |  | 0 |  | 0 |  | 9.8772e-07 |  | 1.0154e-06 |  | 0.092347 |  | 0 |  | 0 |  | 8.0488e-05 |  | #VALUE! |  | 0 |  | 2.8903e-05 |  | 0 |  | 0 |  | 0 |  | 0
| 0 |  | 0 |  | 0 |  | 0 |  | 0 |  | 0 |  | 0 |  | 1.0288e-06 |  | 1.0155e-06 |  | 0.1021 |  | 0 |  | 0 |  | 3.9402e-05 |  | #VALUE! |  | 0 |  | 2.8906e-05 |  | 0 |  | 0 |  | 0 |  | 0
| 0 |  | 0 |  | 0 |  | 0 |  | 0 |  | 0 |  | 0 |  | 1.1284e-06 |  | 9.9972e-07 |  | 0.11701 |  | 0 |  | 0 |  | -6.4436e-06 |  | #VALUE! |  | 0 |  | 2.2893e-05 |  | 0 |  | 0 |  | 0 |  | 0
| 0 |  | 0 |  | 0 |  | 0 |  | 0 |  | 0 |  | 0 |  | 1.1974e-06 |  | 9.9972e-07 |  | 0.13212 |  | 0 |  | 0 |  | 3.3899e-05 |  | #VALUE! |  | 0 |  | 2.2893e-05 |  | 0 |  | 0 |  | 0 |  | 0
| 0 |  | 0 |  | 0 |  | 0 |  | 0 |  | 0 |  | 0 |  | 1.0483e-06 |  | 1.11e-06 |  | 0.14304 |  | 0 |  | 0 |  | 3.8993e-05 |  | #VALUE! |  | 0 |  | 2.4968e-05 |  | 0 |  | 0 |  | 0 |  | 0
| 0 |  | 0 |  | 0 |  | 0 |  | 0 |  | 0 |  | 0 |  | 8.0647e-07 |  | 1.1099e-06 |  | 0.15235 |  | 0 |  | 0 |  | -3.373e-05 |  | #VALUE! |  | 0 |  | 2.4966e-05 |  | 0 |  | 0 |  | 0 |  | 0
| 0 |  | 0 |  | 0 |  | 0 |  | 0 |  | 0 |  | 0 |  | 8.1079e-07 |  | 6.4991e-07 |  | 0.16216 |  | 0 |  | 0 |  | -5.4601e-05 |  | #VALUE! |  | 0 |  | 2.2094e-05 |  | 0 |  | 0 |  | 0 |  | 0
| 0 |  | 0 |  | 0 |  | 0 |  | 0 |  | 0 |  | 0 |  | 6.7146e-07 |  | 6.4994e-07 |  | 0.17153 |  | 0 |  | 0 |  | -6.7458e-06 |  | #VALUE! |  | 0 |  | 2.2095e-05 |  | 0 |  | 0 |  | 0 |  | 0
| 0 |  | 0 |  | 0 |  | 0 |  | 0 |  | 0 |  | 0 |  | 8.9074e-07 |  | 1.1824e-06 |  | 0.18237 |  | 0 |  | 0 |  | 6.1252e-05 |  | #VALUE! |  | 0 |  | 4.9962e-05 |  | 0 |  | 0 |  | 0 |  | 0
| 0 |  | 0 |  | 0 |  | 0 |  | 0 |  | 0 |  | 0 |  | 1.1931e-06 |  | 1.1824e-06 |  | 0.1947 |  | 0 |  | 0 |  | 1.8398e-05 |  | #VALUE! |  | 0 |  | 4.9965e-05 |  | 0 |  | 0 |  | 0 |  | 0
| 0 |  | 0 |  | 0 |  | 0 |  | 0 |  | 0 |  | 0 |  | 1.0494e-06 |  | 1.3988e-06 |  | 0.20465 |  | 0 |  | 0 |  | -8.3644e-06 |  | #VALUE! |  | 0 |  | 2.845e-05 |  | 0 |  | 0 |  | 0 |  | 0
| 0 |  | 0 |  | 0 |  | 0 |  | 0 |  | 0 |  | 0 |  | 8.9575e-07 |  | 1.399e-06 |  | 0.21475 |  | 0 |  | 0 |  | 7.2181e-05 |  | #VALUE! |  | 0 |  | 2.8453e-05 |  | 0 |  | 0 |  | 0 |  | 0
| 0 |  | 0 |  | 0 |  | 0 |  | 0 |  | 0 |  | 0 |  | 9.8904e-07 |  | 1.6534e-06 |  | 0.22606 |  | 0 |  | 0 |  | 7.5922e-05 |  | #VALUE! |  | 0 |  | 3.8383e-05 |  | 0 |  | 0 |  | 0 |  | 0
| 0 |  | 0 |  | 0 |  | 0 |  | 0 |  | 0 |  | 0 |  | 8.5864e-07 |  | 1.6533e-06 |  | 0.23551 |  | 0 |  | 0 |  | 7.62e-05 |  | #VALUE! |  | 0 |  | 3.8381e-05 |  | 0 |  | 0 |  | 0 |  | 0
| 0 |  | 0 |  | 0 |  | 0 |  | 0 |  | 0 |  | 0 |  | 5.9009e-07 |  | 1.4223e-06 |  | 0.24485 |  | 0 |  | 0 |  | 0.00012277 |  | #VALUE! |  | 0 |  | 3.5267e-05 |  | 0 |  | 0 |  | 0 |  | 0
| 0 |  | 0 |  | 0 |  | 0 |  | 0 |  | 0 |  | 0 |  | 6.464e-07 |  | 1.4223e-06 |  | 0.2534 |  | 0 |  | 0 |  | 0.00010356 |  | #VALUE! |  | 0 |  | 3.5267e-05 |  | 0 |  | 0 |  | 0 |  | 0
| 0 |  | 0 |  | 0 |  | 0 |  | 0 |  | 0 |  | 0 |  | 8.1178e-07 |  | 1.4645e-06 |  | 0.26163 |  | 0 |  | 0 |  | 0.00010814 |  | #VALUE! |  | 0 |  | 2.6778e-05 |  | 0 |  | 0 |  | 0 |  | 0
| 0 |  | 0 |  | 0 |  | 0 |  | 0 |  | 0 |  | 0 |  | 9.3135e-07 |  | 1.4645e-06 |  | 0.27108 |  | 0 |  | 0 |  | 6.1029e-05 |  | #VALUE! |  | 0 |  | 2.6779e-05 |  | 0 |  | 0 |  | 0 |  | 0
| 0 |  | 0 |  | 0 |  | 0 |  | 0 |  | 0 |  | 0 |  | 9.4519e-07 |  | 1.038e-06 |  | 0.28142 |  | 0 |  | 0 |  | -3.0977e-05 |  | #VALUE! |  | 0 |  | 3.121e-05 |  | 0 |  | 0 |  | 0 |  | 0
| 0 |  | 0 |  | 0 |  | 0 |  | 0 |  | 0 |  | 0 |  | 8.9305e-07 |  | 1.0381e-06 |  | 0.29717 |  | 0 |  | 0 |  | -1.8158e-05 |  | #VALUE! |  | 0 |  | 3.1213e-05 |  | 0 |  | 0 |  | 0 |  | 0
| 0 |  | 0 |  | 0 |  | 0 |  | 0 |  | 0 |  | 0 |  | 9.2149e-07 |  | 1.6488e-06 |  | 0.31017 |  | 0 |  | 0 |  | 7.6931e-05 |  | #VALUE! |  | 0 |  | 2.3199e-05 |  | 0 |  | 0 |  | 0 |  | 0
| 0 |  | 0 |  | 0 |  | 0 |  | 0 |  | 0 |  | 0 |  | 9.0647e-07 |  | 1.6491e-06 |  | 0.32422 |  | 0 |  | 0 |  | 6.3248e-05 |  | #VALUE! |  | 0 |  | 2.3204e-05 |  | 0 |  | 0 |  | 0 |  | 0
| 0 |  | 0 |  | 0 |  | 0 |  | 0 |  | 0 |  | 0 |  | 7.6912e-07 |  | 1.4727e-06 |  | 0.34155 |  | 0 |  | 0 |  | 2.4043e-06 |  | #VALUE! |  | 0 |  | 3.737e-05 |  | 0 |  | 0 |  | 0 |  | 0
| 0 |  | 0 |  | 0 |  | 0 |  | 0 |  | 0 |  | 0 |  | 9.0157e-07 |  | 1.473e-06 |  | 0.35329 |  | 0 |  | 0 |  | 4.9531e-05 |  | #VALUE! |  | 0 |  | 3.7378e-05 |  | 0 |  | 0 |  | 0 |  | 0
| 0 |  | 0 |  | 0 |  | 0 |  | 0 |  | 0 |  | 0 |  | 8.5865e-07 |  | 1.9478e-06 |  | 0.36079 |  | 0 |  | 0 |  | 4.3291e-05 |  | #VALUE! |  | 0 |  | 3.7225e-05 |  | 0 |  | 0 |  | 0 |  | 0
| 0 |  | 0 |  | 0 |  | 0 |  | 0 |  | 0 |  | 0 |  | 6.7655e-07 |  | 1.9482e-06 |  | 0.36374 |  | 0 |  | 0 |  | 4.8892e-05 |  | #VALUE! |  | 0 |  | 3.7232e-05 |  | 0 |  | 0 |  | 0 |  | 0
| 0 |  | 0 |  | 0 |  | 0 |  | 0 |  | 0 |  | 0 |  | 3.9828e-06 |  | 9.4612e-07 |  | 0.36319 |  | 0 |  | 0 |  | 0.00010171 |  | #VALUE! |  | 0 |  | 1.8798e-05 |  | 0 |  | 0 |  | 0 |  | 0
| 0 |  | 0 |  | 0 |  | 0 |  | 0 |  | 0 |  | 0 |  | 4.0306e-06 |  | 9.4616e-07 |  | 0.35809 |  | 0 |  | 0 |  | 0.00016836 |  | #VALUE! |  | 0 |  | 1.8799e-05 |  | 0 |  | 0 |  | 0 |  | 0
| 0 |  | 0 |  | 0 |  | 0 |  | 0 |  | 0 |  | 0 |  | 4.3075e-06 |  | 5.7537e-07 |  | 0.35318 |  | 0 |  | 0 |  | 9.5675e-05 |  | #VALUE! |  | 0 |  | 1.0121e-05 |  | 0 |  | 0 |  | 0 |  | 0
| 0 |  | 0 |  | 0 |  | 0 |  | 0 |  | 0 |  | 0 |  | 4.9401e-06 |  | 5.7537e-07 |  | 0.339 |  | 0 |  | 0 |  | 4.3567e-05 |  | #VALUE! |  | 0 |  | 1.0121e-05 |  | 0 |  | 0 |  | 0 |  | 0
| 0 |  | 0 |  | 0 |  | 0 |  | 0 |  | 0 |  | 0 |  | 4.8412e-06 |  | 1.0448e-06 |  | 0.31731 |  | 0 |  | 0 |  | 7.6806e-05 |  | #VALUE! |  | 0 |  | 2.4436e-05 |  | 0 |  | 0 |  | 0 |  | 0
| 0 |  | 0 |  | 0 |  | 0 |  | 0 |  | 0 |  | 0 |  | 4.3416e-06 |  | 1.045e-06 |  | 0.29707 |  | 0 |  | 0 |  | -1.4084e-05 |  | #VALUE! |  | 0 |  | 2.4441e-05 |  | 0 |  | 0 |  | 0 |  | 0
| 0 |  | 0 |  | 0 |  | 0 |  | 0 |  | 0 |  | 0 |  | 3.9371e-06 |  | 1.623e-06 |  | 0.27339 |  | 0 |  | 0 |  | -3.002e-05 |  | #VALUE! |  | 0 |  | 3.0789e-05 |  | 0 |  | 0 |  | 0 |  | 0
| 0 |  | 0 |  | 0 |  | 0 |  | 0 |  | 0 |  | 0 |  | 4.3577e-06 |  | 1.6232e-06 |  | 0.25016 |  | 0 |  | 0 |  | 5.9021e-05 |  | #VALUE! |  | 0 |  | 3.0794e-05 |  | 0 |  | 0 |  | 0 |  | 0
| 0 |  | 0 |  | 0 |  | 0 |  | 0 |  | 0 |  | 0 |  | 4.7641e-06 |  | 1.1677e-06 |  | 0.23086 |  | 0 |  | 0 |  | 0.00011004 |  | #VALUE! |  | 0 |  | 2.8342e-05 |  | 0 |  | 0 |  | 0 |  | 0
| 0 |  | 0 |  | 0 |  | 0 |  | 0 |  | 0 |  | 0 |  | 4.5409e-06 |  | 1.1678e-06 |  | 0.20709 |  | 0 |  | 0 |  | 3.2549e-05 |  | #VALUE! |  | 0 |  | 2.8345e-05 |  | 0 |  | 0 |  | 0 |  | 0
| 0 |  | 0 |  | 0 |  | 0 |  | 0 |  | 0 |  | 0 |  | 4.5104e-06 |  | 1.6329e-06 |  | 0.18598 |  | 0 |  | 0 |  | 7.2196e-05 |  | #VALUE! |  | 0 |  | 3.2622e-05 |  | 0 |  | 0 |  | 0 |  | 0
| 0 |  | 0 |  | 0 |  | 0 |  | 0 |  | 0 |  | 0 |  | 4.3171e-06 |  | 1.633e-06 |  | 0.17359 |  | 0 |  | 0 |  | 0.00017249 |  | #VALUE! |  | 0 |  | 3.2623e-05 |  | 0 |  | 0 |  | 0 |  | 0
| 0 |  | 0 |  | 0 |  | 0 |  | 0 |  | 0 |  | 0 |  | 3.8871e-06 |  | 1.1188e-06 |  | 0.16128 |  | 0 |  | 0 |  | 0.00012161 |  | #VALUE! |  | 0 |  | 3.2911e-05 |  | 0 |  | 0 |  | 0 |  | 0
| 0 |  | 0 |  | 0 |  | 0 |  | 0 |  | 0 |  | 0 |  | 4.2333e-06 |  | 1.1189e-06 |  | 0.15162 |  | 0 |  | 0 |  | 1.8067e-05 |  | #VALUE! |  | 0 |  | 3.2914e-05 |  | 0 |  | 0 |  | 0 |  | 0
| 0 |  | 0 |  | 0 |  | 0 |  | 0 |  | 0 |  | 0 |  | 4.5412e-06 |  | 1.471e-06 |  | 0.14455 |  | 0 |  | 0 |  | -7.3164e-06 |  | #VALUE! |  | 0 |  | 2.0436e-05 |  | 0 |  | 0 |  | 0 |  | 0
| 0 |  | 0 |  | 0 |  | 0 |  | 0 |  | 0 |  | 0 |  | 4.1721e-06 |  | 1.5837e-06 |  | 0.13747 |  | 0 |  | 0 |  | 1.1509e-05 |  | #VALUE! |  | 0 |  | 2.0439e-05 |  | 0 |  | 0 |  | 0 |  | 0
| 0 |  | 0 |  | 0 |  | 0 |  | 0 |  | 0 |  | 0 |  | 4.296e-06 |  | 1.1662e-06 |  | 0.13163 |  | 0 |  | 0 |  | -2.4309e-06 |  | #VALUE! |  | 0 |  | 3.6691e-05 |  | 0 |  | 0 |  | 0 |  | 0
| 0 |  | 0 |  | 0 |  | 0 |  | 0 |  | 0 |  | 0 |  | 4.7886e-06 |  | 1.0538e-06 |  | 0.12713 |  | 0 |  | 0 |  | 4.5451e-06 |  | #VALUE! |  | 0 |  | 3.6697e-05 |  | 0 |  | 0 |  | 0 |  | 0
| 0 |  | 0 |  | 0 |  | 0 |  | 0 |  | 0 |  | 0 |  | 4.8611e-06 |  | 5.2504e-07 |  | 0.12271 |  | 0 |  | 0 |  | -5.1521e-06 |  | #VALUE! |  | 0 |  | 9.3282e-06 |  | 0 |  | 0 |  | 0 |  | 0
| 0 |  | 0 |  | 0 |  | 0 |  | 0 |  | 0 |  | 0 |  | 4.8294e-06 |  | 5.2512e-07 |  | 0.11829 |  | 0 |  | 0 |  | 4.0999e-05 |  | #VALUE! |  | 0 |  | 9.3295e-06 |  | 0 |  | 0 |  | 0 |  | 0
| 0 |  | 0 |  | 0 |  | 0 |  | 0 |  | 0 |  | 0 |  | 4.6561e-06 |  | 1.7179e-06 |  | 0.11386 |  | 0 |  | 0 |  | 8.4235e-05 |  | #VALUE! |  | 0 |  | 1.6248e-05 |  | 0 |  | 0 |  | 0 |  | 0
| 0 |  | 0 |  | 0 |  | 0 |  | 0 |  | 0 |  | 0 |  | 4.7585e-06 |  | 1.718e-06 |  | 0.10797 |  | 0 |  | 0 |  | 4.5979e-05 |  | #VALUE! |  | 0 |  | 1.6249e-05 |  | 0 |  | 0 |  | 0 |  | 0
| 0 |  | 0 |  | 0 |  | 0 |  | 0 |  | 0 |  | 0 |  | 4.4631e-06 |  | 5.8606e-07 |  | 0.10061 |  | 0 |  | 0 |  | -1.5916e-05 |  | #VALUE! |  | 0 |  | 0 |  | 0 |  | 0 |  | 0 |  | 0
| 0 |  | 0 |  | 0 |  | 0 |  | 0 |  | 0 |  | 0 |  | 4.3139e-06 |  | 5.8609e-07 |  | 0.094386 |  | 0 |  | 0 |  | 3.9966e-05 |  | #VALUE! |  | 0 |  | 0 |  | 0 |  | 0 |  | 0 |  | 0
| 0 |  | 0 |  | 0 |  | 0 |  | 0 |  | 0 |  | 0 |  | 4.3222e-06 |  | 9.1595e-07 |  | 0.090379 |  | 0 |  | 0 |  | 8.5915e-05 |  | #VALUE! |  | 0 |  | 3.7646e-05 |  | 0 |  | 0 |  | 0 |  | 0
| 0 |  | 0 |  | 0 |  | 0 |  | 0 |  | 0 |  | 0 |  | 4.1487e-06 |  | 9.1604e-07 |  | 0.087432 |  | 0 |  | 0 |  | 7.8338e-05 |  | #VALUE! |  | 0 |  | 3.765e-05 |  | 0 |  | 0 |  | 0 |  | 0
| 0 |  | 0 |  | 0 |  | 0 |  | 0 |  | 0 |  | 0 |  | 4.9405e-06 |  | 1.6368e-06 |  | 0.084484 |  | 0 |  | 0 |  | 0.00010553 |  | #VALUE! |  | 0 |  | 6.0428e-05 |  | 0 |  | 0 |  | 0 |  | 0
| 0 |  | 0 |  | 0 |  | 0 |  | 0 |  | 0 |  | 0 |  | 5.0257e-06 |  | 1.6371e-06 |  | 0.082436 |  | 0 |  | 0 |  | 6.2208e-05 |  | #VALUE! |  | 0 |  | 6.0437e-05 |  | 0 |  | 0 |  | 0 |  | 0
| 0 |  | 0 |  | 0 |  | 0 |  | 0 |  | 0 |  | 0 |  | 4.3224e-06 |  | 9.2287e-07 |  | 0.081493 |  | 0 |  | 0 |  | 1.6815e-05 |  | #VALUE! |  | 0 |  | 2.5409e-05 |  | 0 |  | 0 |  | 0 |  | 0
| 0 |  | 0 |  | 0 |  | 0 |  | 0 |  | 0 |  | 0 |  | 4.6174e-06 |  | 9.2301e-07 |  | 0.081285 |  | 0 |  | 0 |  | 1.9562e-06 |  | #VALUE! |  | 0 |  | 2.5413e-05 |  | 0 |  | 0 |  | 0 |  | 0
| 0 |  | 0 |  | 0 |  | 0 |  | 0 |  | 0 |  | 0 |  | 4.6763e-06 |  | 1.6889e-06 |  | 0.082625 |  | 0 |  | 0 |  | -2.1328e-05 |  | #VALUE! |  | 0 |  | 3.9428e-05 |  | 0 |  | 0 |  | 0 |  | 0
| 0 |  | 0 |  | 0 |  | 0 |  | 0 |  | 0 |  | 0 |  | 4.3573e-06 |  | 1.6891e-06 |  | 0.084991 |  | 0 |  | 0 |  | 1.5071e-05 |  | #VALUE! |  | 0 |  | 3.9432e-05 |  | 0 |  | 0 |  | 0 |  | 0
| 0 |  | 0 |  | 0 |  | 0 |  | 0 |  | 0 |  | 0 |  | 4.3375e-06 |  | 1.4417e-06 |  | 0.087521 |  | 0 |  | 0 |  | 6.6858e-05 |  | #VALUE! |  | 0 |  | 3.6879e-05 |  | 0 |  | 0 |  | 0 |  | 0
| 0 |  | 0 |  | 0 |  | 0 |  | 0 |  | 0 |  | 0 |  | 4.4034e-06 |  | 1.4418e-06 |  | 0.090716 |  | 0 |  | 0 |  | 9.2504e-05 |  | #VALUE! |  | 0 |  | 3.6881e-05 |  | 0 |  | 0 |  | 0 |  | 0
| 0 |  | 0 |  | 0 |  | 0 |  | 0 |  | 0 |  | 0 |  | 4.1479e-06 |  | 1.364e-06 |  | 0.09441 |  | 0 |  | 0 |  | 9.4159e-05 |  | #VALUE! |  | 0 |  | 3.1613e-05 |  | 0 |  | 0 |  | 0 |  | 0
| 0 |  | 0 |  | 0 |  | 0 |  | 0 |  | 0 |  | 0 |  | 3.611e-06 |  | 1.3641e-06 |  | 0.098675 |  | 0 |  | 0 |  | 6.4849e-05 |  | #VALUE! |  | 0 |  | 3.1616e-05 |  | 0 |  | 0 |  | 0 |  | 0
| 0 |  | 0 |  | 0 |  | 0 |  | 0 |  | 0 |  | 0 |  | 3.9067e-06 |  | 1.1187e-06 |  | 0.10368 |  | 0 |  | 0 |  | 5.4323e-05 |  | #VALUE! |  | 0 |  | 2.3356e-05 |  | 0 |  | 0 |  | 0 |  | 0
| 0 |  | 0 |  | 0 |  | 0 |  | 0 |  | 0 |  | 0 |  | 4.7056e-06 |  | 1.1186e-06 |  | 0.10889 |  | 0 |  | 0 |  | 4.1792e-05 |  | #VALUE! |  | 0 |  | 2.3354e-05 |  | 0 |  | 0 |  | 0 |  | 0
| 0 |  | 0 |  | 0 |  | 0 |  | 0 |  | 0 |  | 0 |  | 4.5723e-06 |  | 9.591e-07 |  | 0.11422 |  | 0 |  | 0 |  | 4.5948e-05 |  | #VALUE! |  | 0 |  | 1.268e-05 |  | 0 |  | 0 |  | 0 |  | 0
| 0 |  | 0 |  | 0 |  | 0 |  | 0 |  | 0 |  | 0 |  | 3.8875e-06 |  | 9.591e-07 |  | 0.11963 |  | 0 |  | 0 |  | 4.68e-05 |  | #VALUE! |  | 0 |  | 1.268e-05 |  | 0 |  | 0 |  | 0 |  | 0
| 0 |  | 0 |  | 0 |  | 0 |  | 0 |  | 0 |  | 0 |  | 4.4854e-06 |  | 1.5985e-06 |  | 0.12505 |  | 0 |  | 0 |  | -1.7735e-05 |  | #VALUE! |  | 0 |  | 5.6086e-05 |  | 0 |  | 0 |  | 0 |  | 0
| 0 |  | 0 |  | 0 |  | 0 |  | 0 |  | 0 |  | 0 |  | 4.7813e-06 |  | 1.5987e-06 |  | 0.13218 |  | 0 |  | 0 |  | -6.3826e-05 |  | #VALUE! |  | 0 |  | 5.6091e-05 |  | 0 |  | 0 |  | 0 |  | 0
| 0 |  | 0 |  | 0 |  | 0 |  | 0 |  | 0 |  | 0 |  | 4.1923e-06 |  | 8.3191e-07 |  | 0.14222 |  | 0 |  | 0 |  | -2.2855e-05 |  | #VALUE! |  | 0 |  | 2.0849e-05 |  | 0 |  | 0 |  | 0 |  | 0
| 0 |  | 0 |  | 0 |  | 0 |  | 0 |  | 0 |  | 0 |  | 4.0504e-06 |  | 8.3199e-07 |  | 0.15344 |  | 0 |  | 0 |  | 1.5101e-05 |  | #VALUE! |  | 0 |  | 2.0851e-05 |  | 0 |  | 0 |  | 0 |  | 0
| 0 |  | 0 |  | 0 |  | 0 |  | 0 |  | 0 |  | 0 |  | 4.2331e-06 |  | 1.3954e-06 |  | 0.16481 |  | 0 |  | 0 |  | 2.4083e-05 |  | #VALUE! |  | 0 |  | 3.0526e-05 |  | 0 |  | 0 |  | 0 |  | 0
| 0 |  | 0 |  | 0 |  | 0 |  | 0 |  | 0 |  | 0 |  | 4.286e-06 |  | 1.3954e-06 |  | 0.17647 |  | 0 |  | 0 |  | 8.4707e-05 |  | #VALUE! |  | 0 |  | 3.0526e-05 |  | 0 |  | 0 |  | 0 |  | 0
| 0 |  | 0 |  | 0 |  | 0 |  | 0 |  | 0 |  | 0 |  | 4.0681e-06 |  | 1.4628e-06 |  | 0.18849 |  | 0 |  | 0 |  | 9.5792e-05 |  | #VALUE! |  | 0 |  | 2.5459e-05 |  | 0 |  | 0 |  | 0 |  | 0
| 0 |  | 0 |  | 0 |  | 0 |  | 0 |  | 0 |  | 0 |  | 4.1381e-06 |  | 1.4628e-06 |  | 0.20788 |  | 0 |  | 0 |  | 7.7663e-05 |  | #VALUE! |  | 0 |  | 2.5459e-05 |  | 0 |  | 0 |  | 0 |  | 0
| 0 |  | 0 |  | 0 |  | 0 |  | 0 |  | 0 |  | 0 |  | 3.8363e-06 |  | 8.7344e-07 |  | 0.23369 |  | 0 |  | 0 |  | 6.7983e-05 |  | #VALUE! |  | 0 |  | 3.2962e-05 |  | 0 |  | 0 |  | 0 |  | 0
| 0 |  | 0 |  | 0 |  | 0 |  | 0 |  | 0 |  | 0 |  | 3.8508e-06 |  | 8.7344e-07 |  | 0.25506 |  | 0 |  | 0 |  | 2.0472e-05 |  | #VALUE! |  | 0 |  | 3.2962e-05 |  | 0 |  | 0 |  | 0 |  | 0
| 0 |  | 0 |  | 0 |  | 0 |  | 0 |  | 0 |  | 0 |  | 4.076e-06 |  | 1.3411e-06 |  | 0.27278 |  | 0 |  | 0 |  | 4.5223e-05 |  | #VALUE! |  | 0 |  | 5.3932e-05 |  | 0 |  | 0 |  | 0 |  | 0
| 0 |  | 0 |  | 0 |  | 0 |  | 0 |  | 0 |  | 0 |  | 4.2179e-06 |  | 1.3413e-06 |  | 0.29037 |  | 0 |  | 0 |  | 9.4169e-05 |  | #VALUE! |  | 0 |  | 5.3937e-05 |  | 0 |  | 0 |  | 0 |  | 0
| 0 |  | 0 |  | 0 |  | 0 |  | 0 |  | 0 |  | 0 |  | 4.1683e-06 |  | 9.1541e-07 |  | 0.30922 |  | 0 |  | 0 |  | 6.0805e-05 |  | #VALUE! |  | 0 |  | 3.3183e-05 |  | 0 |  | 0 |  | 0 |  | 0
| 0 |  | 0 |  | 0 |  | 0 |  | 0 |  | 0 |  | 0 |  | 4.1168e-06 |  | 9.1546e-07 |  | 0.33263 |  | 0 |  | 0 |  | -6.2148e-06 |  | #VALUE! |  | 0 |  | 3.3185e-05 |  | 0 |  | 0 |  | 0 |  | 0
| 0 |  | 0 |  | 0 |  | 0 |  | 0 |  | 0 |  | 0 |  | 4.3472e-06 |  | 1.3668e-06 |  | 0.36542 |  | 0 |  | 0 |  | 3.2679e-05 |  | #VALUE! |  | 0 |  | 1.7926e-05 |  | 0 |  | 0 |  | 0 |  | 0
| 0 |  | 0 |  | 0 |  | 0 |  | 0 |  | 0 |  | 0 |  | 3.7979e-06 |  | 1.3668e-06 |  | 0.39794 |  | 0 |  | 0 |  | 9.037e-05 |  | #VALUE! |  | 0 |  | 1.7926e-05 |  | 0 |  | 0 |  | 0 |  | 0
| 0 |  | 0 |  | 0 |  | 0 |  | 0 |  | 0 |  | 0 |  | 3.597e-06 |  | 2.0644e-07 |  | 0.42398 |  | 0 |  | 0 |  | 0.0001089 |  | #VALUE! |  | 0 |  | 7.9844e-06 |  | 0 |  | 0 |  | 0 |  | 0
| 0 |  | 0 |  | 0 |  | 0 |  | 0 |  | 0 |  | 0 |  | 4.1415e-06 |  | 2.0646e-07 |  | 0.45001 |  | 0 |  | 0 |  | 0.00010272 |  | #VALUE! |  | 0 |  | 7.9852e-06 |  | 0 |  | 0 |  | 0 |  | 0
| 0 |  | 0 |  | 0 |  | 0 |  | 0 |  | 0 |  | 0 |  | 4.2766e-06 |  | 1.1748e-06 |  | 0.47604 |  | 0 |  | 0 |  | 5.8945e-05 |  | #VALUE! |  | 0 |  | 3.1706e-05 |  | 0 |  | 0 |  | 0 |  | 0
| 0 |  | 0 |  | 0 |  | 0 |  | 0 |  | 0 |  | 0 |  | 4.1565e-06 |  | 1.1748e-06 |  | 0.50208 |  | 0 |  | 0 |  | 0.00012014 |  | #VALUE! |  | 0 |  | 3.1706e-05 |  | 0 |  | 0 |  | 0 |  | 0
| 0 |  | 0 |  | 0 |  | 0 |  | 0 |  | 0 |  | 0 |  | 4.5534e-06 |  | 9.7816e-07 |  | 0.52811 |  | 0 |  | 0 |  | 0.00014071 |  | #VALUE! |  | 0 |  | 3.6671e-05 |  | 0 |  | 0 |  | 0 |  | 0
| 0 |  | 0 |  | 0 |  | 0 |  | 0 |  | 0 |  | 0 |  | 4.6574e-06 |  | 9.7831e-07 |  | 0.55343 |  | 0 |  | 0 |  | 0.00011734 |  | #VALUE! |  | 0 |  | 3.6676e-05 |  | 0 |  | 0 |  | 0 |  | 0
| 0 |  | 0 |  | 0 |  | 0 |  | 0 |  | 0 |  | 0 |  | 4.4825e-06 |  | 6.6207e-07 |  | 0.57787 |  | 0 |  | 0 |  | 0.00012517 |  | #VALUE! |  | 0 |  | 3.4681e-05 |  | 0 |  | 0 |  | 0 |  | 0
| 0 |  | 0 |  | 0 |  | 0 |  | 0 |  | 0 |  | 0 |  | 4.6413e-06 |  | 6.6204e-07 |  | 0.60215 |  | 0 |  | 0 |  | 0.00011137 |  | #VALUE! |  | 0 |  | 3.468e-05 |  | 0 |  | 0 |  | 0 |  | 0
| 0 |  | 0 |  | 0 |  | 0 |  | 0 |  | 0 |  | 0 |  | 4.8848e-06 |  | 1.588e-06 |  | 0.62642 |  | 0 |  | 0 |  | 0.00015225 |  | #VALUE! |  | 0 |  | 2.4084e-05 |  | 0 |  | 0 |  | 0 |  | 0
| 0 |  | 0 |  | 0 |  | 0 |  | 0 |  | 0 |  | 0 |  | 4.4861e-06 |  | 1.5881e-06 |  | 0.65069 |  | 0 |  | 0 |  | 0.00014246 |  | #VALUE! |  | 0 |  | 2.4086e-05 |  | 0 |  | 0 |  | 0 |  | 0
| 0 |  | 0 |  | 0 |  | 0 |  | 0 |  | 0 |  | 0 |  | 3.9449e-06 |  | 5.681e-07 |  | 0.67426 |  | 0 |  | 0 |  | 0.00013236 |  | #VALUE! |  | 0 |  | 1.1837e-05 |  | 0 |  | 0 |  | 0 |  | 0
| 0 |  | 0 |  | 0 |  | 0 |  | 0 |  | 0 |  | 0 |  | 4.4387e-06 |  | 5.6813e-07 |  | 0.69491 |  | 0 |  | 0 |  | 0.00010291 |  | #VALUE! |  | 0 |  | 1.1837e-05 |  | 0 |  | 0 |  | 0 |  | 0
| 0 |  | 0 |  | 0 |  | 0 |  | 0 |  | 0 |  | 0 |  | 4.5247e-06 |  | 1.4733e-06 |  | 0.71336 |  | 0 |  | 0 |  | 3.1928e-05 |  | #VALUE! |  | 0 |  | 2.3421e-05 |  | 0 |  | 0 |  | 0 |  | 0
| 0 |  | 0 |  | 0 |  | 0 |  | 0 |  | 0 |  | 0 |  | 4.6409e-06 |  | 1.4735e-06 |  | 0.73494 |  | 0 |  | 0 |  | 5.6323e-05 |  | #VALUE! |  | 0 |  | 2.3424e-05 |  | 0 |  | 0 |  | 0 |  | 0
| 0 |  | 0 |  | 0 |  | 0 |  | 0 |  | 0 |  | 0 |  | 4.8531e-06 |  | 1.1604e-06 |  | 0.76058 |  | 0 |  | 0 |  | 0.00016356 |  | #VALUE! |  | 0 |  | 3.125e-05 |  | 0 |  | 0 |  | 0 |  | 0
| 0 |  | 0 |  | 0 |  | 0 |  | 0 |  | 0 |  | 0 |  | 4.7039e-06 |  | 1.1606e-06 |  | 0.78332 |  | 0 |  | 0 |  | 0.00011838 |  | #VALUE! |  | 0 |  | 3.1254e-05 |  | 0 |  | 0 |  | 0 |  | 0
| 0 |  | 0 |  | 0 |  | 0 |  | 0 |  | 0 |  | 0 |  | 4.192e-06 |  | 6.2799e-07 |  | 0.80188 |  | 0 |  | 0 |  | 7.6477e-05 |  | #VALUE! |  | 0 |  | 2.9379e-05 |  | 0 |  | 0 |  | 0 |  | 0
| 0 |  | 0 |  | 0 |  | 0 |  | 0 |  | 0 |  | 0 |  | 3.8616e-06 |  | 6.2808e-07 |  | 0.82008 |  | 0 |  | 0 |  | 8.7723e-05 |  | #VALUE! |  | 0 |  | 2.9383e-05 |  | 0 |  | 0 |  | 0 |  | 0
| 0 |  | 0 |  | 0 |  | 0 |  | 0 |  | 0 |  | 0 |  | 4.5026e-06 |  | 9.6215e-07 |  | 0.83763 |  | 0 |  | 0 |  | 1.1819e-05 |  | #VALUE! |  | 0 |  | 2.8748e-05 |  | 0 |  | 0 |  | 0 |  | 0
| 0 |  | 0 |  | 0 |  | 0 |  | 0 |  | 0 |  | 0 |  | 4.6618e-06 |  | 9.622e-07 |  | 0.85197 |  | 0 |  | 0 |  | 2.8518e-05 |  | #VALUE! |  | 0 |  | 2.8749e-05 |  | 0 |  | 0 |  | 0 |  | 0
| 0 |  | 0 |  | 0 |  | 0 |  | 0 |  | 0 |  | 0 |  | 4.1253e-06 |  | 2.2164e-06 |  | 0.86378 |  | 0 |  | 0 |  | 0.00011211 |  | #VALUE! |  | 0 |  | 2.9648e-05 |  | 0 |  | 0 |  | 0 |  | 0
| 0 |  | 0 |  | 0 |  | 0 |  | 0 |  | 0 |  | 0 |  | 4.368e-06 |  | 2.2166e-06 |  | 0.8756 |  | 0 |  | 0 |  | 8.2829e-05 |  | #VALUE! |  | 0 |  | 2.965e-05 |  | 0 |  | 0 |  | 0 |  | 0
| 0 |  | 0 |  | 0 |  | 0 |  | 0 |  | 0 |  | 0 |  | 4.9855e-06 |  | 9.2444e-07 |  | 0.88741 |  | 0 |  | 0 |  | 5.9904e-05 |  | #VALUE! |  | 0 |  | 3.8454e-05 |  | 0 |  | 0 |  | 0 |  | 0
| 0 |  | 0 |  | 0 |  | 0 |  | 0 |  | 0 |  | 0 |  | 4.7354e-06 |  | 9.2457e-07 |  | 0.89922 |  | 0 |  | 0 |  | 0.0001409 |  | #VALUE! |  | 0 |  | 3.846e-05 |  | 0 |  | 0 |  | 0 |  | 0
| 0 |  | 0 |  | 0 |  | 0 |  | 0 |  | 0 |  | 0 |  | 4.7077e-06 |  | 4.9819e-07 |  | 0.91103 |  | 0 |  | 0 |  | 5.9734e-05 |  | #VALUE! |  | 0 |  | 2.5379e-05 |  | 0 |  | 0 |  | 0 |  | 0
| 0 |  | 0 |  | 0 |  | 0 |  | 0 |  | 0 |  | 0 |  | 4.5091e-06 |  | 4.9822e-07 |  | 0.92284 |  | 0 |  | 0 |  | -4.0871e-05 |  | #VALUE! |  | 0 |  | 2.5381e-05 |  | 0 |  | 0 |  | 0 |  | 0
| 0 |  | 0 |  | 0 |  | 0 |  | 0 |  | 0 |  | 0 |  | 4.2075e-06 |  | 5.9531e-07 |  | 0.9344 |  | 0 |  | 0 |  | -3.5435e-05 |  | #VALUE! |  | 0 |  | 2.4646e-05 |  | 0 |  | 0 |  | 0 |  | 0
| 0 |  | 0 |  | 0 |  | 0 |  | 0 |  | 0 |  | 0 |  | 4.9084e-06 |  | 5.9537e-07 |  | 0.94448 |  | 0 |  | 0 |  | 4.6386e-06 |  | #VALUE! |  | 0 |  | 2.4648e-05 |  | 0 |  | 0 |  | 0 |  | 0
| 0 |  | 0 |  | 0 |  | 0 |  | 0 |  | 0 |  | 0 |  | 4.8957e-06 |  | 9.2872e-07 |  | 0.95334 |  | 0 |  | 0 |  | 6.8414e-05 |  | #VALUE! |  | 0 |  | 2.5244e-05 |  | 0 |  | 0 |  | 0 |  | 0
| 0 |  | 0 |  | 0 |  | 0 |  | 0 |  | 0 |  | 0 |  | 4.6526e-06 |  | 9.2885e-07 |  | 0.96092 |  | 0 |  | 0 |  | 5.5984e-05 |  | #VALUE! |  | 0 |  | 2.5248e-05 |  | 0 |  | 0 |  | 0 |  | 0
| 0 |  | 0 |  | 0 |  | 0 |  | 0 |  | 0 |  | 0 |  | 4.8782e-06 |  | 7.1964e-07 |  | 0.96665 |  | 0 |  | 0 |  | 0.00011604 |  | #VALUE! |  | 0 |  | 2.1012e-05 |  | 0 |  | 0 |  | 0 |  | 0
| 0 |  | 0 |  | 0 |  | 0 |  | 0 |  | 0 |  | 0 |  | 4.8765e-06 |  | 7.1968e-07 |  | 0.97165 |  | 0 |  | 0 |  | 0.00014519 |  | #VALUE! |  | 0 |  | 2.1013e-05 |  | 0 |  | 0 |  | 0 |  | 0
| 0 |  | 0 |  | 0 |  | 0 |  | 0 |  | 0 |  | 0 |  | 4.5073e-06 |  | 1.3611e-06 |  | 0.97592 |  | 0 |  | 0 |  | -4.7449e-05 |  | #VALUE! |  | 0 |  | 2.6589e-05 |  | 0 |  | 0 |  | 0 |  | 0
| 0 |  | 0 |  | 0 |  | 0 |  | 0 |  | 0 |  | 0 |  | 3.702e-06 |  | 1.3612e-06 |  | 0.97961 |  | 0 |  | 0 |  | -6.9019e-05 |  | #VALUE! |  | 0 |  | 2.6591e-05 |  | 0 |  | 0 |  | 0 |  | 0
| 0 |  | 0 |  | 0 |  | 0 |  | 0 |  | 0 |  | 0 |  | 3.9046e-06 |  | 8.5929e-07 |  | 0.98259 |  | 0 |  | 0 |  | 1.4262e-05 |  | #VALUE! |  | 0 |  | 1.6273e-05 |  | 0 |  | 0 |  | 0 |  | 0
| 0 |  | 0 |  | 0 |  | 0 |  | 0 |  | 0 |  | 0 |  | 4.617e-06 |  | 8.5945e-07 |  | 0.9846 |  | 0 |  | 0 |  | 6.0356e-05 |  | #VALUE! |  | 0 |  | 1.6276e-05 |  | 0 |  | 0 |  | 0 |  | 0
| 0 |  | 0 |  | 0 |  | 0 |  | 0 |  | 0 |  | 0 |  | 4.6412e-06 |  | 7.7853e-07 |  | 0.98638 |  | 0 |  | 0 |  | 7.7337e-05 |  | #VALUE! |  | 0 |  | 3.6064e-05 |  | 0 |  | 0 |  | 0 |  | 0
| 0 |  | 0 |  | 0 |  | 0 |  | 0 |  | 0 |  | 0 |  | 4.5307e-06 |  | 1.2698e-06 |  | 0.98854 |  | 0 |  | 0 |  | 3.0019e-06 |  | #VALUE! |  | 0 |  | 3.6068e-05 |  | 0 |  | 0 |  | 0 |  | 0
| 0 |  | 0 |  | 0 |  | 0 |  | 0 |  | 0 |  | 0 |  | 4.5418e-06 |  | 1.6166e-06 |  | 0.9913 |  | 0 |  | 0 |  | 2.934e-05 |  | #VALUE! |  | 0 |  | 3.1928e-05 |  | 0 |  | 0 |  | 0 |  | 0
| 0 |  | 0 |  | 0 |  | 0 |  | 0 |  | 0 |  | 0 |  | 4.5096e-06 |  | 1.1256e-06 |  | 0.9934 |  | 0 |  | 0 |  | 5.762e-05 |  | #VALUE! |  | 0 |  | 3.1932e-05 |  | 0 |  | 0 |  | 0 |  | 0
| 0 |  | 0 |  | 0 |  | 0 |  | 0 |  | 0 |  | 0 |  | 5.0505e-06 |  | 1.217e-06 |  | 0.99446 |  | 0 |  | 0 |  | 3.6237e-05 |  | #VALUE! |  | 0 |  | 3.952e-05 |  | 0 |  | 0 |  | 0 |  | 0
| 0 |  | 0 |  | 0 |  | 0 |  | 0 |  | 0 |  | 0 |  | 4.7848e-06 |  | 1.217e-06 |  | 0.9953 |  | 0 |  | 0 |  | 2.7182e-05 |  | #VALUE! |  | 0 |  | 3.9522e-05 |  | 0 |  | 0 |  | 0 |  | 0
| 0 |  | 0 |  | 0 |  | 0 |  | 0 |  | 0 |  | 0 |  | 4.3855e-06 |  | 9.9079e-07 |  | 0.99615 |  | 0 |  | 0 |  | 2.6273e-05 |  | #VALUE! |  | 0 |  | 1.569e-05 |  | 0 |  | 0 |  | 0 |  | 0
| 0 |  | 0 |  | 0 |  | 0 |  | 0 |  | 0 |  | 0 |  | 4.3488e-06 |  | 9.9089e-07 |  | 0.99672 |  | 0 |  | 0 |  | 6.5529e-05 |  | #VALUE! |  | 0 |  | 1.5692e-05 |  | 0 |  | 0 |  | 0 |  | 0
| 0 |  | 0 |  | 0 |  | 0 |  | 0 |  | 0 |  | 0 |  | 4.6346e-06 |  | 7.9948e-07 |  | 0.9967 |  | 0 |  | 0 |  | 8.1863e-05 |  | #VALUE! |  | 0 |  | 2.8903e-05 |  | 0 |  | 0 |  | 0 |  | 0
| 0 |  | 0 |  | 0 |  | 0 |  | 0 |  | 0 |  | 0 |  | 4.7621e-06 |  | 7.9955e-07 |  | 0.99638 |  | 0 |  | 0 |  | 7.5746e-05 |  | #VALUE! |  | 0 |  | 2.8905e-05 |  | 0 |  | 0 |  | 0 |  | 0
| 0 |  | 0 |  | 0 |  | 0 |  | 0 |  | 0 |  | 0 |  | 4.7157e-06 |  | 1.1299e-06 |  | 0.99606 |  | 0 |  | 0 |  | 7.8056e-05 |  | #VALUE! |  | 0 |  | 2.5484e-05 |  | 0 |  | 0 |  | 0 |  | 0
| 0 |  | 0 |  | 0 |  | 0 |  | 0 |  | 0 |  | 0 |  | 5.0314e-06 |  | 1.1299e-06 |  | 0.99573 |  | 0 |  | 0 |  | 0.00010659 |  | #VALUE! |  | 0 |  | 2.5484e-05 |  | 0 |  | 0 |  | 0 |  | 0
| 0 |  | 0 |  | 0 |  | 0 |  | 0 |  | 0 |  | 0 |  | 4.7404e-06 |  | 1.0688e-06 |  | 0.99541 |  | 0 |  | 0 |  | 5.0958e-05 |  | #VALUE! |  | 0 |  | 2.8816e-05 |  | 0 |  | 0 |  | 0 |  | 0
| 0 |  | 0 |  | 0 |  | 0 |  | 0 |  | 0 |  | 0 |  | 4.7659e-06 |  | 1.0689e-06 |  | 0.99411 |  | 0 |  | 0 |  | -8.3425e-06 |  | #VALUE! |  | 0 |  | 2.8819e-05 |  | 0 |  | 0 |  | 0 |  | 0
| 0 |  | 0 |  | 0 |  | 0 |  | 0 |  | 0 |  | 0 |  | 4.7667e-06 |  | 1.1884e-06 |  | 0.99175 |  | 0 |  | 0 |  | 5.0751e-05 |  | #VALUE! |  | 0 |  | 2.0966e-05 |  | 0 |  | 0 |  | 0 |  | 0
| 0 |  | 0 |  | 0 |  | 0 |  | 0 |  | 0 |  | 0 |  | 3.853e-06 |  | 1.1886e-06 |  | 0.98929 |  | 0 |  | 0 |  | 4.3893e-05 |  | #VALUE! |  | 0 |  | 2.0968e-05 |  | 0 |  | 0 |  | 0 |  | 0
| 0 |  | 0 |  | 0 |  | 0 |  | 0 |  | 0 |  | 0 |  | 4.0854e-06 |  | 1.3966e-06 |  | 0.98686 |  | 0 |  | 0 |  | 8.1799e-05 |  | #VALUE! |  | 0 |  | 3.6918e-05 |  | 0 |  | 0 |  | 0 |  | 0
| 0 |  | 0 |  | 0 |  | 0 |  | 0 |  | 0 |  | 0 |  | 5.043e-06 |  | 1.3965e-06 |  | 0.9845 |  | 0 |  | 0 |  | 0.00017154 |  | #VALUE! |  | 0 |  | 3.6916e-05 |  | 0 |  | 0 |  | 0 |  | 0
| 0 |  | 0 |  | 0 |  | 0 |  | 0 |  | 0 |  | 0 |  | 4.8863e-06 |  | 9.1973e-07 |  | 0.98221 |  | 0 |  | 0 |  | 5.961e-05 |  | #VALUE! |  | 0 |  | 2.7801e-05 |  | 0 |  | 0 |  | 0 |  | 0
| 0 |  | 0 |  | 0 |  | 0 |  | 0 |  | 0 |  | 0 |  | 4.4804e-06 |  | 9.1982e-07 |  | 0.97992 |  | 0 |  | 0 |  | -5.9677e-05 |  | #VALUE! |  | 0 |  | 2.7804e-05 |  | 0 |  | 0 |  | 0 |  | 0
| 0 |  | 0 |  | 0 |  | 0 |  | 0 |  | 0 |  | 0 |  | 4.8855e-06 |  | 1.8338e-06 |  | 0.97763 |  | 0 |  | 0 |  | -4.0868e-05 |  | #VALUE! |  | 0 |  | 4.5969e-05 |  | 0 |  | 0 |  | 0 |  | 0
| 0 |  | 0 |  | 0 |  | 0 |  | 0 |  | 0 |  | 0 |  | 5.3906e-06 |  | 1.834e-06 |  | 0.97533 |  | 0 |  | 0 |  | 1.7148e-05 |  | #VALUE! |  | 0 |  | 4.5973e-05 |  | 0 |  | 0 |  | 0 |  | 0
| 0 |  | 0 |  | 0 |  | 0 |  | 0 |  | 0 |  | 0 |  | 5.0385e-06 |  | 1.064e-06 |  | 0.97268 |  | 0 |  | 0 |  | 0.00012436 |  | #VALUE! |  | 0 |  | 2.8896e-05 |  | 0 |  | 0 |  | 0 |  | 0
| 0 |  | 0 |  | 0 |  | 0 |  | 0 |  | 0 |  | 0 |  | 5.2662e-06 |  | 1.0639e-06 |  | 0.96944 |  | 0 |  | 0 |  | 0.00014838 |  | #VALUE! |  | 0 |  | 2.8895e-05 |  | 0 |  | 0 |  | 0 |  | 0
| 0 |  | 0 |  | 0 |  | 0 |  | 0 |  | 0 |  | 0 |  | 5.5174e-06 |  | 4.0346e-07 |  | 0.966 |  | 0 |  | 0 |  | 8.5844e-05 |  | #VALUE! |  | 0 |  | 2.0899e-05 |  | 0 |  | 0 |  | 0 |  | 0
| 0 |  | 0 |  | 0 |  | 0 |  | 0 |  | 0 |  | 0 |  | 5.5532e-06 |  | 4.035e-07 |  | 0.96257 |  | 0 |  | 0 |  | 0.00012924 |  | #VALUE! |  | 0 |  | 2.0901e-05 |  | 0 |  | 0 |  | 0 |  | 0
| 0 |  | 0 |  | 0 |  | 0 |  | 0 |  | 0 |  | 0 |  | 4.9222e-06 |  | 5.2188e-07 |  | 0.95918 |  | 0 |  | 0 |  | 4.147e-05 |  | #VALUE! |  | 0 |  | 1.8761e-05 |  | 0 |  | 0 |  | 0 |  | 0
| 0 |  | 0 |  | 0 |  | 0 |  | 0 |  | 0 |  | 0 |  | 4.6409e-06 |  | 5.2193e-07 |  | 0.95586 |  | 0 |  | 0 |  | -4.3383e-05 |  | #VALUE! |  | 0 |  | 1.8763e-05 |  | 0 |  | 0 |  | 0 |  | 0
| 0 |  | 0 |  | 0 |  | 0 |  | 0 |  | 0 |  | 0 |  | 5.0357e-06 |  | 5.0252e-07 |  | 0.95255 |  | 0 |  | 0 |  | 2.3988e-05 |  | #VALUE! |  | 0 |  | 3.0661e-05 |  | 0 |  | 0 |  | 0 |  | 0
| 0 |  | 0 |  | 0 |  | 0 |  | 0 |  | 0 |  | 0 |  | 4.6489e-06 |  | 5.0262e-07 |  | 0.94923 |  | 0 |  | 0 |  | 2.3173e-05 |  | #VALUE! |  | 0 |  | 3.0667e-05 |  | 0 |  | 0 |  | 0 |  | 0
| 0 |  | 0 |  | 0 |  | 0 |  | 0 |  | 0 |  | 0 |  | 4.6209e-06 |  | 7.0427e-07 |  | 0.94592 |  | 0 |  | 0 |  | 1.3276e-05 |  | #VALUE! |  | 0 |  | 2.2737e-05 |  | 0 |  | 0 |  | 0 |  | 0
| 0 |  | 0 |  | 0 |  | 0 |  | 0 |  | 0 |  | 0 |  | 5.0283e-06 |  | 7.0433e-07 |  | 0.9377 |  | 0 |  | 0 |  | 2.2953e-05 |  | #VALUE! |  | 0 |  | 2.2739e-05 |  | 0 |  | 0 |  | 0 |  | 0
| 0 |  | 0 |  | 0 |  | 0 |  | 0 |  | 0 |  | 0 |  | 5.309e-06 |  | 1.7029e-06 |  | 0.9275 |  | 0 |  | 0 |  | 8.1157e-06 |  | #VALUE! |  | 0 |  | 3.8318e-05 |  | 0 |  | 0 |  | 0 |  | 0
| 0 |  | 0 |  | 0 |  | 0 |  | 0 |  | 0 |  | 0 |  | 4.8031e-06 |  | 1.703e-06 |  | 0.92125 |  | 0 |  | 0 |  | 6.3875e-05 |  | #VALUE! |  | 0 |  | 3.832e-05 |  | 0 |  | 0 |  | 0 |  | 0
| 0 |  | 0 |  | 0 |  | 0 |  | 0 |  | 0 |  | 0 |  | 4.8615e-06 |  | 1.0693e-06 |  | 0.916 |  | 0 |  | 0 |  | 6.5799e-05 |  | #VALUE! |  | 0 |  | 2.8372e-05 |  | 0 |  | 0 |  | 0 |  | 0
| 0 |  | 0 |  | 0 |  | 0 |  | 0 |  | 0 |  | 0 |  | 5.2419e-06 |  | 1.0694e-06 |  | 0.91076 |  | 0 |  | 0 |  | 1.2256e-06 |  | #VALUE! |  | 0 |  | 2.8375e-05 |  | 0 |  | 0 |  | 0 |  | 0
| 0 |  | 0 |  | 0 |  | 0 |  | 0 |  | 0 |  | 0 |  | 5.304e-06 |  | 1.157e-06 |  | 0.90552 |  | 0 |  | 0 |  | 1.6337e-05 |  | #VALUE! |  | 0 |  | 2.2993e-05 |  | 0 |  | 0 |  | 0 |  | 0
| 0 |  | 0 |  | 0 |  | 0 |  | 0 |  | 0 |  | 0 |  | 5.323e-06 |  | 1.1572e-06 |  | 0.90005 |  | 0 |  | 0 |  | 6.0649e-06 |  | #VALUE! |  | 0 |  | 2.2996e-05 |  | 0 |  | 0 |  | 0 |  | 0
| 0 |  | 0 |  | 0 |  | 0 |  | 0 |  | 0 |  | 0 |  | 4.7847e-06 |  | 1.4554e-06 |  | 0.89337 |  | 0 |  | 0 |  | 3.3803e-05 |  | #VALUE! |  | 0 |  | 2.7892e-05 |  | 0 |  | 0 |  | 0 |  | 0
| 0 |  | 0 |  | 0 |  | 0 |  | 0 |  | 0 |  | 0 |  | 5.0623e-06 |  | 1.4555e-06 |  | 0.8857 |  | 0 |  | 0 |  | 5.8766e-05 |  | #VALUE! |  | 0 |  | 2.7894e-05 |  | 0 |  | 0 |  | 0 |  | 0
| 0 |  | 0 |  | 0 |  | 0 |  | 0 |  | 0 |  | 0 |  | 5.2943e-06 |  | 1.3944e-06 |  | 0.87809 |  | 0 |  | 0 |  | 4.6879e-05 |  | #VALUE! |  | 0 |  | 2.2529e-05 |  | 0 |  | 0 |  | 0 |  | 0
| 0 |  | 0 |  | 0 |  | 0 |  | 0 |  | 0 |  | 0 |  | 5.1601e-06 |  | 1.3947e-06 |  | 0.87106 |  | 0 |  | 0 |  | 6.5675e-05 |  | #VALUE! |  | 0 |  | 2.2534e-05 |  | 0 |  | 0 |  | 0 |  | 0
| 0 |  | 0 |  | 0 |  | 0 |  | 0 |  | 0 |  | 0 |  | 5.1468e-06 |  | 1.699e-06 |  | 0.86457 |  | 0 |  | 0 |  | 5.459e-05 |  | #VALUE! |  | 0 |  | 2.7702e-05 |  | 0 |  | 0 |  | 0 |  | 0
| 0 |  | 0 |  | 0 |  | 0 |  | 0 |  | 0 |  | 0 |  | 4.6433e-06 |  | 1.699e-06 |  | 0.85808 |  | 0 |  | 0 |  | 7.6097e-05 |  | #VALUE! |  | 0 |  | 2.7701e-05 |  | 0 |  | 0 |  | 0 |  | 0
| 0 |  | 0 |  | 0 |  | 0 |  | 0 |  | 0 |  | 0 |  | 4.41e-06 |  | 1.6786e-06 |  | 0.85159 |  | 0 |  | 0 |  | 4.6931e-05 |  | #VALUE! |  | 0 |  | 3.0364e-05 |  | 0 |  | 0 |  | 0 |  | 0
| 0 |  | 0 |  | 0 |  | 0 |  | 0 |  | 0 |  | 0 |  | 4.6576e-06 |  | 1.6788e-06 |  | 0.84511 |  | 0 |  | 0 |  | -4.2946e-05 |  | #VALUE! |  | 0 |  | 3.0367e-05 |  | 0 |  | 0 |  | 0 |  | 0
| 0 |  | 0 |  | 0 |  | 0 |  | 0 |  | 0 |  | 0 |  | 5.1863e-06 |  | 1.7531e-07 |  | 0.83862 |  | 0 |  | 0 |  | 7.5446e-07 |  | #VALUE! |  | 0 |  | 2.9279e-05 |  | 0 |  | 0 |  | 0 |  | 0
| 0 |  | 0 |  | 0 |  | 0 |  | 0 |  | 0 |  | 0 |  | 5.5624e-06 |  | 1.7532e-07 |  | 0.8312 |  | 0 |  | 0 |  | 4.0433e-05 |  | #VALUE! |  | 0 |  | 2.9281e-05 |  | 0 |  | 0 |  | 0 |  | 0
| 0 |  | 0 |  | 0 |  | 0 |  | 0 |  | 0 |  | 0 |  | 5.4607e-06 |  | 1.2487e-06 |  | 0.82277 |  | 0 |  | 0 |  | 4.5987e-05 |  | #VALUE! |  | 0 |  | 2.6746e-05 |  | 0 |  | 0 |  | 0 |  | 0
| 0 |  | 0 |  | 0 |  | 0 |  | 0 |  | 0 |  | 0 |  | 5.2373e-06 |  | 1.2486e-06 |  | 0.81425 |  | 0 |  | 0 |  | 1.1451e-05 |  | #VALUE! |  | 0 |  | 2.6744e-05 |  | 0 |  | 0 |  | 0 |  | 0
| 0 |  | 0 |  | 0 |  | 0 |  | 0 |  | 0 |  | 0 |  | 5.4329e-06 |  | 1.3057e-06 |  | 0.80573 |  | 0 |  | 0 |  | -1.5977e-06 |  | #VALUE! |  | 0 |  | 4.1218e-05 |  | 0 |  | 0 |  | 0 |  | 0
| 0 |  | 0 |  | 0 |  | 0 |  | 0 |  | 0 |  | 0 |  | 5.4125e-06 |  | 1.306e-06 |  | 0.7972 |  | 0 |  | 0 |  | 3.9708e-06 |  | #VALUE! |  | 0 |  | 4.1226e-05 |  | 0 |  | 0 |  | 0 |  | 0
| 0 |  | 0 |  | 0 |  | 0 |  | 0 |  | 0 |  | 0 |  | 5.2972e-06 |  | 1.0398e-06 |  | 0.78868 |  | 0 |  | 0 |  | 8.0002e-06 |  | #VALUE! |  | 0 |  | 1.1266e-05 |  | 0 |  | 0 |  | 0 |  | 0
| 0 |  | 0 |  | 0 |  | 0 |  | 0 |  | 0 |  | 0 |  | 5.4388e-06 |  | 1.04e-06 |  | 0.78016 |  | 0 |  | 0 |  | 4.3913e-05 |  | #VALUE! |  | 0 |  | 1.1267e-05 |  | 0 |  | 0 |  | 0 |  | 0
| 0 |  | 0 |  | 0 |  | 0 |  | 0 |  | 0 |  | 0 |  | 5.1833e-06 |  | 8.8571e-07 |  | 0.77164 |  | 0 |  | 0 |  | 3.8821e-05 |  | #VALUE! |  | 0 |  | 1.6465e-05 |  | 0 |  | 0 |  | 0 |  | 0
| 0 |  | 0 |  | 0 |  | 0 |  | 0 |  | 0 |  | 0 |  | 5.5678e-06 |  | 8.8584e-07 |  | 0.76311 |  | 0 |  | 0 |  | 1.1152e-05 |  | #VALUE! |  | 0 |  | 1.6467e-05 |  | 0 |  | 0 |  | 0 |  | 0
| 0 |  | 0 |  | 0 |  | 0 |  | 0 |  | 0 |  | 0 |  | 5.6674e-06 |  | 9.8578e-07 |  | 0.75459 |  | 0 |  | 0 |  | 8.2953e-05 |  | #VALUE! |  | 0 |  | 4.3727e-05 |  | 0 |  | 0 |  | 0 |  | 0
| 0 |  | 0 |  | 0 |  | 0 |  | 0 |  | 0 |  | 0 |  | 5.2482e-06 |  | 9.8578e-07 |  | 0.74607 |  | 0 |  | 0 |  | 0.00014273 |  | #VALUE! |  | 0 |  | 4.3727e-05 |  | 0 |  | 0 |  | 0 |  | 0
| 0 |  | 0 |  | 0 |  | 0 |  | 0 |  | 0 |  | 0 |  | 5.2661e-06 |  | 8.541e-07 |  | 0.73712 |  | 0 |  | 0 |  | 8.668e-05 |  | #VALUE! |  | 0 |  | 3.3083e-05 |  | 0 |  | 0 |  | 0 |  | 0
| 0 |  | 0 |  | 0 |  | 0 |  | 0 |  | 0 |  | 0 |  | 5.5124e-06 |  | 8.5414e-07 |  | 0.72762 |  | 0 |  | 0 |  | 2.6304e-05 |  | #VALUE! |  | 0 |  | 3.3084e-05 |  | 0 |  | 0 |  | 0 |  | 0
| 0 |  | 0 |  | 0 |  | 0 |  | 0 |  | 0 |  | 0 |  | 5.521e-06 |  | 6.2726e-07 |  | 0.718 |  | 0 |  | 0 |  | 4.9036e-05 |  | #VALUE! |  | 0 |  | 1.5195e-05 |  | 0 |  | 0 |  | 0 |  | 0
| 0 |  | 0 |  | 0 |  | 0 |  | 0 |  | 0 |  | 0 |  | 5.1274e-06 |  | 6.2735e-07 |  | 0.70838 |  | 0 |  | 0 |  | 7.6089e-05 |  | #VALUE! |  | 0 |  | 1.5198e-05 |  | 0 |  | 0 |  | 0 |  | 0
| 0 |  | 0 |  | 0 |  | 0 |  | 0 |  | 0 |  | 0 |  | 5.4187e-06 |  | 1.9994e-07 |  | 0.69876 |  | 0 |  | 0 |  | 2.0287e-05 |  | #VALUE! |  | 0 |  | 3.3125e-05 |  | 0 |  | 0 |  | 0 |  | 0
| 0 |  | 0 |  | 0 |  | 0 |  | 0 |  | 0 |  | 0 |  | 5.3152e-06 |  | 1.9994e-07 |  | 0.68914 |  | 0 |  | 0 |  | 5.6735e-06 |  | #VALUE! |  | 0 |  | 3.3126e-05 |  | 0 |  | 0 |  | 0 |  | 0
| 0 |  | 0 |  | 0 |  | 0 |  | 0 |  | 0 |  | 0 |  | 5.2409e-06 |  | 1.6584e-06 |  | 0.67951 |  | 0 |  | 0 |  | 5.3653e-06 |  | #VALUE! |  | 0 |  | 3.422e-05 |  | 0 |  | 0 |  | 0 |  | 0
| 0 |  | 0 |  | 0 |  | 0 |  | 0 |  | 0 |  | 0 |  | 5.1754e-06 |  | 1.6586e-06 |  | 0.66989 |  | 0 |  | 0 |  | 6.9161e-05 |  | #VALUE! |  | 0 |  | 3.4225e-05 |  | 0 |  | 0 |  | 0 |  | 0
| 0 |  | 0 |  | 0 |  | 0 |  | 0 |  | 0 |  | 0 |  | 5.0524e-06 |  | 1.4308e-06 |  | 0.66027 |  | 0 |  | 0 |  | 0.00010904 |  | #VALUE! |  | 0 |  | 3.9004e-05 |  | 0 |  | 0 |  | 0 |  | 0
| 0 |  | 0 |  | 0 |  | 0 |  | 0 |  | 0 |  | 0 |  | 5.3266e-06 |  | 1.431e-06 |  | 0.65065 |  | 0 |  | 0 |  | 6.8139e-05 |  | #VALUE! |  | 0 |  | 3.901e-05 |  | 0 |  | 0 |  | 0 |  | 0
| 0 |  | 0 |  | 0 |  | 0 |  | 0 |  | 0 |  | 0 |  | 5.3372e-06 |  | 9.5752e-07 |  | 0.64103 |  | 0 |  | 0 |  | 7.5907e-05 |  | #VALUE! |  | 0 |  | 2.3936e-05 |  | 0 |  | 0 |  | 0 |  | 0
| 0 |  | 0 |  | 0 |  | 0 |  | 0 |  | 0 |  | 0 |  | 5.1802e-06 |  | 9.5766e-07 |  | 0.63141 |  | 0 |  | 0 |  | 0.00016179 |  | #VALUE! |  | 0 |  | 2.3939e-05 |  | 0 |  | 0 |  | 0 |  | 0
| 0 |  | 0 |  | 0 |  | 0 |  | 0 |  | 0 |  | 0 |  | 4.9626e-06 |  | 1.3719e-06 |  | 0.62179 |  | 0 |  | 0 |  | 0.00012753 |  | #VALUE! |  | 0 |  | 4.5243e-05 |  | 0 |  | 0 |  | 0 |  | 0
| 0 |  | 0 |  | 0 |  | 0 |  | 0 |  | 0 |  | 0 |  | 5.1345e-06 |  | 1.372e-06 |  | 0.61217 |  | 0 |  | 0 |  | 7.3628e-05 |  | #VALUE! |  | 0 |  | 4.5245e-05 |  | 0 |  | 0 |  | 0 |  | 0
| 0 |  | 0 |  | 0 |  | 0 |  | 0 |  | 0 |  | 0 |  | 4.9918e-06 |  | 4.9943e-07 |  | 0.60252 |  | 0 |  | 0 |  | 7.9193e-05 |  | #VALUE! |  | 0 |  | 2.0028e-05 |  | 0 |  | 0 |  | 0 |  | 0
| 0 |  | 0 |  | 0 |  | 0 |  | 0 |  | 0 |  | 0 |  | 5.4768e-06 |  | 4.9952e-07 |  | 0.59281 |  | 0 |  | 0 |  | 3.5472e-05 |  | #VALUE! |  | 0 |  | 2.0032e-05 |  | 0 |  | 0 |  | 0 |  | 0
| 0 |  | 0 |  | 0 |  | 0 |  | 0 |  | 0 |  | 0 |  | 6.3745e-06 |  | 1.2862e-06 |  | 0.58307 |  | 0 |  | 0 |  | 2.349e-06 |  | #VALUE! |  | 0 |  | 4.4758e-05 |  | 0 |  | 0 |  | 0 |  | 0
| 0 |  | 0 |  | 0 |  | 0 |  | 0 |  | 0 |  | 0 |  | 6.0727e-06 |  | 1.2864e-06 |  | 0.57334 |  | 0 |  | 0 |  | 9.0785e-05 |  | #VALUE! |  | 0 |  | 4.4766e-05 |  | 0 |  | 0 |  | 0 |  | 0
| 0 |  | 0 |  | 0 |  | 0 |  | 0 |  | 0 |  | 0 |  | 5.5099e-06 |  | 1.1423e-06 |  | 0.5636 |  | 0 |  | 0 |  | 0.00013988 |  | #VALUE! |  | 0 |  | 3.5883e-05 |  | 0 |  | 0 |  | 0 |  | 0
| 0 |  | 0 |  | 0 |  | 0 |  | 0 |  | 0 |  | 0 |  | 5.6349e-06 |  | 1.1424e-06 |  | 0.55387 |  | 0 |  | 0 |  | 7.8911e-05 |  | #VALUE! |  | 0 |  | 3.5885e-05 |  | 0 |  | 0 |  | 0 |  | 0
| 0 |  | 0 |  | 0 |  | 0 |  | 0 |  | 0 |  | 0 |  | 5.7926e-06 |  | 1.2837e-06 |  | 0.54413 |  | 0 |  | 0 |  | 6.9142e-05 |  | #VALUE! |  | 0 |  | 1.3016e-05 |  | 0 |  | 0 |  | 0 |  | 0
| 0 |  | 0 |  | 0 |  | 0 |  | 0 |  | 0 |  | 0 |  | 5.8397e-06 |  | 1.2839e-06 |  | 0.53439 |  | 0 |  | 0 |  | 9.3121e-05 |  | #VALUE! |  | 0 |  | 1.3018e-05 |  | 0 |  | 0 |  | 0 |  | 0
| 0 |  | 0 |  | 0 |  | 0 |  | 0 |  | 0 |  | 0 |  | 6.0585e-06 |  | 6.4216e-07 |  | 0.52466 |  | 0 |  | 0 |  | 0.00014023 |  | #VALUE! |  | 0 |  | 3.1328e-05 |  | 0 |  | 0 |  | 0 |  | 0
| 0 |  | 0 |  | 0 |  | 0 |  | 0 |  | 0 |  | 0 |  | 5.867e-06 |  | 6.4225e-07 |  | 0.51492 |  | 0 |  | 0 |  | 0.00011209 |  | #VALUE! |  | 0 |  | 3.1333e-05 |  | 0 |  | 0 |  | 0 |  | 0
| 0 |  | 0 |  | 0 |  | 0 |  | 0 |  | 0 |  | 0 |  | 5.0176e-06 |  | 7.5749e-07 |  | 0.50519 |  | 0 |  | 0 |  | 9.0235e-05 |  | #VALUE! |  | 0 |  | 2.9745e-05 |  | 0 |  | 0 |  | 0 |  | 0
| 0 |  | 0 |  | 0 |  | 0 |  | 0 |  | 0 |  | 0 |  | 4.6666e-06 |  | 7.5752e-07 |  | 0.49545 |  | 0 |  | 0 |  | 6.4267e-05 |  | #VALUE! |  | 0 |  | 2.9747e-05 |  | 0 |  | 0 |  | 0 |  | 0
| 0 |  | 0 |  | 0 |  | 0 |  | 0 |  | 0 |  | 0 |  | 4.9559e-06 |  | 2.0725e-06 |  | 0.48604 |  | 0 |  | 0 |  | 8.0557e-05 |  | #VALUE! |  | 0 |  | 2.9573e-05 |  | 0 |  | 0 |  | 0 |  | 0
| 0 |  | 0 |  | 0 |  | 0 |  | 0 |  | 0 |  | 0 |  | 5.4508e-06 |  | 2.0728e-06 |  | 0.47824 |  | 0 |  | 0 |  | 1.2958e-05 |  | #VALUE! |  | 0 |  | 2.9577e-05 |  | 0 |  | 0 |  | 0 |  | 0
| 0 |  | 0 |  | 0 |  | 0 |  | 0 |  | 0 |  | 0 |  | 5.701e-06 |  | 6.575e-07 |  | 0.47176 |  | 0 |  | 0 |  | -9.6113e-06 |  | #VALUE! |  | 0 |  | 2.7643e-05 |  | 0 |  | 0 |  | 0 |  | 0
| 0 |  | 0 |  | 0 |  | 0 |  | 0 |  | 0 |  | 0 |  | 6.0433e-06 |  | 6.5753e-07 |  | 0.46527 |  | 0 |  | 0 |  | 5.9525e-05 |  | #VALUE! |  | 0 |  | 2.7644e-05 |  | 0 |  | 0 |  | 0 |  | 0
| 0 |  | 0 |  | 0 |  | 0 |  | 0 |  | 0 |  | 0 |  | 5.9699e-06 |  | 1.036e-06 |  | 0.45878 |  | 0 |  | 0 |  | 6.8922e-05 |  | #VALUE! |  | 0 |  | 2.0619e-05 |  | 0 |  | 0 |  | 0 |  | 0
| 0 |  | 0 |  | 0 |  | 0 |  | 0 |  | 0 |  | 0 |  | 5.5704e-06 |  | 1.0361e-06 |  | 0.45229 |  | 0 |  | 0 |  | 0.00011037 |  | #VALUE! |  | 0 |  | 2.062e-05 |  | 0 |  | 0 |  | 0 |  | 0
| 0 |  | 0 |  | 0 |  | 0 |  | 0 |  | 0 |  | 0 |  | 5.4797e-06 |  | 1.7368e-06 |  | 0.44562 |  | 0 |  | 0 |  | 9.8243e-05 |  | #VALUE! |  | 0 |  | 4.3928e-05 |  | 0 |  | 0 |  | 0 |  | 0
| 0 |  | 0 |  | 0 |  | 0 |  | 0 |  | 0 |  | 0 |  | 5.2561e-06 |  | 1.737e-06 |  | 0.43213 |  | 0 |  | 0 |  | 0.00012545 |  | #VALUE! |  | 0 |  | 4.3934e-05 |  | 0 |  | 0 |  | 0 |  | 0
| 0 |  | 0 |  | 0 |  | 0 |  | 0 |  | 0 |  | 0 |  | 5.8024e-06 |  | 9.3416e-07 |  | 0.41912 |  | 0 |  | 0 |  | 0.00013709 |  | #VALUE! |  | 0 |  | 3.4626e-05 |  | 0 |  | 0 |  | 0 |  | 0
| 0 |  | 0 |  | 0 |  | 0 |  | 0 |  | 0 |  | 0 |  | 6.1744e-06 |  | 9.3434e-07 |  | 0.41002 |  | 0 |  | 0 |  | 9.8475e-05 |  | #VALUE! |  | 0 |  | 3.4633e-05 |  | 0 |  | 0 |  | 0 |  | 0
| 0 |  | 0 |  | 0 |  | 0 |  | 0 |  | 0 |  | 0 |  | 5.9474e-06 |  | 6.9554e-07 |  | 0.40721 |  | 0 |  | 0 |  | 8.8775e-05 |  | #VALUE! |  | 0 |  | 4.6864e-05 |  | 0 |  | 0 |  | 0 |  | 0
| 0 |  | 0 |  | 0 |  | 0 |  | 0 |  | 0 |  | 0 |  | 5.9182e-06 |  | 6.9564e-07 |  | 0.40602 |  | 0 |  | 0 |  | 4.6977e-05 |  | #VALUE! |  | 0 |  | 4.6871e-05 |  | 0 |  | 0 |  | 0 |  | 0
| 0 |  | 0 |  | 0 |  | 0 |  | 0 |  | 0 |  | 0 |  | 5.6202e-06 |  | 7.9188e-07 |  | 0.39694 |  | 0 |  | 0 |  | -2.4695e-06 |  | #VALUE! |  | 0 |  | 3.0343e-05 |  | 0 |  | 0 |  | 0 |  | 0
| 0 |  | 0 |  | 0 |  | 0 |  | 0 |  | 0 |  | 0 |  | 5.6668e-06 |  | 7.9195e-07 |  | 0.38786 |  | 0 |  | 0 |  | 1.7783e-05 |  | #VALUE! |  | 0 |  | 3.0346e-05 |  | 0 |  | 0 |  | 0 |  | 0
| 0 |  | 0 |  | 0 |  | 0 |  | 0 |  | 0 |  | 0 |  | 5.4602e-06 |  | 7.3119e-07 |  | 0.37879 |  | 0 |  | 0 |  | 8.771e-05 |  | #VALUE! |  | 0 |  | 3.3965e-05 |  | 0 |  | 0 |  | 0 |  | 0
| 0 |  | 0 |  | 0 |  | 0 |  | 0 |  | 0 |  | 0 |  | 5.147e-06 |  | 7.313e-07 |  | 0.36971 |  | 0 |  | 0 |  | 0.00015139 |  | #VALUE! |  | 0 |  | 3.397e-05 |  | 0 |  | 0 |  | 0 |  | 0
| 0 |  | 0 |  | 0 |  | 0 |  | 0 |  | 0 |  | 0 |  | 5.5579e-06 |  | 1.3494e-06 |  | 0.36063 |  | 0 |  | 0 |  | 0.00015228 |  | #VALUE! |  | 0 |  | 2.8553e-05 |  | 0 |  | 0 |  | 0 |  | 0
| 0 |  | 0 |  | 0 |  | 0 |  | 0 |  | 0 |  | 0 |  | 6.1003e-06 |  | 1.3496e-06 |  | 0.35155 |  | 0 |  | 0 |  | 8.9722e-05 |  | #VALUE! |  | 0 |  | 2.8557e-05 |  | 0 |  | 0 |  | 0 |  | 0
| 0 |  | 0 |  | 0 |  | 0 |  | 0 |  | 0 |  | 0 |  | 6.2047e-06 |  | 1.3234e-06 |  | 0.34314 |  | 0 |  | 0 |  | 8.5643e-05 |  | #VALUE! |  | 0 |  | 3.8588e-05 |  | 0 |  | 0 |  | 0 |  | 0
| 0 |  | 0 |  | 0 |  | 0 |  | 0 |  | 0 |  | 0 |  | 6.0631e-06 |  | 1.3234e-06 |  | 0.33547 |  | 0 |  | 0 |  | 9.7596e-05 |  | #VALUE! |  | 0 |  | 3.8588e-05 |  | 0 |  | 0 |  | 0 |  | 0
| 0 |  | 0 |  | 0 |  | 0 |  | 0 |  | 0 |  | 0 |  | 5.6115e-06 |  | 7.3489e-07 |  | 0.32788 |  | 0 |  | 0 |  | 0.00011984 |  | #VALUE! |  | 0 |  | 3.1558e-05 |  | 0 |  | 0 |  | 0 |  | 0
| 0 |  | 0 |  | 0 |  | 0 |  | 0 |  | 0 |  | 0 |  | 4.9165e-06 |  | 7.3503e-07 |  | 0.3203 |  | 0 |  | 0 |  | 0.00013216 |  | #VALUE! |  | 0 |  | 3.1564e-05 |  | 0 |  | 0 |  | 0 |  | 0
| 0 |  | 0 |  | 0 |  | 0 |  | 0 |  | 0 |  | 0 |  | 5.3084e-06 |  | 9.8773e-07 |  | 0.31312 |  | 0 |  | 0 |  | 0.00014235 |  | #VALUE! |  | 0 |  | 3.0041e-05 |  | 0 |  | 0 |  | 0 |  | 0
| 0 |  | 0 |  | 0 |  | 0 |  | 0 |  | 0 |  | 0 |  | 5.2506e-06 |  | 9.8773e-07 |  | 0.30667 |  | 0 |  | 0 |  | 0.00013281 |  | #VALUE! |  | 0 |  | 3.0041e-05 |  | 0 |  | 0 |  | 0 |  | 0
| 0 |  | 0 |  | 0 |  | 0 |  | 0 |  | 0 |  | 0 |  | 5.0955e-06 |  | 1.2807e-06 |  | 0.30055 |  | 0 |  | 0 |  | 0.00010813 |  | #VALUE! |  | 0 |  | 2.3207e-05 |  | 0 |  | 0 |  | 0 |  | 0
| 0 |  | 0 |  | 0 |  | 0 |  | 0 |  | 0 |  | 0 |  | 5.3493e-06 |  | 1.2809e-06 |  | 0.29442 |  | 0 |  | 0 |  | 9.2375e-05 |  | #VALUE! |  | 0 |  | 2.3211e-05 |  | 0 |  | 0 |  | 0 |  | 0
| 0 |  | 0 |  | 0 |  | 0 |  | 0 |  | 0 |  | 0 |  | 5.3161e-06 |  | 1.9804e-06 |  | 0.2883 |  | 0 |  | 0 |  | 3.8172e-05 |  | #VALUE! |  | 0 |  | 4.4833e-05 |  | 0 |  | 0 |  | 0 |  | 0
| 0 |  | 0 |  | 0 |  | 0 |  | 0 |  | 0 |  | 0 |  | 5.3353e-06 |  | 1.9803e-06 |  | 0.28217 |  | 0 |  | 0 |  | 9.6945e-05 |  | #VALUE! |  | 0 |  | 4.4831e-05 |  | 0 |  | 0 |  | 0 |  | 0
| 0 |  | 0 |  | 0 |  | 0 |  | 0 |  | 0 |  | 0 |  | 5.3939e-06 |  | 1.262e-06 |  | 0.27604 |  | 0 |  | 0 |  | 0.00012491 |  | #VALUE! |  | 0 |  | 4.1483e-05 |  | 0 |  | 0 |  | 0 |  | 0
| 0 |  | 0 |  | 0 |  | 0 |  | 0 |  | 0 |  | 0 |  | 5.6936e-06 |  | 1.262e-06 |  | 0.26992 |  | 0 |  | 0 |  | 6.5921e-05 |  | #VALUE! |  | 0 |  | 4.1483e-05 |  | 0 |  | 0 |  | 0 |  | 0
| 0 |  | 0 |  | 0 |  | 0 |  | 0 |  | 0 |  | 0 |  | 5.6434e-06 |  | 7.5783e-07 |  | 0.26396 |  | 0 |  | 0 |  | 7.7385e-05 |  | #VALUE! |  | 0 |  | 3.3522e-05 |  | 0 |  | 0 |  | 0 |  | 0
| 0 |  | 0 |  | 0 |  | 0 |  | 0 |  | 0 |  | 0 |  | 5.5163e-06 |  | 7.579e-07 |  | 0.25833 |  | 0 |  | 0 |  | 6.5229e-05 |  | #VALUE! |  | 0 |  | 3.3525e-05 |  | 0 |  | 0 |  | 0 |  | 0
| 0 |  | 0 |  | 0 |  | 0 |  | 0 |  | 0 |  | 0 |  | 5.6621e-06 |  | 6.5465e-07 |  | 0.25285 |  | 0 |  | 0 |  | 5.1504e-05 |  | #VALUE! |  | 0 |  | 3.4384e-05 |  | 0 |  | 0 |  | 0 |  | 0
| 0 |  | 0 |  | 0 |  | 0 |  | 0 |  | 0 |  | 0 |  | 5.2626e-06 |  | 6.5481e-07 |  | 0.24738 |  | 0 |  | 0 |  | 7.4988e-05 |  | #VALUE! |  | 0 |  | 3.4392e-05 |  | 0 |  | 0 |  | 0 |  | 0
| 0 |  | 0 |  | 0 |  | 0 |  | 0 |  | 0 |  | 0 |  | 5.4685e-06 |  | 9.5709e-07 |  | 0.24191 |  | 0 |  | 0 |  | 0.00011053 |  | #VALUE! |  | 0 |  | 3.7571e-05 |  | 0 |  | 0 |  | 0 |  | 0
| 0 |  | 0 |  | 0 |  | 0 |  | 0 |  | 0 |  | 0 |  | 5.9121e-06 |  | 9.5704e-07 |  | 0.2365 |  | 0 |  | 0 |  | 0.00011182 |  | #VALUE! |  | 0 |  | 3.7569e-05 |  | 0 |  | 0 |  | 0 |  | 0
| 0 |  | 0 |  | 0 |  | 0 |  | 0 |  | 0 |  | 0 |  | 5.5531e-06 |  | 1.0394e-06 |  | 0.23114 |  | 0 |  | 0 |  | 3.3142e-05 |  | #VALUE! |  | 0 |  | 2.9392e-05 |  | 0 |  | 0 |  | 0 |  | 0
| 0 |  | 0 |  | 0 |  | 0 |  | 0 |  | 0 |  | 0 |  | 5.2013e-06 |  | 1.0396e-06 |  | 0.22578 |  | 0 |  | 0 |  | 1.4096e-05 |  | #VALUE! |  | 0 |  | 2.9398e-05 |  | 0 |  | 0 |  | 0 |  | 0
| 0 |  | 0 |  | 0 |  | 0 |  | 0 |  | 0 |  | 0 |  | 5.2959e-06 |  | 1.4561e-06 |  | 0.22042 |  | 0 |  | 0 |  | 5.301e-05 |  | #VALUE! |  | 0 |  | 4.5296e-05 |  | 0 |  | 0 |  | 0 |  | 0
| 0 |  | 0 |  | 0 |  | 0 |  | 0 |  | 0 |  | 0 |  | 5.2101e-06 |  | 1.456e-06 |  | 0.21505 |  | 0 |  | 0 |  | 0.00011389 |  | #VALUE! |  | 0 |  | 4.5294e-05 |  | 0 |  | 0 |  | 0 |  | 0
| 0 |  | 0 |  | 0 |  | 0 |  | 0 |  | 0 |  | 0 |  | 5.1544e-06 |  | 1.6355e-06 |  | 0.20969 |  | 0 |  | 0 |  | 8.3312e-05 |  | #VALUE! |  | 0 |  | 3.6672e-05 |  | 0 |  | 0 |  | 0 |  | 0
| 0 |  | 0 |  | 0 |  | 0 |  | 0 |  | 0 |  | 0 |  | 5.4986e-06 |  | 1.6358e-06 |  | 0.20454 |  | 0 |  | 0 |  | 2.3948e-05 |  | #VALUE! |  | 0 |  | 3.6677e-05 |  | 0 |  | 0 |  | 0 |  | 0
| 0 |  | 0 |  | 0 |  | 0 |  | 0 |  | 0 |  | 0 |  | 5.309e-06 |  | 1.8428e-06 |  | 0.19993 |  | 0 |  | 0 |  | 2.2039e-06 |  | #VALUE! |  | 0 |  | 3.565e-05 |  | 0 |  | 0 |  | 0 |  | 0
| 0 |  | 0 |  | 0 |  | 0 |  | 0 |  | 0 |  | 0 |  | 5.4831e-06 |  | 1.8432e-06 |  | 0.19564 |  | 0 |  | 0 |  | 3.637e-06 |  | #VALUE! |  | 0 |  | 3.5657e-05 |  | 0 |  | 0 |  | 0 |  | 0
| 0 |  | 0 |  | 0 |  | 0 |  | 0 |  | 0 |  | 0 |  | 5.5648e-06 |  | 1.043e-06 |  | 0.19135 |  | 0 |  | 0 |  | 2.9604e-05 |  | #VALUE! |  | 0 |  | 8.7599e-06 |  | 0 |  | 0 |  | 0 |  | 0
| 0 |  | 0 |  | 0 |  | 0 |  | 0 |  | 0 |  | 0 |  | 5.6217e-06 |  | 1.0431e-06 |  | 0.18706 |  | 0 |  | 0 |  | 6.9614e-05 |  | #VALUE! |  | 0 |  | 8.7607e-06 |  | 0 |  | 0 |  | 0 |  | 0
| 0 |  | 0 |  | 0 |  | 0 |  | 0 |  | 0 |  | 0 |  | 6.0329e-06 |  | 5.5541e-07 |  | 0.18277 |  | 0 |  | 0 |  | 4.5024e-05 |  | #VALUE! |  | 0 |  | 1.3248e-05 |  | 0 |  | 0 |  | 0 |  | 0
| 0 |  | 0 |  | 0 |  | 0 |  | 0 |  | 0 |  | 0 |  | 5.7525e-06 |  | 5.5549e-07 |  | 0.17848 |  | 0 |  | 0 |  | 3.5063e-05 |  | #VALUE! |  | 0 |  | 1.325e-05 |  | 0 |  | 0 |  | 0 |  | 0
| 0 |  | 0 |  | 0 |  | 0 |  | 0 |  | 0 |  | 0 |  | 5.4185e-06 |  | 1.5497e-06 |  | 0.17426 |  | 0 |  | 0 |  | 8.3598e-05 |  | #VALUE! |  | 0 |  | 3.5225e-05 |  | 0 |  | 0 |  | 0 |  | 0
| 0 |  | 0 |  | 0 |  | 0 |  | 0 |  | 0 |  | 0 |  | 5.571e-06 |  | 1.5499e-06 |  | 0.17013 |  | 0 |  | 0 |  | 2.2145e-05 |  | #VALUE! |  | 0 |  | 3.523e-05 |  | 0 |  | 0 |  | 0 |  | 0
| 0 |  | 0 |  | 0 |  | 0 |  | 0 |  | 0 |  | 0 |  | 5.5471e-06 |  | 1.0436e-06 |  | 0.16605 |  | 0 |  | 0 |  | 1.3759e-05 |  | #VALUE! |  | 0 |  | 2.2264e-05 |  | 0 |  | 0 |  | 0 |  | 0
| 0 |  | 0 |  | 0 |  | 0 |  | 0 |  | 0 |  | 0 |  | 5.8799e-06 |  | 1.0438e-06 |  | 0.16197 |  | 0 |  | 0 |  | 4.0969e-05 |  | #VALUE! |  | 0 |  | 2.2267e-05 |  | 0 |  | 0 |  | 0 |  | 0
| 0 |  | 0 |  | 0 |  | 0 |  | 0 |  | 0 |  | 0 |  | 6.1803e-06 |  | 5.9295e-07 |  | 0.15788 |  | 0 |  | 0 |  | 7.2433e-05 |  | #VALUE! |  | 0 |  | 3.295e-05 |  | 0 |  | 0 |  | 0 |  | 0
| 0 |  | 0 |  | 0 |  | 0 |  | 0 |  | 0 |  | 0 |  | 5.8753e-06 |  | 5.9295e-07 |  | 0.1538 |  | 0 |  | 0 |  | 0.00011474 |  | #VALUE! |  | 0 |  | 3.295e-05 |  | 0 |  | 0 |  | 0 |  | 0
| 0 |  | 0 |  | 0 |  | 0 |  | 0 |  | 0 |  | 0 |  | 6.2612e-06 |  | 5.7791e-07 |  | 0.14972 |  | 0 |  | 0 |  | 0.00012393 |  | #VALUE! |  | 0 |  | 1.0776e-05 |  | 0 |  | 0 |  | 0 |  | 0
| 0 |  | 0 |  | 0 |  | 0 |  | 0 |  | 0 |  | 0 |  | 5.6802e-06 |  | 5.78e-07 |  | 0.14564 |  | 0 |  | 0 |  | 0.00012353 |  | #VALUE! |  | 0 |  | 1.0777e-05 |  | 0 |  | 0 |  | 0 |  | 0
| 0 |  | 0 |  | 0 |  | 0 |  | 0 |  | 0 |  | 0 |  | 4.9358e-06 |  | 1.0299e-06 |  | 0.14181 |  | 0 |  | 0 |  | 8.2606e-05 |  | #VALUE! |  | 0 |  | 3.238e-05 |  | 0 |  | 0 |  | 0 |  | 0
| 0 |  | 0 |  | 0 |  | 0 |  | 0 |  | 0 |  | 0 |  | 4.8182e-06 |  | 1.0299e-06 |  | 0.13843 |  | 0 |  | 0 |  | 0.00012364 |  | #VALUE! |  | 0 |  | 3.238e-05 |  | 0 |  | 0 |  | 0 |  | 0
| 0 |  | 0 |  | 0 |  | 0 |  | 0 |  | 0 |  | 0 |  | 5.0194e-06 |  | 1.4683e-06 |  | 0.13526 |  | 0 |  | 0 |  | 0.00018894 |  | #VALUE! |  | 0 |  | 3.301e-05 |  | 0 |  | 0 |  | 0 |  | 0
| 0 |  | 0 |  | 0 |  | 0 |  | 0 |  | 0 |  | 0 |  | 5.8314e-06 |  | 1.4687e-06 |  | 0.13208 |  | 0 |  | 0 |  | 0.00010182 |  | #VALUE! |  | 0 |  | 3.302e-05 |  | 0 |  | 0 |  | 0 |  | 0
| 0 |  | 0 |  | 0 |  | 0 |  | 0 |  | 0 |  | 0 |  | 6.1283e-06 |  | 1.4771e-06 |  | 0.12891 |  | 0 |  | 0 |  | 4.8822e-05 |  | #VALUE! |  | 0 |  | 2.4124e-05 |  | 0 |  | 0 |  | 0 |  | 0
| 0 |  | 0 |  | 0 |  | 0 |  | 0 |  | 0 |  | 0 |  | 6.09e-06 |  | 1.4773e-06 |  | 0.12574 |  | 0 |  | 0 |  | 5.7643e-05 |  | #VALUE! |  | 0 |  | 2.4128e-05 |  | 0 |  | 0 |  | 0 |  | 0
| 0 |  | 0 |  | 0 |  | 0 |  | 0 |  | 0 |  | 0 |  | 5.8335e-06 |  | 1.1439e-06 |  | 0.12256 |  | 0 |  | 0 |  | 3.6068e-05 |  | #VALUE! |  | 0 |  | 2.6096e-05 |  | 0 |  | 0 |  | 0 |  | 0
| 0 |  | 0 |  | 0 |  | 0 |  | 0 |  | 0 |  | 0 |  | 6.1379e-06 |  | 1.1439e-06 |  | 0.11939 |  | 0 |  | 0 |  | 5.6081e-05 |  | #VALUE! |  | 0 |  | 2.6095e-05 |  | 0 |  | 0 |  | 0 |  | 0
| 0 |  | 0 |  | 0 |  | 0 |  | 0 |  | 0 |  | 0 |  | 6.2974e-06 |  | 1.1899e-06 |  | 0.11635 |  | 0 |  | 0 |  | 1.037e-05 |  | #VALUE! |  | 0 |  | 0 |  | 0 |  | 0 |  | 0 |  | 0
| 0 |  | 0 |  | 0 |  | 0 |  | 0 |  | 0 |  | 0 |  | 5.7491e-06 |  | 1.19e-06 |  | 0.11357 |  | 0 |  | 0 |  | 1.1352e-05 |  | #VALUE! |  | 0 |  | 0 |  | 0 |  | 0 |  | 0 |  | 0
| 0 |  | 0 |  | 0 |  | 0 |  | 0 |  | 0 |  | 0 |  | 5.5469e-06 |  | 1.7724e-06 |  | 0.11092 |  | 0 |  | 0 |  | 9.1687e-05 |  | #VALUE! |  | 0 |  | 4.9601e-05 |  | 0 |  | 0 |  | 0 |  | 0
| 0 |  | 0 |  | 0 |  | 0 |  | 0 |  | 0 |  | 0 |  | 5.7438e-06 |  | 1.7726e-06 |  | 0.10827 |  | 0 |  | 0 |  | 4.9259e-05 |  | #VALUE! |  | 0 |  | 4.9608e-05 |  | 0 |  | 0 |  | 0 |  | 0
| 0 |  | 0 |  | 0 |  | 0 |  | 0 |  | 0 |  | 0 |  | 5.6562e-06 |  | 1.0258e-06 |  | 0.10562 |  | 0 |  | 0 |  | 4.4712e-05 |  | #VALUE! |  | 0 |  | 1.5402e-05 |  | 0 |  | 0 |  | 0 |  | 0
| 0 |  | 0 |  | 0 |  | 0 |  | 0 |  | 0 |  | 0 |  | 6.0251e-06 |  | 1.0261e-06 |  | 0.10296 |  | 0 |  | 0 |  | 4.7401e-05 |  | #VALUE! |  | 0 |  | 1.5406e-05 |  | 0 |  | 0 |  | 0 |  | 0
| 0 |  | 0 |  | 0 |  | 0 |  | 0 |  | 0 |  | 0 |  | 6.4359e-06 |  | 8.4518e-07 |  | 0.10031 |  | 0 |  | 0 |  | -3.0419e-05 |  | #VALUE! |  | 0 |  | 3.8916e-05 |  | 0 |  | 0 |  | 0 |  | 0
| 0 |  | 0 |  | 0 |  | 0 |  | 0 |  | 0 |  | 0 |  | 6.2574e-06 |  | 8.4514e-07 |  | 0.09766 |  | 0 |  | 0 |  | -1.4437e-05 |  | #VALUE! |  | 0 |  | 3.8914e-05 |  | 0 |  | 0 |  | 0 |  | 0
| 0 |  | 0 |  | 0 |  | 0 |  | 0 |  | 0 |  | 0 |  | 6.2616e-06 |  | 9.3919e-07 |  | 0.095008 |  | 0 |  | 0 |  | 6.2438e-05 |  | #VALUE! |  | 0 |  | 4.425e-05 |  | 0 |  | 0 |  | 0 |  | 0
| 0 |  | 0 |  | 0 |  | 0 |  | 0 |  | 0 |  | 0 |  | 5.8022e-06 |  | 9.3937e-07 |  | 0.092357 |  | 0 |  | 0 |  | 7.4052e-05 |  | #VALUE! |  | 0 |  | 4.4259e-05 |  | 0 |  | 0 |  | 0 |  | 0
| 0 |  | 0 |  | 0 |  | 0 |  | 0 |  | 0 |  | 0 |  | 5.9193e-06 |  | 1.0604e-06 |  | 0.089705 |  | 0 |  | 0 |  | 1.3997e-05 |  | #VALUE! |  | 0 |  | 2.1271e-05 |  | 0 |  | 0 |  | 0 |  | 0
| 0 |  | 0 |  | 0 |  | 0 |  | 0 |  | 0 |  | 0 |  | 5.9573e-06 |  | 1.0604e-06 |  | 0.087053 |  | 0 |  | 0 |  | 7.5481e-06 |  | #VALUE! |  | 0 |  | 2.127e-05 |  | 0 |  | 0 |  | 0 |  | 0
| 0 |  | 0 |  | 0 |  | 0 |  | 0 |  | 0 |  | 0 |  | 5.687e-06 |  | 1.3257e-06 |  | 0.084472 |  | 0 |  | 0 |  | 6.7231e-05 |  | #VALUE! |  | 0 |  | 3.6086e-05 |  | 0 |  | 0 |  | 0 |  | 0
| 0 |  | 0 |  | 0 |  | 0 |  | 0 |  | 0 |  | 0 |  | 6.0628e-06 |  | 1.3258e-06 |  | 0.082351 |  | 0 |  | 0 |  | 9.7125e-05 |  | #VALUE! |  | 0 |  | 3.6089e-05 |  | 0 |  | 0 |  | 0 |  | 0
| 0 |  | 0 |  | 0 |  | 0 |  | 0 |  | 0 |  | 0 |  | 6.1997e-06 |  | 6.0941e-07 |  | 0.080619 |  | 0 |  | 0 |  | 0.00012297 |  | #VALUE! |  | 0 |  | 2.3804e-05 |  | 0 |  | 0 |  | 0 |  | 0
| 0 |  | 0 |  | 0 |  | 0 |  | 0 |  | 0 |  | 0 |  | 5.658e-06 |  | 6.095e-07 |  | 0.078888 |  | 0 |  | 0 |  | 0.00016565 |  | #VALUE! |  | 0 |  | 2.3808e-05 |  | 0 |  | 0 |  | 0 |  | 0
| 0 |  | 0 |  | 0 |  | 0 |  | 0 |  | 0 |  | 0 |  | 5.7445e-06 |  | 9.0583e-07 |  | 0.077156 |  | 0 |  | 0 |  | 0.0001516 |  | #VALUE! |  | 0 |  | 2.681e-05 |  | 0 |  | 0 |  | 0 |  | 0
| 0 |  | 0 |  | 0 |  | 0 |  | 0 |  | 0 |  | 0 |  | 6.5138e-06 |  | 9.06e-07 |  | 0.075424 |  | 0 |  | 0 |  | 5.8522e-05 |  | #VALUE! |  | 0 |  | 2.6815e-05 |  | 0 |  | 0 |  | 0 |  | 0
| 0 |  | 0 |  | 0 |  | 0 |  | 0 |  | 0 |  | 0 |  | 5.3801e-06 |  | 1.1983e-06 |  | 0.073693 |  | 0 |  | 0 |  | 5.1737e-05 |  | #VALUE! |  | 0 |  | 4.4924e-05 |  | 0 |  | 0 |  | 0 |  | 0
| 0 |  | 0 |  | 0 |  | 0 |  | 0 |  | 0 |  | 0 |  | 5.0861e-06 |  | 1.1985e-06 |  | 0.071961 |  | 0 |  | 0 |  | 0.00011532 |  | #VALUE! |  | 0 |  | 4.493e-05 |  | 0 |  | 0 |  | 0 |  | 0
| 0 |  | 0 |  | 0 |  | 0 |  | 0 |  | 0 |  | 0 |  | 5.5792e-06 |  | 1.4555e-06 |  | 0.070229 |  | 0 |  | 0 |  | 0.00011071 |  | #VALUE! |  | 0 |  | 3.7513e-05 |  | 0 |  | 0 |  | 0 |  | 0
| 0 |  | 0 |  | 0 |  | 0 |  | 0 |  | 0 |  | 0 |  | 5.4919e-06 |  | 1.4557e-06 |  | 0.068498 |  | 0 |  | 0 |  | 6.2241e-05 |  | #VALUE! |  | 0 |  | 3.7518e-05 |  | 0 |  | 0 |  | 0 |  | 0
| 0 |  | 0 |  | 0 |  | 0 |  | 0 |  | 0 |  | 0 |  | 5.4099e-06 |  | 1.3554e-06 |  | 0.066766 |  | 0 |  | 0 |  | 7.2149e-05 |  | #VALUE! |  | 0 |  | 2.1461e-05 |  | 0 |  | 0 |  | 0 |  | 0
| 0 |  | 0 |  | 0 |  | 0 |  | 0 |  | 0 |  | 0 |  | 5.511e-06 |  | 1.3556e-06 |  | 0.065093 |  | 0 |  | 0 |  | 0.00010252 |  | #VALUE! |  | 0 |  | 2.1465e-05 |  | 0 |  | 0 |  | 0 |  | 0
| 0 |  | 0 |  | 0 |  | 0 |  | 0 |  | 0 |  | 0 |  | 6.2876e-06 |  | 1.0457e-06 |  | 0.063512 |  | 0 |  | 0 |  | 5.8462e-05 |  | #VALUE! |  | 0 |  | 4.0668e-05 |  | 0 |  | 0 |  | 0 |  | 0
| 0 |  | 0 |  | 0 |  | 0 |  | 0 |  | 0 |  | 0 |  | 5.9685e-06 |  | 1.0459e-06 |  | 0.061963 |  | 0 |  | 0 |  | 7.7241e-05 |  | #VALUE! |  | 0 |  | 4.0674e-05 |  | 0 |  | 0 |  | 0 |  | 0
| 0 |  | 0 |  | 0 |  | 0 |  | 0 |  | 0 |  | 0 |  | 5.2926e-06 |  | 2.4835e-06 |  | 0.060414 |  | 0 |  | 0 |  | 0.0001337 |  | #VALUE! |  | 0 |  | 4.6643e-05 |  | 0 |  | 0 |  | 0 |  | 0
| 0 |  | 0 |  | 0 |  | 0 |  | 0 |  | 0 |  | 0 |  | 5.0147e-06 |  | 2.4835e-06 |  | 0.058865 |  | 0 |  | 0 |  | 7.9826e-05 |  | #VALUE! |  | 0 |  | 4.6643e-05 |  | 0 |  | 0 |  | 0 |  | 0
| 0 |  | 0 |  | 0 |  | 0 |  | 0 |  | 0 |  | 0 |  | 5.0701e-06 |  | 1.2945e-06 |  | 0.057316 |  | 0 |  | 0 |  | 1.5197e-05 |  | #VALUE! |  | 0 |  | 3.657e-05 |  | 0 |  | 0 |  | 0 |  | 0
| 0 |  | 0 |  | 0 |  | 0 |  | 0 |  | 0 |  | 0 |  | 5.4229e-06 |  | 1.2947e-06 |  | 0.055767 |  | 0 |  | 0 |  | 0.00010419 |  | #VALUE! |  | 0 |  | 3.6575e-05 |  | 0 |  | 0 |  | 0 |  | 0
| 0 |  | 0 |  | 0 |  | 0 |  | 0 |  | 0 |  | 0 |  | 5.5851e-06 |  | 1.0226e-06 |  | 0.054218 |  | 0 |  | 0 |  | 0.00014921 |  | #VALUE! |  | 0 |  | 1.5709e-05 |  | 0 |  | 0 |  | 0 |  | 0
| 0 |  | 0 |  | 0 |  | 0 |  | 0 |  | 0 |  | 0 |  | 5.6523e-06 |  | 1.0226e-06 |  | 0.052669 |  | 0 |  | 0 |  | 0.00010787 |  | #VALUE! |  | 0 |  | 1.571e-05 |  | 0 |  | 0 |  | 0 |  | 0
| 0 |  | 0 |  | 0 |  | 0 |  | 0 |  | 0 |  | 0 |  | 5.298e-06 |  | 1.1604e-06 |  | 0.05112 |  | 0 |  | 0 |  | 7.6111e-05 |  | #VALUE! |  | 0 |  | 3.1541e-05 |  | 0 |  | 0 |  | 0 |  | 0
| 0 |  | 0 |  | 0 |  | 0 |  | 0 |  | 0 |  | 0 |  | 5.4058e-06 |  | 1.1605e-06 |  | 0.049571 |  | 0 |  | 0 |  | 8.0196e-05 |  | #VALUE! |  | 0 |  | 3.1546e-05 |  | 0 |  | 0 |  | 0 |  | 0
| 0 |  | 0 |  | 0 |  | 0 |  | 0 |  | 0 |  | 0 |  | 5.8797e-06 |  | 5.3289e-07 |  | 0.048022 |  | 0 |  | 0 |  | 3.2883e-05 |  | #VALUE! |  | 0 |  | 3.7908e-05 |  | 0 |  | 0 |  | 0 |  | 0
| 0 |  | 0 |  | 0 |  | 0 |  | 0 |  | 0 |  | 0 |  | 5.502e-06 |  | 5.3289e-07 |  | 0.046414 |  | 0 |  | 0 |  | -6.261e-06 |  | #VALUE! |  | 0 |  | 3.7908e-05 |  | 0 |  | 0 |  | 0 |  | 0
| 0 |  | 0 |  | 0 |  | 0 |  | 0 |  | 0 |  | 0 |  | 5.6639e-06 |  | 1.1633e-06 |  | 0.044738 |  | 0 |  | 0 |  | 5.4349e-05 |  | #VALUE! |  | 0 |  | 2.7222e-05 |  | 0 |  | 0 |  | 0 |  | 0
| 0 |  | 0 |  | 0 |  | 0 |  | 0 |  | 0 |  | 0 |  | 5.5034e-06 |  | 1.1632e-06 |  | 0.043056 |  | 0 |  | 0 |  | 5.552e-05 |  | #VALUE! |  | 0 |  | 2.7221e-05 |  | 0 |  | 0 |  | 0 |  | 0
| 0 |  | 0 |  | 0 |  | 0 |  | 0 |  | 0 |  | 0 |  | 5.169e-06 |  | 1.1287e-06 |  | 0.041374 |  | 0 |  | 0 |  | 9.8184e-05 |  | #VALUE! |  | 0 |  | 3.3533e-05 |  | 0 |  | 0 |  | 0 |  | 0
| 0 |  | 0 |  | 0 |  | 0 |  | 0 |  | 0 |  | 0 |  | 5.5244e-06 |  | 1.1288e-06 |  | 0.039892 |  | 0 |  | 0 |  | 6.1191e-05 |  | #VALUE! |  | 0 |  | 3.3534e-05 |  | 0 |  | 0 |  | 0 |  | 0
| 0 |  | 0 |  | 0 |  | 0 |  | 0 |  | 0 |  | 0 |  | 5.3053e-06 |  | 1.032e-06 |  | 0.038762 |  | 0 |  | 0 |  | 3.3716e-05 |  | #VALUE! |  | 0 |  | 3.4836e-05 |  | 0 |  | 0 |  | 0 |  | 0
| 0 |  | 0 |  | 0 |  | 0 |  | 0 |  | 0 |  | 0 |  | 4.8631e-06 |  | 1.032e-06 |  | 0.037783 |  | 0 |  | 0 |  | 3.2959e-05 |  | #VALUE! |  | 0 |  | 3.4836e-05 |  | 0 |  | 0 |  | 0 |  | 0
| 0 |  | 0 |  | 0 |  | 0 |  | 0 |  | 0 |  | 0 |  | 5.2032e-06 |  | 1.1615e-06 |  | 0.036804 |  | 0 |  | 0 |  | -2.7769e-05 |  | #VALUE! |  | 0 |  | 4.2587e-05 |  | 0 |  | 0 |  | 0 |  | 0
| 0 |  | 0 |  | 0 |  | 0 |  | 0 |  | 0 |  | 0 |  | 5.8598e-06 |  | 1.1614e-06 |  | 0.035824 |  | 0 |  | 0 |  | 4.1639e-05 |  | #VALUE! |  | 0 |  | 4.2585e-05 |  | 0 |  | 0 |  | 0 |  | 0
| 0 |  | 0 |  | 0 |  | 0 |  | 0 |  | 0 |  | 0 |  | 6.1414e-06 |  | 7.6194e-07 |  | 0.034846 |  | 0 |  | 0 |  | 8.9861e-05 |  | #VALUE! |  | 0 |  | 5.0105e-05 |  | 0 |  | 0 |  | 0 |  | 0
| 0 |  | 0 |  | 0 |  | 0 |  | 0 |  | 0 |  | 0 |  | 6.2935e-06 |  | 7.6191e-07 |  | 0.03399 |  | 0 |  | 0 |  | 0.00014296 |  | #VALUE! |  | 0 |  | 5.0103e-05 |  | 0 |  | 0 |  | 0 |  | 0
| 0 |  | 0 |  | 0 |  | 0 |  | 0 |  | 0 |  | 0 |  | 6.2454e-06 |  | 6.4684e-07 |  | 0.033257 |  | 0 |  | 0 |  | 0.00011639 |  | #VALUE! |  | 0 |  | 3.1989e-05 |  | 0 |  | 0 |  | 0 |  | 0
| 0 |  | 0 |  | 0 |  | 0 |  | 0 |  | 0 |  | 0 |  | 6.1403e-06 |  | 6.4691e-07 |  | 0.032523 |  | 0 |  | 0 |  | 7.8566e-05 |  | #VALUE! |  | 0 |  | 3.1992e-05 |  | 0 |  | 0 |  | 0 |  | 0
| 0 |  | 0 |  | 0 |  | 0 |  | 0 |  | 0 |  | 0 |  | 5.7739e-06 |  | 1.3397e-06 |  | 0.03179 |  | 0 |  | 0 |  | 0.00013604 |  | #VALUE! |  | 0 |  | 1.9321e-05 |  | 0 |  | 0 |  | 0 |  | 0
| 0 |  | 0 |  | 0 |  | 0 |  | 0 |  | 0 |  | 0 |  | 5.3042e-06 |  | 1.3401e-06 |  | 0.031057 |  | 0 |  | 0 |  | 7.6788e-05 |  | #VALUE! |  | 0 |  | 1.9326e-05 |  | 0 |  | 0 |  | 0 |  | 0
| 0 |  | 0 |  | 0 |  | 0 |  | 0 |  | 0 |  | 0 |  | 4.7481e-06 |  | 7.798e-07 |  | 0.030323 |  | 0 |  | 0 |  | 8.4143e-05 |  | #VALUE! |  | 0 |  | 3.2993e-05 |  | 0 |  | 0 |  | 0 |  | 0
| 0 |  | 0 |  | 0 |  | 0 |  | 0 |  | 0 |  | 0 |  | 4.3311e-06 |  | 7.7984e-07 |  | 0.02959 |  | 0 |  | 0 |  | 0.00012864 |  | #VALUE! |  | 0 |  | 3.2994e-05 |  | 0 |  | 0 |  | 0 |  | 0
| 0 |  | 0 |  | 0 |  | 0 |  | 0 |  | 0 |  | 0 |  | 7.216e-06 |  | 1.0645e-06 |  | 0.02894 |  | 0 |  | 0 |  | 5.2066e-05 |  | #VALUE! |  | 0 |  | 4.2314e-05 |  | 0 |  | 0 |  | 0 |  | 0
| 0 |  | 0 |  | 0 |  | 0 |  | 0 |  | 0 |  | 0 |  | 8.2371e-06 |  | 1.0646e-06 |  | 0.028432 |  | 0 |  | 0 |  | -1.6607e-05 |  | #VALUE! |  | 0 |  | 4.2318e-05 |  | 0 |  | 0 |  | 0 |  | 0
| 0 |  | 0 |  | 0 |  | 0 |  | 0 |  | 0 |  | 0 |  | 6.1293e-06 |  | 1.0308e-06 |  | 0.027982 |  | 0 |  | 0 |  | 3.7291e-05 |  | #VALUE! |  | 0 |  | 8.2968e-06 |  | 0 |  | 0 |  | 0 |  | 0
| 0 |  | 0 |  | 0 |  | 0 |  | 0 |  | 0 |  | 0 |  | 6.0772e-06 |  | 1.031e-06 |  | 0.027533 |  | 0 |  | 0 |  | 6.1267e-05 |  | #VALUE! |  | 0 |  | 8.298e-06 |  | 0 |  | 0 |  | 0 |  | 0
| 0 |  | 0 |  | 0 |  | 0 |  | 0 |  | 0 |  | 0 |  | 6.1042e-06 |  | 1.3066e-06 |  | 0.027083 |  | 0 |  | 0 |  | 7.5434e-05 |  | #VALUE! |  | 0 |  | 3.2418e-05 |  | 0 |  | 0 |  | 0 |  | 0
| 0 |  | 0 |  | 0 |  | 0 |  | 0 |  | 0 |  | 0 |  | 6.2624e-06 |  | 1.3065e-06 |  | 0.026634 |  | 0 |  | 0 |  | 8.599e-05 |  | #VALUE! |  | 0 |  | 3.2416e-05 |  | 0 |  | 0 |  | 0 |  | 0
| 0 |  | 0 |  | 0 |  | 0 |  | 0 |  | 0 |  | 0 |  | 5.9007e-06 |  | 8.5328e-07 |  | 0.026184 |  | 0 |  | 0 |  | 4.7284e-05 |  | #VALUE! |  | 0 |  | 3.071e-05 |  | 0 |  | 0 |  | 0 |  | 0
| 0 |  | 0 |  | 0 |  | 0 |  | 0 |  | 0 |  | 0 |  | 5.7347e-06 |  | 8.534e-07 |  | 0.025735 |  | 0 |  | 0 |  | 6.1255e-05 |  | #VALUE! |  | 0 |  | 3.0714e-05 |  | 0 |  | 0 |  | 0 |  | 0
| 0 |  | 0 |  | 0 |  | 0 |  | 0 |  | 0 |  | 0 |  | 5.4227e-06 |  | 1.1968e-06 |  | 0.025248 |  | 0 |  | 0 |  | 0.00011713 |  | #VALUE! |  | 0 |  | 2.2607e-05 |  | 0 |  | 0 |  | 0 |  | 0
| 0 |  | 0 |  | 0 |  | 0 |  | 0 |  | 0 |  | 0 |  | 5.0809e-06 |  | 1.3555e-06 |  | 0.024692 |  | 0 |  | 0 |  | 0.00010922 |  | #VALUE! |  | 0 |  | 2.2611e-05 |  | 0 |  | 0 |  | 0 |  | 0
| 0 |  | 0 |  | 0 |  | 0 |  | 0 |  | 0 |  | 0 |  | 5.4319e-06 |  | 9.9697e-07 |  | 0.024107 |  | 0 |  | 0 |  | 1.5687e-05 |  | #VALUE! |  | 0 |  | 1.9098e-05 |  | 0 |  | 0 |  | 0 |  | 0
| 0 |  | 0 |  | 0 |  | 0 |  | 0 |  | 0 |  | 0 |  | 5.1026e-06 |  | 8.3853e-07 |  | 0.023521 |  | 0 |  | 0 |  | 3.832e-05 |  | #VALUE! |  | 0 |  | 1.9101e-05 |  | 0 |  | 0 |  | 0 |  | 0
| 0 |  | 0 |  | 0 |  | 0 |  | 0 |  | 0 |  | 0 |  | 5.4466e-06 |  | 8.0944e-07 |  | 0.022935 |  | 0 |  | 0 |  | 0.00010982 |  | #VALUE! |  | 0 |  | 2.8185e-05 |  | 0 |  | 0 |  | 0 |  | 0
| 0 |  | 0 |  | 0 |  | 0 |  | 0 |  | 0 |  | 0 |  | 5.6778e-06 |  | 8.0955e-07 |  | 0.022349 |  | 0 |  | 0 |  | 2.92e-05 |  | #VALUE! |  | 0 |  | 2.8189e-05 |  | 0 |  | 0 |  | 0 |  | 0
| 0 |  | 0 |  | 0 |  | 0 |  | 0 |  | 0 |  | 0 |  | 5.0064e-06 |  | 1.5736e-06 |  | 0.021764 |  | 0 |  | 0 |  | -1.2827e-05 |  | #VALUE! |  | 0 |  | 2.4278e-05 |  | 0 |  | 0 |  | 0 |  | 0
| 0 |  | 0 |  | 0 |  | 0 |  | 0 |  | 0 |  | 0 |  | 5.2649e-06 |  | 1.5738e-06 |  | 0.021178 |  | 0 |  | 0 |  | 3.1371e-05 |  | #VALUE! |  | 0 |  | 2.4281e-05 |  | 0 |  | 0 |  | 0 |  | 0
| 0 |  | 0 |  | 0 |  | 0 |  | 0 |  | 0 |  | 0 |  | 5.5814e-06 |  | 1.3183e-06 |  | 0.020592 |  | 0 |  | 0 |  | 7.7743e-05 |  | #VALUE! |  | 0 |  | 2.8946e-05 |  | 0 |  | 0 |  | 0 |  | 0
| 0 |  | 0 |  | 0 |  | 0 |  | 0 |  | 0 |  | 0 |  | 5.6362e-06 |  | 1.3185e-06 |  | 0.020006 |  | 0 |  | 0 |  | 4.8848e-05 |  | #VALUE! |  | 0 |  | 2.8951e-05 |  | 0 |  | 0 |  | 0 |  | 0
| 0 |  | 0 |  | 0 |  | 0 |  | 0 |  | 0 |  | 0 |  | 5.7619e-06 |  | 1.7134e-06 |  | 0.019421 |  | 0 |  | 0 |  | 7.6263e-05 |  | #VALUE! |  | 0 |  | 3.0902e-05 |  | 0 |  | 0 |  | 0 |  | 0
| 0 |  | 0 |  | 0 |  | 0 |  | 0 |  | 0 |  | 0 |  | 5.3973e-06 |  | 1.7134e-06 |  | 0.018835 |  | 0 |  | 0 |  | 0.00010709 |  | #VALUE! |  | 0 |  | 3.0902e-05 |  | 0 |  | 0 |  | 0 |  | 0
| 0 |  | 0 |  | 0 |  | 0.00026856 |  | 0 |  | 0 |  | 0 |  | 5.3954e-06 |  | 8.5422e-07 |  | 0.018254 |  | 0 |  | 0 |  | 5.4618e-05 |  | #VALUE! |  | 0 |  | 4.1243e-05 |  | 0 |  | 0 |  | 0 |  | 0
| 0 |  | 0 |  | 0 |  | 0.00026856 |  | 0 |  | 0 |  | 0 |  | 5.6422e-06 |  | 8.5434e-07 |  | 0.0177 |  | 0 |  | 0 |  | 5.2766e-05 |  | #VALUE! |  | 0 |  | 4.1249e-05 |  | 0 |  | 0 |  | 0 |  | 0
| 0 |  | 0 |  | 0 |  | 0 |  | 0 |  | 0 |  | 0 |  | 5.7436e-06 |  | 1.1076e-06 |  | 0.017168 |  | 0 |  | 0 |  | 8.5954e-05 |  | #VALUE! |  | 0 |  | 2.6031e-05 |  | 0 |  | 0 |  | 0 |  | 0
| 0 |  | 0 |  | 0 |  | 0 |  | 0 |  | 0 |  | 0 |  | 5.6041e-06 |  | 1.1077e-06 |  | 0.016636 |  | 0 |  | 0 |  | 0.00014305 |  | #VALUE! |  | 0 |  | 2.6033e-05 |  | 0 |  | 0 |  | 0 |  | 0
| 0 |  | 0 |  | 0 |  | 0 |  | 0 |  | 0 |  | 0 |  | 5.1924e-06 |  | 8.5729e-07 |  | 0.016104 |  | 0 |  | 0 |  | 9.8466e-05 |  | #VALUE! |  | 0 |  | 3.0972e-05 |  | 0 |  | 0 |  | 0 |  | 0
| 0 |  | 0 |  | 0 |  | 0 |  | 0 |  | 0 |  | 0 |  | 5.4187e-06 |  | 8.5733e-07 |  | 0.015572 |  | 0 |  | 0 |  | 0.00012356 |  | #VALUE! |  | 0 |  | 3.0974e-05 |  | 0 |  | 0 |  | 0 |  | 0
| 0 |  | 0 |  | 0 |  | 0 |  | 0 |  | 0 |  | 0 |  | 5.7172e-06 |  | 1.3972e-06 |  | 0.01504 |  | 0 |  | 0 |  | 0.00012968 |  | #VALUE! |  | 0 |  | 3.2862e-05 |  | 0 |  | 0 |  | 0 |  | 0
| 0 |  | 0 |  | 0 |  | 0 |  | 0 |  | 0 |  | 0 |  | 6.0902e-06 |  | 1.3973e-06 |  | 0.014421 |  | 0 |  | 0 |  | 0.00011606 |  | #VALUE! |  | 0 |  | 3.2863e-05 |  | 0 |  | 0 |  | 0 |  | 0
| 0 |  | 0 |  | 0 |  | 0 |  | 0 |  | 0 |  | 0 |  | 6.1329e-06 |  | 6.4603e-07 |  | 0.01358 |  | 0 |  | 0 |  | 0.00010806 |  | #VALUE! |  | 0 |  | 1.861e-05 |  | 0 |  | 0 |  | 0 |  | 0
| 0 |  | 0 |  | 0 |  | 0 |  | 0 |  | 0 |  | 0 |  | 5.8842e-06 |  | 6.4613e-07 |  | 0.0126 |  | 0 |  | 0 |  | 5.8348e-05 |  | #VALUE! |  | 0 |  | 1.8612e-05 |  | 0 |  | 0 |  | 0 |  | 0
| 0 |  | 0 |  | 0 |  | 0 |  | 0 |  | 0 |  | 0 |  | 6.115e-06 |  | 7.1365e-07 |  | 0.011621 |  | 0 |  | 0 |  | 7.2069e-05 |  | #VALUE! |  | 0 |  | 3.4586e-05 |  | 0 |  | 0 |  | 0 |  | 0
| 0 |  | 0 |  | 0 |  | 0 |  | 0 |  | 0 |  | 0 |  | 5.7046e-06 |  | 7.1365e-07 |  | 0.010974 |  | 0 |  | 0 |  | 0.00013455 |  | #VALUE! |  | 0 |  | 3.4586e-05 |  | 0 |  | 0 |  | 0 |  | 0
| 0 |  | 0 |  | 0 |  | 0 |  | 0 |  | 0 |  | 0 |  | 5.2034e-06 |  | 6.3887e-07 |  | 0.010819 |  | 0 |  | 0 |  | 0.00012497 |  | #VALUE! |  | 0 |  | 1.832e-05 |  | 0 |  | 0 |  | 0 |  | 0
| 0 |  | 0 |  | 0 |  | 0 |  | 0 |  | 0 |  | 0 |  | 5.7752e-06 |  | 6.389e-07 |  | 0.010823 |  | 0 |  | 0 |  | 6.4195e-05 |  | #VALUE! |  | 0 |  | 1.8321e-05 |  | 0 |  | 0 |  | 0 |  | 0
| 0 |  | 0 |  | 0 |  | 0 |  | 0 |  | 0 |  | 0 |  | 6.1678e-06 |  | 4.0345e-07 |  | 0.010828 |  | 0 |  | 0 |  | 9.3432e-05 |  | #VALUE! |  | 0 |  | 4.0462e-05 |  | 0 |  | 0 |  | 0 |  | 0
| 0 |  | 0 |  | 0 |  | 0 |  | 0 |  | 0 |  | 0 |  | 5.5627e-06 |  | 4.0358e-07 |  | 0.010833 |  | 0 |  | 0 |  | 7.3059e-05 |  | #VALUE! |  | 0 |  | 4.0476e-05 |  | 0 |  | 0 |  | 0 |  | 0
| 0 |  | 0 |  | 0 |  | 0 |  | 0 |  | 0 |  | 0 |  | 5.7376e-06 |  | 1.155e-06 |  | 0.010703 |  | 0 |  | 0 |  | 8.6964e-05 |  | #VALUE! |  | 0 |  | 1.4089e-05 |  | 0 |  | 0 |  | 0 |  | 0
| 0 |  | 0 |  | 0 |  | 0 |  | 0 |  | 0 |  | 0 |  | 6.2946e-06 |  | 1.1552e-06 |  | 0.010388 |  | 0 |  | 0 |  | 9.4363e-05 |  | #VALUE! |  | 0 |  | 1.4092e-05 |  | 0 |  | 0 |  | 0 |  | 0
| 0 |  | 0 |  | 0 |  | 0 |  | 0 |  | 0 |  | 0 |  | 5.9495e-06 |  | 1.4366e-06 |  | 0.010024 |  | 0 |  | 0 |  | 1.24e-05 |  | #VALUE! |  | 0 |  | 2.3958e-05 |  | 0 |  | 0 |  | 0 |  | 0
| 0 |  | 0 |  | 0 |  | 0 |  | 0 |  | 0 |  | 0 |  | 5.7326e-06 |  | 1.437e-06 |  | 0.0096593 |  | 0 |  | 0 |  | 1.1124e-05 |  | #VALUE! |  | 0 |  | 2.3965e-05 |  | 0 |  | 0 |  | 0 |  | 0
| 0 |  | 0 |  | 0 |  | 0 |  | 0 |  | 0 |  | 0 |  | 6.0049e-06 |  | 1.6874e-06 |  | 0.0092949 |  | 0 |  | 0 |  | 6.5176e-06 |  | #VALUE! |  | 0 |  | 6.1295e-05 |  | 0 |  | 0 |  | 0 |  | 0
| 0 |  | 0 |  | 0 |  | 0 |  | 0 |  | 0 |  | 0 |  | 5.9416e-06 |  | 1.688e-06 |  | 0.0089305 |  | 0 |  | 0 |  | 8.642e-05 |  | #VALUE! |  | 0 |  | 6.1316e-05 |  | 0 |  | 0 |  | 0 |  | 0
| 0 |  | 0 |  | 0 |  | 0 |  | 0 |  | 0 |  | 0 |  | 5.4136e-06 |  | 9.8338e-07 |  | 0.0085661 |  | 0 |  | 0 |  | 0.00013463 |  | #VALUE! |  | 0 |  | 4.7539e-05 |  | 0 |  | 0 |  | 0 |  | 0
| 0 |  | 0 |  | 0 |  | 0 |  | 0 |  | 0 |  | 0 |  | 5.0471e-06 |  | 9.8338e-07 |  | 0.0082017 |  | 0 |  | 0 |  | -3.3067e-05 |  | #VALUE! |  | 0 |  | 4.7539e-05 |  | 0 |  | 0 |  | 0 |  | 0
| 0 |  | 0 |  | 0 |  | 0 |  | 0 |  | 0 |  | 0 |  | 5.36e-06 |  | 9.5959e-07 |  | 0.0078373 |  | 0 |  | 0 |  | -4.2095e-05 |  | #VALUE! |  | 0 |  | 2.1567e-05 |  | 0 |  | 0 |  | 0 |  | 0
| 0 |  | 0 |  | 0 |  | 0 |  | 0 |  | 0 |  | 0 |  | 6.0286e-06 |  | 1.0175e-06 |  | 0.0074729 |  | 0 |  | 0 |  | 3.754e-05 |  | #VALUE! |  | 0 |  | 2.1567e-05 |  | 0 |  | 0 |  | 0 |  | 0
| 0 |  | 0 |  | 0 |  | 0 |  | 0 |  | 0 |  | 0 |  | 5.7697e-06 |  | 9.1689e-07 |  | 0.006851 |  | 0 |  | 0 |  | 3.8104e-05 |  | #VALUE! |  | 0 |  | 3.104e-05 |  | 0 |  | 0 |  | 0 |  | 0
| 0 |  | 0 |  | 0 |  | 0 |  | 0 |  | 0 |  | 0 |  | 5.7976e-06 |  | 8.5901e-07 |  | 0.0059215 |  | 0 |  | 0 |  | -2.604e-06 |  | #VALUE! |  | 0 |  | 3.104e-05 |  | 0 |  | 0 |  | 0 |  | 0
| 0 |  | 0 |  | 0 |  | 0 |  | 0 |  | 0 |  | 0 |  | 6.0473e-06 |  | 5.079e-07 |  | 0.0053049 |  | 0 |  | 0 |  | -4.9796e-05 |  | #VALUE! |  | 0 |  | 5.6871e-05 |  | 0 |  | 0 |  | 0 |  | 0
| 0 |  | 0 |  | 0 |  | 0 |  | 0 |  | 0 |  | 0 |  | 5.7908e-06 |  | 5.0797e-07 |  | 0.0050572 |  | 0 |  | 0 |  | -4.2564e-07 |  | #VALUE! |  | 0 |  | 5.6879e-05 |  | 0 |  | 0 |  | 0 |  | 0
| 0 |  | 0 |  | 0 |  | 0 |  | 0 |  | 0 |  | 0 |  | 5.7338e-06 |  | 1.9894e-06 |  | 0.0048158 |  | 0 |  | 0 |  | 0.00012972 |  | #VALUE! |  | 0 |  | 4.7017e-05 |  | 0 |  | 0 |  | 0 |  | 0
| 0 |  | 0 |  | 0 |  | 0 |  | 0 |  | 0 |  | 0 |  | 5.8163e-06 |  | 2.3507e-06 |  | 0.0045744 |  | 0 |  | 0 |  | 0.00022699 |  | #VALUE! |  | 0 |  | 4.7017e-05 |  | 0 |  | 0 |  | 0 |  | 0
| 0 |  | 0 |  | 0 |  | 0 |  | 0 |  | 0 |  | 0 |  | 6.0772e-06 |  | 8.2417e-07 |  | 0.004333 |  | 0 |  | 0 |  | 0.00010451 |  | #VALUE! |  | 0 |  | 4.3918e-05 |  | 0 |  | 0 |  | 0 |  | 0
| 0 |  | 0 |  | 0 |  | 0 |  | 0 |  | 0 |  | 0 |  | 6.052e-06 |  | 4.629e-07 |  | 0.0040916 |  | 0 |  | 0 |  | 5.6013e-05 |  | #VALUE! |  | 0 |  | 4.3924e-05 |  | 0 |  | 0 |  | 0 |  | 0
| 0 |  | 0 |  | 0 |  | 0 |  | 0 |  | 0 |  | 0 |  | 5.8758e-06 |  | 1.3339e-06 |  | 0.0038502 |  | 0 |  | 0 |  | 3.6675e-05 |  | #VALUE! |  | 0 |  | 1.7479e-05 |  | 0 |  | 0 |  | 0 |  | 0
| 0 |  | 0 |  | 0 |  | 0 |  | 0 |  | 0 |  | 0 |  | 5.9395e-06 |  | 1.3339e-06 |  | 0.0036781 |  | 0 |  | 0 |  | 7.6133e-05 |  | #VALUE! |  | 0 |  | 1.7479e-05 |  | 0 |  | 0 |  | 0 |  | 0
| 0 |  | 0 |  | 0 |  | 0 |  | 0 |  | 0 |  | 0 |  | 5.3754e-06 |  | 7.3867e-07 |  | 0.0036291 |  | 0 |  | 0 |  | 0.0001474 |  | #VALUE! |  | 0 |  | 3.4038e-05 |  | 0 |  | 0 |  | 0 |  | 0
| 0 |  | 0 |  | 0 |  | 0 |  | 0 |  | 0 |  | 0 |  | 5.2657e-06 |  | 7.3881e-07 |  | 0.0036337 |  | 0 |  | 0 |  | 2.907e-05 |  | #VALUE! |  | 0 |  | 3.4044e-05 |  | 0 |  | 0 |  | 0 |  | 0
| 0 |  | 0 |  | 0 |  | 0 |  | 0 |  | 0 |  | 0 |  | 6.3177e-06 |  | 1.1949e-06 |  | 0.0036382 |  | 0 |  | 0 |  | -1.2851e-05 |  | #VALUE! |  | 0 |  | 2.8195e-05 |  | 0 |  | 0 |  | 0 |  | 0
| 0 |  | 0 |  | 0 |  | 0 |  | 0 |  | 0 |  | 0 |  | 6.3689e-06 |  | 1.1951e-06 |  | 0.0036428 |  | 0 |  | 0 |  | 5.8885e-05 |  | #VALUE! |  | 0 |  | 2.8199e-05 |  | 0 |  | 0 |  | 0 |  | 0
| 0 |  | 0 |  | 0 |  | 0 |  | 0 |  | 0 |  | 0 |  | 6.0308e-06 |  | 1.3017e-06 |  | 0.0036474 |  | 0 |  | 0 |  | 0.0001106 |  | #VALUE! |  | 0 |  | 2.0671e-05 |  | 0 |  | 0 |  | 0 |  | 0
| 0 |  | 0 |  | 0 |  | 0 |  | 0 |  | 0 |  | 0 |  | 5.8661e-06 |  | 1.3016e-06 |  | -1.4599 |  | 0 |  | 0 |  | 0.00013652 |  | #VALUE! |  | 0 |  | 2.067e-05 |  | 0 |  | 0 |  | 0 |  | 0
| 0 |  | 0 |  | 0 |  | 0 |  | 0 |  | 0 |  | 0 |  | 5.3504e-06 |  | 6.8114e-07 |  | 0 |  | 0 |  | 0 |  | 5.3276e-05 |  | #VALUE! |  | 0 |  | 4.6631e-06 |  | 0 |  | 0 |  | 0 |  | 0
| 0 |  | 0 |  | 0 |  | 0 |  | 0 |  | 0 |  | 0 |  | 5.1198e-06 |  | 6.8107e-07 |  | 0 |  | 0 |  | 0 |  | 3.2304e-05 |  | #VALUE! |  | 0 |  | 4.6626e-06 |  | 0 |  | 0 |  | 0 |  | 0
| 0 |  | 0 |  | 0 |  | 0 |  | 0 |  | 0 |  | 0 |  | 5.2301e-06 |  | 1.635e-06 |  | 0 |  | 0 |  | 0 |  | 0.00014363 |  | #VALUE! |  | 0 |  | 3.2659e-05 |  | 0 |  | 0 |  | 0 |  | 0
| 0 |  | 0 |  | 0 |  | 0 |  | 0 |  | 0 |  | 0 |  | 5.2433e-06 |  | 1.649e-06 |  | 0 |  | 0 |  | 0 |  | 0.00013384 |  | #VALUE! |  | 0 |  | 3.2665e-05 |  | 0 |  | 0 |  | 0 |  | 0
| 0 |  | 0 |  | 0 |  | 0 |  | 0 |  | 0 |  | 0 |  | 5.6259e-06 |  | 1.0419e-06 |  | 0 |  | 0 |  | 0 |  | 5.3564e-05 |  | #VALUE! |  | 0 |  | 2.3835e-05 |  | 0 |  | 0 |  | 0 |  | 0
| 0 |  | 0 |  | 0 |  | 0 |  | 0 |  | 0 |  | 0 |  | 5.8147e-06 |  | 1.0283e-06 |  | 0 |  | 0 |  | 0 |  | 3.0995e-05 |  | #VALUE! |  | 0 |  | 2.3839e-05 |  | 0 |  | 0 |  | 0 |  | 0
| 0 |  | 0 |  | 0 |  | 0 |  | 0 |  | 0 |  | 0 |  | 5.4534e-06 |  | 1.0605e-06 |  | 0 |  | 0 |  | 0 |  | 9.4338e-05 |  | #VALUE! |  | 0 |  | 4.3269e-05 |  | 0 |  | 0 |  | 0 |  | 0
| 0 |  | 0 |  | 0 |  | 0 |  | 0 |  | 0 |  | 0 |  | 5.3519e-06 |  | 1.0606e-06 |  | 0 |  | 0 |  | 0 |  | 9.3197e-05 |  | #VALUE! |  | 0 |  | 4.3275e-05 |  | 0 |  | 0 |  | 0 |  | 0
| 0 |  | 0 |  | 0 |  | 0 |  | 0 |  | 0 |  | 0 |  | 5.4074e-06 |  | 1.1381e-06 |  | 0 |  | 0 |  | 0 |  | 8.0806e-05 |  | #VALUE! |  | 0 |  | 2.4599e-05 |  | 0 |  | 0 |  | 0 |  | 0
| 0 |  | 0 |  | 0 |  | 0 |  | 0 |  | 0 |  | 0 |  | 5.6259e-06 |  | 1.1383e-06 |  | 0 |  | 0 |  | 0 |  | 0.00013539 |  | #VALUE! |  | 0 |  | 2.4603e-05 |  | 0 |  | 0 |  | 0 |  | 0
| 0 |  | 0 |  | 0 |  | 0 |  | 0 |  | 0 |  | 0 |  | 5.8799e-06 |  | 1.3862e-06 |  | 0 |  | 0 |  | 0 |  | 0.00020378 |  | #VALUE! |  | 0 |  | 3.64e-05 |  | 0 |  | 0 |  | 0 |  | 0
| 0 |  | 0 |  | 0 |  | 0 |  | 0 |  | 0 |  | 0 |  | 6.0048e-06 |  | 1.3865e-06 |  | 0 |  | 0 |  | 0 |  | 0.00017574 |  | #VALUE! |  | 0 |  | 3.6407e-05 |  | 0 |  | 0 |  | 0 |  | 0
| 0 |  | 0 |  | 0 |  | 0 |  | 0 |  | 0 |  | 0 |  | 5.6126e-06 |  | 6.7335e-07 |  | 0 |  | 0 |  | 0 |  | 0.00012208 |  | #VALUE! |  | 0 |  | 2.8296e-05 |  | 0 |  | 0 |  | 0 |  | 0
| 0 |  | 0 |  | 0 |  | 0 |  | 0 |  | 0 |  | 0 |  | 5.361e-06 |  | 6.7341e-07 |  | 0 |  | 0 |  | 0 |  | 7.9958e-05 |  | #VALUE! |  | 0 |  | 2.8299e-05 |  | 0 |  | 0 |  | 0 |  | 0
| 0 |  | 0 |  | 0 |  | 0 |  | 0 |  | 0 |  | 0 |  | 5.6332e-06 |  | 1.3537e-06 |  | 0 |  | 0 |  | 0 |  | 7.3727e-05 |  | #VALUE! |  | 0 |  | 3.0979e-05 |  | 0 |  | 0 |  | 0 |  | 0
| 0 |  | 0 |  | 0 |  | 0 |  | 0 |  | 0 |  | 0 |  | 5.6471e-06 |  | 1.3535e-06 |  | 0 |  | 0 |  | 0 |  | 5.044e-05 |  | #VALUE! |  | 0 |  | 3.0975e-05 |  | 0 |  | 0 |  | 0 |  | 0
| 0 |  | 0 |  | 0 |  | 0 |  | 0 |  | 0 |  | 0 |  | 5.4749e-06 |  | 5.1704e-07 |  | 0 |  | 0 |  | 0 |  | 4.7157e-06 |  | #VALUE! |  | 0 |  | 3.3026e-05 |  | 0 |  | 0 |  | 0 |  | 0
| 0 |  | 0 |  | 0 |  | 0 |  | 0 |  | 0 |  | 0 |  | 5.857e-06 |  | 5.1701e-07 |  | 0 |  | 0 |  | 0 |  | 3.7738e-05 |  | #VALUE! |  | 0 |  | 3.3024e-05 |  | 0 |  | 0 |  | 0 |  | 0
| 0 |  | 0 |  | 0 |  | 0 |  | 0 |  | 0 |  | 0 |  | 5.9409e-06 |  | 8.537e-07 |  | 0 |  | 0 |  | 0 |  | 1.8766e-05 |  | #VALUE! |  | 0 |  | 2.964e-05 |  | 0 |  | 0 |  | 0 |  | 0
| 0 |  | 0 |  | 0 |  | 0 |  | 0 |  | 0 |  | 0 |  | 5.224e-06 |  | 8.5382e-07 |  | 0 |  | 0 |  | 0 |  | 5.1288e-05 |  | #VALUE! |  | 0 |  | 2.9644e-05 |  | 0 |  | 0 |  | 0 |  | 0
| 0 |  | 0 |  | 0 |  | 0 |  | 0 |  | 0 |  | 0 |  | 5.3714e-06 |  | 5.9415e-07 |  | 0 |  | 0 |  | 0 |  | 0.00012849 |  | #VALUE! |  | 0 |  | 2.4856e-05 |  | 0 |  | 0 |  | 0 |  | 0
| 0 |  | 0 |  | 0 |  | 0 |  | 0 |  | 0 |  | 0 |  | 5.303e-06 |  | 5.9423e-07 |  | 0 |  | 0 |  | 0 |  | 0.00011944 |  | #VALUE! |  | 0 |  | 2.486e-05 |  | 0 |  | 0 |  | 0 |  | 0
| 0 |  | 0 |  | 0 |  | 0 |  | 0 |  | 0 |  | 0 |  | 4.8228e-06 |  | 1.5156e-06 |  | 0 |  | 0 |  | 0 |  | 0.00014425 |  | #VALUE! |  | 0 |  | 3.0608e-05 |  | 0 |  | 0 |  | 0 |  | 0
| 0 |  | 0 |  | 0 |  | 0 |  | 0 |  | 0 |  | 0 |  | 5.408e-06 |  | 1.5156e-06 |  | 0 |  | 0 |  | 0 |  | 0.00011501 |  | #VALUE! |  | 0 |  | 3.0608e-05 |  | 0 |  | 0 |  | 0 |  | 0
| 0 |  | 0 |  | 0 |  | 0 |  | 0 |  | 0 |  | 0 |  | 6.4502e-06 |  | 1.5328e-06 |  | 0 |  | 0 |  | 0 |  | 7.7824e-05 |  | #VALUE! |  | 0 |  | 3.6738e-05 |  | 0 |  | 0 |  | 0 |  | 0
| 0 |  | 0 |  | 0 |  | 0 |  | 0 |  | 0 |  | 0 |  | 6.3574e-06 |  | 1.533e-06 |  | 0 |  | 0 |  | 0 |  | 8.5314e-05 |  | #VALUE! |  | 0 |  | 3.6743e-05 |  | 0 |  | 0 |  | 0 |  | 0
| 0 |  | 0 |  | 0 |  | 0 |  | 0 |  | 0 |  | 0 |  | 5.9197e-06 |  | 9.4528e-07 |  | 0 |  | 0 |  | 0 |  | 7.4292e-05 |  | #VALUE! |  | 0 |  | 2.1544e-05 |  | 0 |  | 0 |  | 0 |  | 0
| 0 |  | 0 |  | 0 |  | 0 |  | 0 |  | 0 |  | 0 |  | 5.2658e-06 |  | 9.4528e-07 |  | 0 |  | 0 |  | 0 |  | 7.7134e-05 |  | #VALUE! |  | 0 |  | 2.1544e-05 |  | 0 |  | 0 |  | 0 |  | 0
| 0 |  | 0 |  | 0 |  | 0 |  | 0 |  | 0 |  | 0 |  | 5.1846e-06 |  | 1.007e-06 |  | 0 |  | 0 |  | 0 |  | 2.9383e-05 |  | #VALUE! |  | 0 |  | 2.8744e-05 |  | 0 |  | 0 |  | 0 |  | 0
| 0 |  | 0 |  | 0 |  | 0 |  | 0 |  | 0 |  | 0 |  | 6.1313e-06 |  | 1.0072e-06 |  | 0 |  | 0 |  | 0 |  | -3.6373e-05 |  | #VALUE! |  | 0 |  | 2.8748e-05 |  | 0 |  | 0 |  | 0 |  | 0
| 0 |  | 0 |  | 0 |  | 0 |  | 0 |  | 0 |  | 0 |  | 6.0497e-06 |  | 8.6339e-07 |  | 0 |  | 0 |  | 0 |  | -4.4096e-05 |  | #VALUE! |  | 0 |  | 2.3691e-05 |  | 0 |  | 0 |  | 0 |  | 0
| 0 |  | 0 |  | 0 |  | 0 |  | 0 |  | 0 |  | 0 |  | 6.0484e-06 |  | 8.6343e-07 |  | 0 |  | 0 |  | 0 |  | -3.1646e-06 |  | #VALUE! |  | 0 |  | 2.3692e-05 |  | 0 |  | 0 |  | 0 |  | 0
| 0 |  | 0 |  | 0 |  | 0 |  | 0 |  | 0 |  | 0 |  | 6.1271e-06 |  | 1.5241e-06 |  | 0 |  | 0 |  | 0 |  | 1.6449e-05 |  | #VALUE! |  | 0 |  | 2.8005e-05 |  | 0 |  | 0 |  | 0 |  | 0
| 0 |  | 0 |  | 0 |  | 0 |  | 0 |  | 0 |  | 0 |  | 5.8801e-06 |  | 1.5241e-06 |  | 0 |  | 0 |  | 0 |  | 2.1e-05 |  | #VALUE! |  | 0 |  | 2.8005e-05 |  | 0 |  | 0 |  | 0 |  | 0
| 0 |  | 0 |  | 0 |  | 0 |  | 0 |  | 0 |  | 0 |  | 5.4808e-06 |  | 1.685e-06 |  | 0 |  | 0 |  | 0 |  | 6.4771e-05 |  | #VALUE! |  | 0 |  | 3.2361e-05 |  | 0 |  | 0 |  | 0 |  | 0
| 0 |  | 0 |  | 0 |  | 0 |  | 0 |  | 0 |  | 0 |  | 5.4155e-06 |  | 1.6854e-06 |  | 0 |  | 0 |  | 0 |  | 9.7799e-05 |  | #VALUE! |  | 0 |  | 3.2367e-05 |  | 0 |  | 0 |  | 0 |  | 0
| 0 |  | 0 |  | 0 |  | 0 |  | 0 |  | 0 |  | 0 |  | 5.7285e-06 |  | 9.9667e-07 |  | 0 |  | 0 |  | 0 |  | 8.7503e-05 |  | #VALUE! |  | 0 |  | 3.5221e-05 |  | 0 |  | 0 |  | 0 |  | 0
| 0 |  | 0 |  | 0 |  | 0 |  | 0 |  | 0 |  | 0 |  | 6.1997e-06 |  | 9.9667e-07 |  | 0 |  | 0 |  | 0 |  | 7.3063e-05 |  | #VALUE! |  | 0 |  | 3.5221e-05 |  | 0 |  | 0 |  | 0 |  | 0
| 0 |  | 0 |  | 0 |  | 0 |  | 0 |  | 0 |  | 0 |  | 6.2111e-06 |  | 8.601e-07 |  | 0 |  | 0 |  | 0 |  | 5.9676e-05 |  | #VALUE! |  | 0 |  | 1.5579e-05 |  | 0 |  | 0 |  | 0 |  | 0
| 0 |  | 0 |  | 0 |  | 0 |  | 0 |  | 0 |  | 0 |  | 6.0216e-06 |  | 1.1092e-06 |  | 0 |  | 0 |  | 0 |  | 2.8622e-05 |  | #VALUE! |  | 0 |  | 1.5578e-05 |  | 0 |  | 0 |  | 0 |  | 0
| 0 |  | 0 |  | 0 |  | 0 |  | 0 |  | 0 |  | 0 |  | 5.8187e-06 |  | 1.2649e-06 |  | 0 |  | 0 |  | 0 |  | 2.651e-05 |  | #VALUE! |  | 0 |  | 1.5472e-05 |  | 0 |  | 0 |  | 0 |  | 0
| 0 |  | 0 |  | 0 |  | 0 |  | 0 |  | 0 |  | 0 |  | 5.6463e-06 |  | 1.0157e-06 |  | 0 |  | 0 |  | 0 |  | 2.9871e-05 |  | #VALUE! |  | 0 |  | 1.5471e-05 |  | 0 |  | 0 |  | 0 |  | 0
| 0 |  | 0 |  | 0 |  | 0 |  | 0 |  | 0 |  | 0 |  | 6.0468e-06 |  | 5.5394e-07 |  | 0 |  | 0 |  | 0 |  | 5.5507e-05 |  | #VALUE! |  | 0 |  | 1.3279e-05 |  | 0 |  | 0 |  | 0 |  | 0
| 0 |  | 0 |  | 0 |  | 0 |  | 0 |  | 0 |  | 0 |  | 5.9786e-06 |  | 5.5413e-07 |  | 0 |  | 0 |  | 0 |  | 0.00011051 |  | #VALUE! |  | 0 |  | 1.3284e-05 |  | 0 |  | 0 |  | 0 |  | 0
| 0 |  | 0 |  | 0 |  | 0 |  | 0 |  | 0 |  | 0 |  | 5.399e-06 |  | 8.0636e-07 |  | 0 |  | 0 |  | 0 |  | 0.00014903 |  | #VALUE! |  | 0 |  | 2.8598e-05 |  | 0 |  | 0 |  | 0 |  | 0
| 0 |  | 0 |  | 0 |  | 0 |  | 0 |  | 0 |  | 0 |  | 5.6716e-06 |  | 8.0662e-07 |  | 0 |  | 0 |  | 0 |  | 7.0912e-05 |  | #VALUE! |  | 0 |  | 2.8607e-05 |  | 0 |  | 0 |  | 0 |  | 0
| 0 |  | 0 |  | 0 |  | 0 |  | 0 |  | 0 |  | 0 |  | 6.0816e-06 |  | 1.1497e-06 |  | 0 |  | 0 |  | 0 |  | -4.0469e-06 |  | #VALUE! |  | 0 |  | 3.0297e-05 |  | 0 |  | 0 |  | 0 |  | 0
| 0 |  | 0 |  | 0 |  | 0 |  | 0 |  | 0 |  | 0 |  | 5.7181e-06 |  | 1.15e-06 |  | 0 |  | 0 |  | 0 |  | 9.726e-05 |  | #VALUE! |  | 0 |  | 3.0304e-05 |  | 0 |  | 0 |  | 0 |  | 0
| 0 |  | 0 |  | 0 |  | 0 |  | 0 |  | 0 |  | 0 |  | 5.7376e-06 |  | 2.0366e-07 |  | 0 |  | 0 |  | 0 |  | 0.00014056 |  | #VALUE! |  | 0 |  | 2.7877e-05 |  | 0 |  | 0 |  | 0 |  | 0
| 0 |  | 0 |  | 0 |  | 0 |  | 0 |  | 0 |  | 0 |  | 6.147e-06 |  | 2.0371e-07 |  | 0 |  | 0 |  | 0 |  | 9.2618e-05 |  | #VALUE! |  | 0 |  | 2.7883e-05 |  | 0 |  | 0 |  | 0 |  | 0
| 0 |  | 0 |  | 0 |  | 0 |  | 0 |  | 0 |  | 0 |  | 5.783e-06 |  | 9.659e-07 |  | 0 |  | 0 |  | 0 |  | 8.4942e-05 |  | #VALUE! |  | 0 |  | 4.1071e-05 |  | 0 |  | 0 |  | 0 |  | 0
| 0 |  | 0 |  | 0 |  | 0 |  | 0 |  | 0 |  | 0 |  | 5.6208e-06 |  | 9.6618e-07 |  | 0 |  | 0 |  | 0 |  | 7.3175e-05 |  | #VALUE! |  | 0 |  | 4.1083e-05 |  | 0 |  | 0 |  | 0 |  | 0
| 0 |  | 0 |  | 0 |  | 0 |  | 0 |  | 0 |  | 0 |  | 5.4248e-06 |  | 1.202e-06 |  | 0 |  | 0 |  | 0 |  | 9.9024e-05 |  | #VALUE! |  | 0 |  | 2.4645e-05 |  | 0 |  | 0 |  | 0 |  | 0
| 0 |  | 0 |  | 0 |  | 0 |  | 0 |  | 0 |  | 0 |  | 5.1685e-06 |  | 1.2023e-06 |  | 0 |  | 0 |  | 0 |  | 0.00012718 |  | #VALUE! |  | 0 |  | 2.465e-05 |  | 0 |  | 0 |  | 0 |  | 0
| 0 |  | 0 |  | 0 |  | 0.00026856 |  | 0 |  | 0 |  | 0 |  | 5.9681e-06 |  | 2.5867e-06 |  | 0 |  | 0 |  | 0 |  | 9.9258e-05 |  | #VALUE! |  | 0 |  | 4.0772e-05 |  | 0 |  | 0 |  | 0 |  | 0
| 0 |  | 0 |  | 0 |  | 0.00026856 |  | 0 |  | 0 |  | 0 |  | 5.7406e-06 |  | 2.5867e-06 |  | 0 |  | 0 |  | 0 |  | 7.6812e-05 |  | #VALUE! |  | 0 |  | 4.0772e-05 |  | 0 |  | 0 |  | 0 |  | 0
| 0 |  | 0 |  | 0 |  | 0 |  | 0 |  | 0 |  | 0 |  | 5.1131e-06 |  | 9.4243e-07 |  | 0 |  | 0 |  | 0 |  | 6.2393e-06 |  | #VALUE! |  | 0 |  | 4.7391e-05 |  | 0 |  | 0 |  | 0 |  | 0
| 0 |  | 0 |  | 0 |  | 0 |  | 0 |  | 0 |  | 0 |  | 5.4459e-06 |  | 9.4243e-07 |  | 0 |  | 0 |  | 0 |  | 2.9133e-05 |  | #VALUE! |  | 0 |  | 4.7391e-05 |  | 0 |  | 0 |  | 0 |  | 0
| 0 |  | 0 |  | 0 |  | 0 |  | 0 |  | 0 |  | 0 |  | 5.5962e-06 |  | 1.3662e-06 |  | 0 |  | 0 |  | 0 |  | 0.00012455 |  | #VALUE! |  | 0 |  | 2.471e-05 |  | 0 |  | 0 |  | 0 |  | 0
| 0 |  | 0 |  | 0 |  | 0 |  | 0 |  | 0 |  | 0 |  | 5.7809e-06 |  | 1.3662e-06 |  | 0 |  | 0 |  | 0 |  | 5.7942e-05 |  | #VALUE! |  | 0 |  | 2.471e-05 |  | 0 |  | 0 |  | 0 |  | 0
| 0 |  | 0 |  | 0 |  | 0 |  | 0 |  | 0 |  | 0 |  | 5.7312e-06 |  | 1.0249e-06 |  | 0 |  | 0 |  | 0 |  | 3.0306e-05 |  | #VALUE! |  | 0 |  | 2.9335e-05 |  | 0 |  | 0 |  | 0 |  | 0
| 0 |  | 0 |  | 0 |  | 0 |  | 0 |  | 0 |  | 0 |  | 5.1409e-06 |  | 1.0249e-06 |  | 0 |  | 0 |  | 0 |  | 7.9854e-05 |  | #VALUE! |  | 0 |  | 2.9336e-05 |  | 0 |  | 0 |  | 0 |  | 0
| 0 |  | 0 |  | 0 |  | 0 |  | 0 |  | 0 |  | 0 |  | 5.3558e-06 |  | 8.5558e-07 |  | 0 |  | 0 |  | 0 |  | 4.4739e-05 |  | #VALUE! |  | 0 |  | 2.6711e-05 |  | 0 |  | 0 |  | 0 |  | 0
| 0 |  | 0 |  | 0 |  | 0 |  | 0 |  | 0 |  | 0 |  | 6.0953e-06 |  | 8.557e-07 |  | 0 |  | 0 |  | 0 |  | 1.7843e-05 |  | #VALUE! |  | 0 |  | 2.6714e-05 |  | 0 |  | 0 |  | 0 |  | 0
| 0 |  | 0 |  | 0 |  | 0 |  | 0 |  | 0 |  | 0 |  | 6.3016e-06 |  | 9.1122e-07 |  | 0 |  | 0 |  | 0 |  | 6.53e-06 |  | #VALUE! |  | 0 |  | 4.8182e-05 |  | 0 |  | 0 |  | 0 |  | 0
| 0 |  | 0 |  | 0 |  | 0 |  | 0 |  | 0 |  | 0 |  | 5.5647e-06 |  | 9.1117e-07 |  | 0 |  | 0 |  | 0 |  | 5.5447e-05 |  | #VALUE! |  | 0 |  | 4.818e-05 |  | 0 |  | 0 |  | 0 |  | 0
| 0 |  | 0 |  | 0 |  | 0 |  | 0 |  | 0 |  | 0 |  | 5.4992e-06 |  | 1.1515e-06 |  | 0 |  | 0 |  | 0 |  | 9.1185e-05 |  | #VALUE! |  | 0 |  | 4.6277e-05 |  | 0 |  | 0 |  | 0 |  | 0
| 0 |  | 0 |  | 0 |  | 0 |  | 0 |  | 0 |  | 0 |  | 6.1525e-06 |  | 1.1515e-06 |  | 0 |  | 0 |  | 0 |  | 9.3099e-05 |  | #VALUE! |  | 0 |  | 4.6277e-05 |  | 0 |  | 0 |  | 0 |  | 0
| 0 |  | 0 |  | 0 |  | 0 |  | 0 |  | 0 |  | 0 |  | 5.8268e-06 |  | 5.4645e-07 |  | 0 |  | 0 |  | 0 |  | 0.00011216 |  | #VALUE! |  | 0 |  | 3.5381e-05 |  | 0 |  | 0 |  | 0 |  | 0
| 0 |  | 0 |  | 0 |  | 0 |  | 0 |  | 0 |  | 0 |  | 5.2891e-06 |  | 5.4652e-07 |  | 0 |  | 0 |  | 0 |  | 8.7427e-05 |  | #VALUE! |  | 0 |  | 3.5386e-05 |  | 0 |  | 0 |  | 0 |  | 0
| 0 |  | 0 |  | 0 |  | 0 |  | 0 |  | 0 |  | 0 |  | 5.161e-06 |  | 8.2337e-07 |  | 0 |  | 0 |  | 0 |  | 3.7448e-05 |  | #VALUE! |  | 0 |  | 3.1187e-05 |  | 0 |  | 0 |  | 0 |  | 0
| 0 |  | 0 |  | 0 |  | 0 |  | 0 |  | 0 |  | 0 |  | 5.142e-06 |  | 8.2341e-07 |  | 0 |  | 0 |  | 0 |  | 5.7922e-05 |  | #VALUE! |  | 0 |  | 3.1188e-05 |  | 0 |  | 0 |  | 0 |  | 0
| 0 |  | 0 |  | 0 |  | 0 |  | 0 |  | 0 |  | 0 |  | 5.9334e-06 |  | 8.6126e-07 |  | 0 |  | 0 |  | 0 |  | 0.00012096 |  | #VALUE! |  | 0 |  | 2.0551e-05 |  | 0 |  | 0 |  | 0 |  | 0
| 0 |  | 0 |  | 0 |  | 0 |  | 0 |  | 0 |  | 0 |  | 6.8547e-06 |  | 8.6138e-07 |  | 0 |  | 0 |  | 0 |  | 0.00012121 |  | #VALUE! |  | 0 |  | 2.0554e-05 |  | 0 |  | 0 |  | 0 |  | 0
| 0 |  | 0 |  | 0 |  | 0 |  | 0 |  | 0 |  | 0 |  | 6.4827e-06 |  | 6.7729e-07 |  | 0 |  | 0 |  | 0 |  | 6.4728e-05 |  | #VALUE! |  | 0 |  | 2.7757e-05 |  | 0 |  | 0 |  | 0 |  | 0
| 0 |  | 0 |  | 0 |  | 0 |  | 0 |  | 0 |  | 0 |  | 6.018e-06 |  | 6.7726e-07 |  | 0 |  | 0 |  | 0 |  | 0.00010821 |  | #VALUE! |  | 0 |  | 2.7755e-05 |  | 0 |  | 0 |  | 0 |  | 0
| 0 |  | 0 |  | 0 |  | 0 |  | 0 |  | 0 |  | 0 |  | 5.6461e-06 |  | 9.6486e-07 |  | 0 |  | 0 |  | 0 |  | 0.00018008 |  | #VALUE! |  | 0 |  | 2.3922e-05 |  | 0 |  | 0 |  | 0 |  | 0
| 0 |  | 0 |  | 0 |  | 0 |  | 0 |  | 0 |  | 0 |  | 5.2725e-06 |  | 9.6505e-07 |  | 0 |  | 0 |  | 0 |  | 0.00012901 |  | #VALUE! |  | 0 |  | 2.3927e-05 |  | 0 |  | 0 |  | 0 |  | 0
| 0 |  | 0 |  | 0 |  | 0 |  | 0 |  | 0 |  | 0 |  | 6.0054e-06 |  | 2.8138e-07 |  | 0 |  | 0 |  | 0 |  | 0.00012267 |  | #VALUE! |  | 0 |  | 1.1647e-05 |  | 0 |  | 0 |  | 0 |  | 0
| 0 |  | 0 |  | 0 |  | 0 |  | 0 |  | 0 |  | 0 |  | 6.2481e-06 |  | 2.8139e-07 |  | 0 |  | 0 |  | 0 |  | 3.7605e-05 |  | #VALUE! |  | 0 |  | 1.1648e-05 |  | 0 |  | 0 |  | 0 |  | 0
| 0 |  | 0 |  | 0 |  | 0 |  | 0 |  | 0 |  | 0 |  | 6.4405e-06 |  | 6.427e-07 |  | 0 |  | 0 |  | 0 |  | 9.305e-06 |  | #VALUE! |  | 0 |  | 4.1853e-05 |  | 0 |  | 0 |  | 0 |  | 0
| 0 |  | 0 |  | 0 |  | 0 |  | 0 |  | 0 |  | 0 |  | 6.5772e-06 |  | 6.4282e-07 |  | 0 |  | 0 |  | 0 |  | 6.4346e-05 |  | #VALUE! |  | 0 |  | 4.1861e-05 |  | 0 |  | 0 |  | 0 |  | 0
| 0 |  | 0 |  | 0 |  | 0 |  | 0 |  | 0 |  | 0 |  | 6.0063e-06 |  | 1.1538e-06 |  | 0 |  | 0 |  | 0 |  | 3.7514e-05 |  | #VALUE! |  | 0 |  | 3.302e-05 |  | 0 |  | 0 |  | 0 |  | 0
| 0 |  | 0 |  | 0 |  | 0 |  | 0 |  | 0 |  | 0 |  | 5.9253e-06 |  | 1.1538e-06 |  | 0 |  | 0 |  | 0 |  | 5.5352e-05 |  | #VALUE! |  | 0 |  | 3.3021e-05 |  | 0 |  | 0 |  | 0 |  | 0
| 0 |  | 0 |  | 0 |  | 0 |  | 0 |  | 0 |  | 0 |  | 6.0831e-06 |  | 1.1956e-07 |  | 0 |  | 0 |  | 0 |  | 0.00012396 |  | #VALUE! |  | 0 |  | 8.3455e-06 |  | 0 |  | 0 |  | 0 |  | 0
| 0 |  | 0 |  | 0 |  | 0 |  | 0 |  | 0 |  | 0 |  | 5.8736e-06 |  | 1.1958e-07 |  | 0 |  | 0 |  | 0 |  | 0.00016473 |  | #VALUE! |  | 0 |  | 8.3471e-06 |  | 0 |  | 0 |  | 0 |  | 0
| 0 |  | 0 |  | 0 |  | 0 |  | 0 |  | 0 |  | 0 |  | 5.6861e-06 |  | 5.6525e-07 |  | 0 |  | 0 |  | 0 |  | 0.00014014 |  | #VALUE! |  | 0 |  | 9.9635e-07 |  | 0 |  | 0 |  | 0 |  | 0
| 0 |  | 0 |  | 0 |  | 0 |  | 0 |  | 0 |  | 0 |  | 5.6569e-06 |  | 5.6528e-07 |  | 0 |  | 0 |  | 0 |  | 7.3088e-05 |  | #VALUE! |  | 0 |  | 9.964e-07 |  | 0 |  | 0 |  | 0 |  | 0
| 0 |  | 0 |  | 0 |  | 0 |  | 0 |  | 0 |  | 0 |  | 5.5927e-06 |  | 1.1635e-06 |  | 0 |  | 0 |  | 0 |  | 5.8087e-05 |  | #VALUE! |  | 0 |  | 3.6906e-05 |  | 0 |  | 0 |  | 0 |  | 0
| 0 |  | 0 |  | 0 |  | 0 |  | 0 |  | 0 |  | 0 |  | 5.759e-06 |  | 1.1633e-06 |  | 0 |  | 0 |  | 0 |  | -1.3121e-05 |  | #VALUE! |  | 0 |  | 3.6899e-05 |  | 0 |  | 0 |  | 0 |  | 0
| 0 |  | 0 |  | 0 |  | 0 |  | 0 |  | 0 |  | 0 |  | 6.0665e-06 |  | 9.852e-07 |  | 0 |  | 0 |  | 0 |  | -2.4237e-05 |  | #VALUE! |  | 0 |  | 2.7377e-05 |  | 0 |  | 0 |  | 0 |  | 0
| 0 |  | 0 |  | 0 |  | 0 |  | 0 |  | 0 |  | 0 |  | 6.2599e-06 |  | 9.8534e-07 |  | 0 |  | 0 |  | 0 |  | 0.00014725 |  | #VALUE! |  | 0 |  | 2.7381e-05 |  | 0 |  | 0 |  | 0 |  | 0
| 0 |  | 0 |  | 0 |  | 0 |  | 0 |  | 0 |  | 0 |  | 6.4189e-06 |  | 1.1107e-06 |  | 0 |  | 0 |  | 0 |  | 0.00011432 |  | #VALUE! |  | 0 |  | 3.4599e-05 |  | 0 |  | 0 |  | 0 |  | 0
| 0 |  | 0 |  | 0 |  | 0 |  | 0 |  | 0 |  | 0 |  | 6.5001e-06 |  | 1.1109e-06 |  | 0 |  | 0 |  | 0 |  | 3.3176e-05 |  | #VALUE! |  | 0 |  | 3.4604e-05 |  | 0 |  | 0 |  | 0 |  | 0
| 0 |  | 0 |  | 0 |  | 0 |  | 0 |  | 0 |  | 0 |  | 6.4635e-06 |  | 9.7876e-07 |  | 0 |  | 0 |  | 0 |  | 4.2562e-05 |  | #VALUE! |  | 0 |  | 2.711e-05 |  | 0 |  | 0 |  | 0 |  | 0
| 0 |  | 0 |  | 0 |  | 0 |  | 0 |  | 0 |  | 0 |  | 6.0439e-06 |  | 9.7881e-07 |  | 0 |  | 0 |  | 0 |  | 3.1422e-05 |  | #VALUE! |  | 0 |  | 2.7111e-05 |  | 0 |  | 0 |  | 0 |  | 0
| 0 |  | 0 |  | 0 |  | 0 |  | 0 |  | 0 |  | 0 |  | 5.3842e-06 |  | 1.0249e-06 |  | 0 |  | 0 |  | 0 |  | 6.5087e-05 |  | #VALUE! |  | 0 |  | 4.3072e-05 |  | 0 |  | 0 |  | 0 |  | 0
| 0 |  | 0 |  | 0 |  | 0 |  | 0 |  | 0 |  | 0 |  | 5.4027e-06 |  | 1.025e-06 |  | 0 |  | 0 |  | 0 |  | 0.00011603 |  | #VALUE! |  | 0 |  | 4.3078e-05 |  | 0 |  | 0 |  | 0 |  | 0
| 0 |  | 0 |  | 0 |  | 0 |  | 0 |  | 0 |  | 0 |  | 5.9623e-06 |  | 9.341e-07 |  | 0 |  | 0 |  | 0 |  | 5.5689e-05 |  | #VALUE! |  | 0 |  | 4.4198e-05 |  | 0 |  | 0 |  | 0 |  | 0
| 0 |  | 0 |  | 0 |  | 0 |  | 0 |  | 0 |  | 0 |  | 5.7951e-06 |  | 9.3424e-07 |  | 0 |  | 0 |  | 0 |  | 5.2405e-06 |  | #VALUE! |  | 0 |  | 4.4204e-05 |  | 0 |  | 0 |  | 0 |  | 0
| 0 |  | 0 |  | 0 |  | 0 |  | 0 |  | 0 |  | 0 |  | 5.6439e-06 |  | 6.463e-07 |  | 0 |  | 0 |  | 0 |  | 7.2028e-05 |  | #VALUE! |  | 0 |  | 3.4098e-05 |  | 0 |  | 0 |  | 0 |  | 0
| 0 |  | 0 |  | 0 |  | 0 |  | 0 |  | 0 |  | 0 |  | 5.7953e-06 |  | 6.4639e-07 |  | 0 |  | 0 |  | 0 |  | 8.474e-05 |  | #VALUE! |  | 0 |  | 3.4103e-05 |  | 0 |  | 0 |  | 0 |  | 0
| 0 |  | 0 |  | 0 |  | 0 |  | 0 |  | 0 |  | 0 |  | 5.5962e-06 |  | 0 |  | 0 |  | 0 |  | 0 |  | 8.6397e-05 |  | #VALUE! |  | 0 |  | 1.6926e-05 |  | 0 |  | 0 |  | 0 |  | 0
| 0 |  | 0 |  | 0 |  | 0 |  | 0 |  | 0 |  | 0 |  | 5.8647e-06 |  | 0 |  | 0 |  | 0 |  | 0 |  | 9.8322e-05 |  | #VALUE! |  | 0 |  | 1.6926e-05 |  | 0 |  | 0 |  | 0 |  | 0
| 0 |  | 0 |  | 0 |  | 0 |  | 0 |  | 0 |  | 0 |  | 6.1802e-06 |  | 1.1548e-06 |  | 0 |  | 0 |  | 0 |  | 0.00010862 |  | #VALUE! |  | 0 |  | 4.0722e-05 |  | 0 |  | 0 |  | 0 |  | 0
| 0 |  | 0 |  | 0 |  | 0 |  | 0 |  | 0 |  | 0 |  | 5.9176e-06 |  | 1.155e-06 |  | 0 |  | 0 |  | 0 |  | 0.00013177 |  | #VALUE! |  | 0 |  | 4.0728e-05 |  | 0 |  | 0 |  | 0 |  | 0
| 0 |  | 0 |  | 0 |  | 0 |  | 0 |  | 0 |  | 0 |  | 5.5081e-06 |  | 5.8649e-07 |  | 0 |  | 0 |  | 0 |  | 6.1151e-05 |  | #VALUE! |  | 0 |  | 2.3865e-05 |  | 0 |  | 0 |  | 0 |  | 0
| 0 |  | 0 |  | 0 |  | 0 |  | 0 |  | 0 |  | 0 |  | 5.675e-06 |  | 5.8655e-07 |  | 0 |  | 0 |  | 0 |  | 0.0001054 |  | #VALUE! |  | 0 |  | 2.3868e-05 |  | 0 |  | 0 |  | 0 |  | 0
| 0 |  | 0 |  | 0 |  | 0 |  | 0 |  | 0 |  | 0 |  | 5.4623e-06 |  | 1.1621e-06 |  | 0 |  | 0 |  | 0 |  | 0.0001474 |  | #VALUE! |  | 0 |  | 3.048e-05 |  | 0 |  | 0 |  | 0 |  | 0
| 0 |  | 0 |  | 0 |  | 0 |  | 0 |  | 0 |  | 0 |  | 5.4216e-06 |  | 1.1623e-06 |  | 0 |  | 0 |  | 0 |  | 1.5709e-05 |  | #VALUE! |  | 0 |  | 3.0484e-05 |  | 0 |  | 0 |  | 0 |  | 0
| 0 |  | 0 |  | 0 |  | 0 |  | 0 |  | 0 |  | 0 |  | 5.2223e-06 |  | 1.1649e-06 |  | 0 |  | 0 |  | 0 |  | -6.9004e-06 |  | #VALUE! |  | 0 |  | 3.071e-05 |  | 0 |  | 0 |  | 0 |  | 0
| 0 |  | 0 |  | 0 |  | 0 |  | 0 |  | 0 |  | 0 |  | 5.0827e-06 |  | 1.1651e-06 |  | 0 |  | 0 |  | 0 |  | 9.7247e-07 |  | #VALUE! |  | 0 |  | 3.0716e-05 |  | 0 |  | 0 |  | 0 |  | 0
| 0 |  | 0 |  | 0 |  | 0 |  | 0 |  | 0 |  | 0 |  | 5.4569e-06 |  | 4.9377e-07 |  | 0 |  | 0 |  | 0 |  | 4.7279e-05 |  | #VALUE! |  | 0 |  | 3.2558e-05 |  | 0 |  | 0 |  | 0 |  | 0
| 0 |  | 0 |  | 0 |  | 0 |  | 0 |  | 0 |  | 0 |  | 5.4511e-06 |  | 4.9384e-07 |  | 0 |  | 0 |  | 0 |  | 9.0911e-05 |  | #VALUE! |  | 0 |  | 3.2562e-05 |  | 0 |  | 0 |  | 0 |  | 0
| 0 |  | 0 |  | 0 |  | 0 |  | 0 |  | 0 |  | 0 |  | 5.4861e-06 |  | 9.3133e-07 |  | 0 |  | 0 |  | 0 |  | 5.6771e-05 |  | #VALUE! |  | 0 |  | 3.5727e-05 |  | 0 |  | 0 |  | 0 |  | 0
| 0 |  | 0 |  | 0 |  | 0 |  | 0 |  | 0 |  | 0 |  | 5.5151e-06 |  | 9.3129e-07 |  | 0 |  | 0 |  | 0 |  | 9.8216e-05 |  | #VALUE! |  | 0 |  | 3.5726e-05 |  | 0 |  | 0 |  | 0 |  | 0
| 0 |  | 0 |  | 0 |  | 0 |  | 0 |  | 0 |  | 0 |  | 5.6674e-06 |  | 5.8591e-07 |  | 0 |  | 0 |  | 0 |  | 7.2334e-05 |  | #VALUE! |  | 0 |  | 5.0353e-05 |  | 0 |  | 0 |  | 0 |  | 0
| 0 |  | 0 |  | 0 |  | 0 |  | 0 |  | 0 |  | 0 |  | 5.923e-06 |  | 5.8579e-07 |  | 0 |  | 0 |  | 0 |  | 3.9609e-06 |  | #VALUE! |  | 0 |  | 5.0344e-05 |  | 0 |  | 0 |  | 0 |  | 0
| 0 |  | 0 |  | 0 |  | 0 |  | 0 |  | 0 |  | 0 |  | 5.4135e-06 |  | 6.6042e-07 |  | 0 |  | 0 |  | 0 |  | 2.6417e-05 |  | #VALUE! |  | 0 |  | 5.5703e-05 |  | 0 |  | 0 |  | 0 |  | 0
| 0 |  | 0 |  | 0 |  | 0 |  | 0 |  | 0 |  | 0 |  | 5.4916e-06 |  | 6.6036e-07 |  | 0 |  | 0 |  | 0 |  | 7.4243e-05 |  | #VALUE! |  | 0 |  | 5.5697e-05 |  | 0 |  | 0 |  | 0 |  | 0
| 0 |  | 0 |  | 0 |  | 0 |  | 0 |  | 0 |  | 0 |  | 5.8837e-06 |  | 4.4464e-07 |  | 0 |  | 0 |  | 0 |  | 0.00015068 |  | #VALUE! |  | 0 |  | 1.8911e-05 |  | 0 |  | 0 |  | 0 |  | 0
| 0 |  | 0 |  | 0 |  | 0 |  | 0 |  | 0 |  | 0 |  | 5.5138e-06 |  | 4.4459e-07 |  | 0 |  | 0 |  | 0 |  | 0.00010145 |  | #VALUE! |  | 0 |  | 1.8909e-05 |  | 0 |  | 0 |  | 0 |  | 0
| 0 |  | 0 |  | 0 |  | 0 |  | 0 |  | 0 |  | 0 |  | 5.4785e-06 |  | 9.9777e-07 |  | 0 |  | 0 |  | 0 |  | 6.7116e-05 |  | #VALUE! |  | 0 |  | 1.5408e-05 |  | 0 |  | 0 |  | 0 |  | 0
| 0 |  | 0 |  | 0 |  | 0 |  | 0 |  | 0 |  | 0 |  | 5.4486e-06 |  | 9.9786e-07 |  | 0 |  | 0 |  | 0 |  | 0.00011001 |  | #VALUE! |  | 0 |  | 1.5409e-05 |  | 0 |  | 0 |  | 0 |  | 0
| 0 |  | 0 |  | 0 |  | 0 |  | 0 |  | 0 |  | 0 |  | 5.7923e-06 |  | 4.7531e-07 |  | 0 |  | 0 |  | 0 |  | 7.7542e-05 |  | #VALUE! |  | 0 |  | 3.8409e-05 |  | 0 |  | 0 |  | 0 |  | 0
| 0 |  | 0 |  | 0 |  | 0 |  | 0 |  | 0 |  | 0 |  | 6.122e-06 |  | 4.7536e-07 |  | 0 |  | 0 |  | 0 |  | 0.00010596 |  | #VALUE! |  | 0 |  | 3.8412e-05 |  | 0 |  | 0 |  | 0 |  | 0
| 0 |  | 0 |  | 0 |  | 0 |  | 0 |  | 0 |  | 0 |  | 6.105e-06 |  | 1.3469e-06 |  | 0 |  | 0 |  | 0 |  | 5.4256e-05 |  | #VALUE! |  | 0 |  | 4.3477e-05 |  | 0 |  | 0 |  | 0 |  | 0
| 0 |  | 0 |  | 0 |  | 0 |  | 0 |  | 0 |  | 0 |  | 5.7332e-06 |  | 1.3471e-06 |  | 0 |  | 0 |  | 0 |  | 2.2865e-05 |  | #VALUE! |  | 0 |  | 4.3483e-05 |  | 0 |  | 0 |  | 0 |  | 0
| 0 |  | 0 |  | 0 |  | 0 |  | 0 |  | 0 |  | 0 |  | 5.7669e-06 |  | 9.1787e-07 |  | 0 |  | 0 |  | 0 |  | 4.2359e-05 |  | #VALUE! |  | 0 |  | 2.6916e-05 |  | 0 |  | 0 |  | 0 |  | 0
| 0 |  | 0 |  | 0 |  | 0 |  | 0 |  | 0 |  | 0 |  | 6.2227e-06 |  | 9.1795e-07 |  | 0 |  | 0 |  | 0 |  | 6.9446e-05 |  | #VALUE! |  | 0 |  | 2.6918e-05 |  | 0 |  | 0 |  | 0 |  | 0
| 0 |  | 0 |  | 0 |  | 0 |  | 0 |  | 0 |  | 0 |  | 6.257e-06 |  | 4.1607e-07 |  | 0 |  | 0 |  | 0 |  | 0.00011595 |  | #VALUE! |  | 0 |  | 2.8977e-05 |  | 0 |  | 0 |  | 0 |  | 0
| 0 |  | 0 |  | 0 |  | 0 |  | 0 |  | 0 |  | 0 |  | 5.962e-06 |  | 4.1613e-07 |  | 0 |  | 0 |  | 0 |  | 8.7399e-05 |  | #VALUE! |  | 0 |  | 2.8981e-05 |  | 0 |  | 0 |  | 0 |  | 0
| 0 |  | 0 |  | 0 |  | 0 |  | 0 |  | 0 |  | 0 |  | 5.8521e-06 |  | 8.5525e-07 |  | 0 |  | 0 |  | 0 |  | 3.791e-05 |  | #VALUE! |  | 0 |  | 3.21e-05 |  | 0 |  | 0 |  | 0 |  | 0
| 0 |  | 0 |  | 0 |  | 0 |  | 0 |  | 0 |  | 0 |  | 5.96e-06 |  | 8.5537e-07 |  | 0 |  | 0 |  | 0 |  | 3.8852e-05 |  | #VALUE! |  | 0 |  | 3.2105e-05 |  | 0 |  | 0 |  | 0 |  | 0
| 0 |  | 0 |  | 0 |  | 0 |  | 0 |  | 0 |  | 0 |  | 5.7918e-06 |  | 1.0511e-06 |  | 0 |  | 0 |  | 0 |  | 7.1062e-05 |  | #VALUE! |  | 0 |  | 3.0724e-05 |  | 0 |  | 0 |  | 0 |  | 0
| 0 |  | 0 |  | 0 |  | 0 |  | 0 |  | 0 |  | 0 |  | 5.963e-06 |  | 1.0513e-06 |  | 0 |  | 0 |  | 0 |  | 7.0048e-05 |  | #VALUE! |  | 0 |  | 3.073e-05 |  | 0 |  | 0 |  | 0 |  | 0
| 0 |  | 0 |  | 0 |  | 0 |  | 0 |  | 0 |  | 0 |  | 6.051e-06 |  | 1.0274e-06 |  | 0 |  | 0 |  | 0 |  | 2.1693e-05 |  | #VALUE! |  | 0 |  | 2.6744e-05 |  | 0 |  | 0 |  | 0 |  | 0
| 0 |  | 0 |  | 0 |  | 0 |  | 0 |  | 0 |  | 0 |  | 6.3954e-06 |  | 1.0275e-06 |  | 0 |  | 0 |  | 0 |  | 2.844e-05 |  | #VALUE! |  | 0 |  | 2.6748e-05 |  | 0 |  | 0 |  | 0 |  | 0
| 0 |  | 0 |  | 0 |  | 0 |  | 0 |  | 0 |  | 0 |  | 6.2087e-06 |  | 4.3521e-07 |  | 0 |  | 0 |  | 0 |  | 0.00012705 |  | #VALUE! |  | 0 |  | 2.3608e-05 |  | 0 |  | 0 |  | 0 |  | 0
| 0 |  | 0 |  | 0 |  | 0 |  | 0 |  | 0 |  | 0 |  | 5.7394e-06 |  | 4.3527e-07 |  | 0 |  | 0 |  | 0 |  | 0.00013758 |  | #VALUE! |  | 0 |  | 2.3611e-05 |  | 0 |  | 0 |  | 0 |  | 0
| 0 |  | 0 |  | 0 |  | 0 |  | 0 |  | 0 |  | 0 |  | 5.5349e-06 |  | 8.0948e-07 |  | 0 |  | 0 |  | 0 |  | 0.00015305 |  | #VALUE! |  | 0 |  | 2.222e-05 |  | 0 |  | 0 |  | 0 |  | 0
| 0 |  | 0 |  | 0 |  | 0 |  | 0 |  | 0 |  | 0 |  | 5.5569e-06 |  | 8.096e-07 |  | 0 |  | 0 |  | 0 |  | 0.00016913 |  | #VALUE! |  | 0 |  | 2.2223e-05 |  | 0 |  | 0 |  | 0 |  | 0
| 0 |  | 0 |  | 0 |  | 0 |  | 0 |  | 0 |  | 0 |  | 5.9169e-06 |  | 6.7001e-07 |  | 0 |  | 0 |  | 0 |  | 9.3338e-05 |  | #VALUE! |  | 0 |  | 2.5148e-05 |  | 0 |  | 0 |  | 0 |  | 0
| 0 |  | 0 |  | 0 |  | 0 |  | 0 |  | 0 |  | 0 |  | 5.864e-06 |  | 6.7007e-07 |  | 0 |  | 0 |  | 0 |  | 1.7576e-05 |  | #VALUE! |  | 0 |  | 2.515e-05 |  | 0 |  | 0 |  | 0 |  | 0
| 0 |  | 0 |  | 0 |  | 0 |  | 0 |  | 0 |  | 0 |  | 5.939e-06 |  | 9.2269e-07 |  | 0 |  | 0 |  | 0 |  | 4.2739e-05 |  | #VALUE! |  | 0 |  | 1.9946e-05 |  | 0 |  | 0 |  | 0 |  | 0
| 0 |  | 0 |  | 0 |  | 0 |  | 0 |  | 0 |  | 0 |  | 5.8428e-06 |  | 9.2282e-07 |  | 0 |  | 0 |  | 0 |  | 6.9774e-05 |  | #VALUE! |  | 0 |  | 1.9949e-05 |  | 0 |  | 0 |  | 0 |  | 0
| 0 |  | 0 |  | 0 |  | 0 |  | 0 |  | 0 |  | 0 |  | 6.1584e-06 |  | 5.691e-07 |  | 0 |  | 0 |  | 0 |  | 0.00013934 |  | #VALUE! |  | 0 |  | 4.2721e-05 |  | 0 |  | 0 |  | 0 |  | 0
| 0 |  | 0 |  | 0 |  | 0 |  | 0 |  | 0 |  | 0 |  | 6.2974e-06 |  | 5.6918e-07 |  | 0 |  | 0 |  | 0 |  | 0.00013511 |  | #VALUE! |  | 0 |  | 4.2727e-05 |  | 0 |  | 0 |  | 0 |  | 0
| 0 |  | 0 |  | 0 |  | 0 |  | 0 |  | 0 |  | 0 |  | 5.9487e-06 |  | 2.3667e-07 |  | 0 |  | 0 |  | 0 |  | 9.099e-05 |  | #VALUE! |  | 0 |  | 1.4115e-05 |  | 0 |  | 0 |  | 0 |  | 0
| 0 |  | 0 |  | 0 |  | 0 |  | 0 |  | 0 |  | 0 |  | 6.0466e-06 |  | 2.3669e-07 |  | 0 |  | 0 |  | 0 |  | 5.8184e-05 |  | #VALUE! |  | 0 |  | 1.4117e-05 |  | 0 |  | 0 |  | 0 |  | 0
| 0 |  | 0 |  | 0 |  | 0 |  | 0 |  | 0 |  | 0 |  | 6.7746e-06 |  | 8.4648e-07 |  | 0 |  | 0 |  | 0 |  | 5.1226e-05 |  | #VALUE! |  | 0 |  | 5.3796e-06 |  | 0 |  | 0 |  | 0 |  | 0
| 0 |  | 0 |  | 0 |  | 0 |  | 0 |  | 0 |  | 0 |  | 6.7734e-06 |  | 8.4664e-07 |  | 0 |  | 0 |  | 0 |  | 0.00014006 |  | #VALUE! |  | 0 |  | 5.3807e-06 |  | 0 |  | 0 |  | 0 |  | 0
| 0 |  | 0 |  | 0 |  | 0 |  | 0 |  | 0 |  | 0 |  | 6.1102e-06 |  | 5.995e-07 |  | 0 |  | 0 |  | 0 |  | 0.00010668 |  | #VALUE! |  | 0 |  | 3.2599e-05 |  | 0 |  | 0 |  | 0 |  | 0
| 0 |  | 0 |  | 0 |  | 0 |  | 0 |  | 0 |  | 0 |  | 5.5772e-06 |  | 5.9959e-07 |  | 0 |  | 0 |  | 0 |  | 6.6938e-05 |  | #VALUE! |  | 0 |  | 3.2603e-05 |  | 0 |  | 0 |  | 0 |  | 0
| 0 |  | 0 |  | 0 |  | 0 |  | 0 |  | 0 |  | 0 |  | 5.691e-06 |  | 1.8197e-06 |  | 0 |  | 0 |  | 0 |  | 3.9257e-05 |  | #VALUE! |  | 0 |  | 3.5307e-05 |  | 0 |  | 0 |  | 0 |  | 0
| 0 |  | 0 |  | 0 |  | 0 |  | 0 |  | 0 |  | 0 |  | 6.3086e-06 |  | 1.8199e-06 |  | 0 |  | 0 |  | 0 |  | 5.0016e-05 |  | #VALUE! |  | 0 |  | 3.531e-05 |  | 0 |  | 0 |  | 0 |  | 0
| 0 |  | 0 |  | 0 |  | 0 |  | 0 |  | 0 |  | 0 |  | 6.0314e-06 |  | 7.0055e-07 |  | 0 |  | 0 |  | 0 |  | 4.1687e-05 |  | #VALUE! |  | 0 |  | 2.9348e-05 |  | 0 |  | 0 |  | 0 |  | 0
| 0 |  | 0 |  | 0 |  | 0 |  | 0 |  | 0 |  | 0 |  | 5.8875e-06 |  | 7.0062e-07 |  | 0 |  | 0 |  | 0 |  | 1.4189e-05 |  | #VALUE! |  | 0 |  | 2.9351e-05 |  | 0 |  | 0 |  | 0 |  | 0
| 0 |  | 0 |  | 0 |  | 0 |  | 0 |  | 0 |  | 0 |  | 5.8782e-06 |  | 7.5831e-07 |  | 0 |  | 0 |  | 0 |  | -1.9342e-05 |  | #VALUE! |  | 0 |  | 1.8357e-05 |  | 0 |  | 0 |  | 0 |  | 0
| 0 |  | 0 |  | 0 |  | 0 |  | 0 |  | 0 |  | 0 |  | 5.5229e-06 |  | 7.5846e-07 |  | 0 |  | 0 |  | 0 |  | -2.1023e-06 |  | #VALUE! |  | 0 |  | 1.836e-05 |  | 0 |  | 0 |  | 0 |  | 0
| 0 |  | 0 |  | 0 |  | 0 |  | 0 |  | 0 |  | 0 |  | 5.5644e-06 |  | 1.5328e-06 |  | 0 |  | 0 |  | 0 |  | 4.051e-05 |  | #VALUE! |  | 0 |  | 2.3495e-05 |  | 0 |  | 0 |  | 0 |  | 0
| 0 |  | 0 |  | 0 |  | 0 |  | 0 |  | 0 |  | 0 |  | 6.3349e-06 |  | 1.5329e-06 |  | 0 |  | 0 |  | 0 |  | -1.3968e-05 |  | #VALUE! |  | 0 |  | 2.3497e-05 |  | 0 |  | 0 |  | 0 |  | 0
| 0 |  | 0 |  | 0 |  | 0 |  | 0 |  | 0 |  | 0 |  | 6.0536e-06 |  | 7.0535e-07 |  | 0 |  | 0 |  | 0 |  | 6.5197e-05 |  | #VALUE! |  | 0 |  | 1.882e-05 |  | 0 |  | 0 |  | 0 |  | 0
| 0 |  | 0 |  | 0 |  | 0 |  | 0 |  | 0 |  | 0 |  | 5.6058e-06 |  | 7.0542e-07 |  | 0 |  | 0 |  | 0 |  | 0.0001421 |  | #VALUE! |  | 0 |  | 1.8822e-05 |  | 0 |  | 0 |  | 0 |  | 0
| 0 |  | 0 |  | 0 |  | 0 |  | 0 |  | 0 |  | 0 |  | 5.8366e-06 |  | 7.1181e-07 |  | 0 |  | 0 |  | 0 |  | 0.00010619 |  | #VALUE! |  | 0 |  | 2.523e-05 |  | 0 |  | 0 |  | 0 |  | 0
| 0 |  | 0 |  | 0 |  | 0 |  | 0 |  | 0 |  | 0 |  | 5.9024e-06 |  | 7.1191e-07 |  | 0 |  | 0 |  | 0 |  | 9.7461e-05 |  | #VALUE! |  | 0 |  | 2.5233e-05 |  | 0 |  | 0 |  | 0 |  | 0
| 0 |  | 0 |  | 0 |  | 0 |  | 0 |  | 0 |  | 0 |  | 5.8525e-06 |  | 6.7759e-07 |  | 0 |  | 0 |  | 0 |  | 7.9934e-05 |  | #VALUE! |  | 0 |  | 2.1684e-05 |  | 0 |  | 0 |  | 0 |  | 0
| 0 |  | 0 |  | 0 |  | 0 |  | 0 |  | 0 |  | 0 |  | 5.8378e-06 |  | 6.7772e-07 |  | 0 |  | 0 |  | 0 |  | 0.00012376 |  | #VALUE! |  | 0 |  | 2.1688e-05 |  | 0 |  | 0 |  | 0 |  | 0
| 0 |  | 0 |  | 0 |  | 0 |  | 0 |  | 0 |  | 0 |  | 5.8263e-06 |  | 1.2811e-06 |  | 0 |  | 0 |  | 0 |  | 0.00012302 |  | #VALUE! |  | 0 |  | 3.5379e-05 |  | 0 |  | 0 |  | 0 |  | 0
| 0 |  | 0 |  | 0 |  | 0 |  | 0 |  | 0 |  | 0 |  | 5.5642e-06 |  | 1.2813e-06 |  | 0 |  | 0 |  | 0 |  | 0.00011257 |  | #VALUE! |  | 0 |  | 3.5384e-05 |  | 0 |  | 0 |  | 0 |  | 0
| 0 |  | 0 |  | 0 |  | 0 |  | 0 |  | 0 |  | 0 |  | 5.2866e-06 |  | 6.4629e-07 |  | 0 |  | 0 |  | 0 |  | 0.00019169 |  | #VALUE! |  | 0 |  | 2.5011e-05 |  | 0 |  | 0 |  | 0 |  | 0
| 0 |  | 0 |  | 0 |  | 0 |  | 0 |  | 0 |  | 0 |  | 5.4777e-06 |  | 6.4635e-07 |  | 0 |  | 0 |  | 0 |  | 0.00015433 |  | #VALUE! |  | 0 |  | 2.5013e-05 |  | 0 |  | 0 |  | 0 |  | 0
| 0 |  | 0 |  | 0 |  | 0 |  | 0 |  | 0 |  | 0 |  | 5.6354e-06 |  | 1.1801e-06 |  | 0 |  | 0 |  | 0 |  | 0.00012382 |  | #VALUE! |  | 0 |  | 1.7103e-05 |  | 0 |  | 0 |  | 0 |  | 0
| 0 |  | 0 |  | 0 |  | 0 |  | 0 |  | 0 |  | 0 |  | 5.2325e-06 |  | 1.1803e-06 |  | 0 |  | 0 |  | 0 |  | 0.0001496 |  | #VALUE! |  | 0 |  | 1.7105e-05 |  | 0 |  | 0 |  | 0 |  | 0
| 0 |  | 0 |  | 0 |  | 0 |  | 0 |  | 0 |  | 0 |  | 5.5161e-06 |  | 6.5999e-07 |  | 0 |  | 0 |  | 0 |  | 0.00011845 |  | #VALUE! |  | 0 |  | 2.9452e-05 |  | 0 |  | 0 |  | 0 |  | 0
| 0 |  | 0 |  | 0 |  | 0 |  | 0 |  | 0 |  | 0 |  | 5.7186e-06 |  | 6.6008e-07 |  | 0 |  | 0 |  | 0 |  | 9.5707e-05 |  | #VALUE! |  | 0 |  | 2.9456e-05 |  | 0 |  | 0 |  | 0 |  | 0
| 0 |  | 0 |  | 0 |  | 0 |  | 0 |  | 0 |  | 0 |  | 5.8813e-06 |  | 9.5643e-07 |  | 0 |  | 0 |  | 0 |  | 0.00014256 |  | #VALUE! |  | 0 |  | 1.523e-05 |  | 0 |  | 0 |  | 0 |  | 0
| 0 |  | 0 |  | 0 |  | 0 |  | 0 |  | 0 |  | 0 |  | 5.9533e-06 |  | 9.5657e-07 |  | 0 |  | 0 |  | 0 |  | 0.00016864 |  | #VALUE! |  | 0 |  | 1.5232e-05 |  | 0 |  | 0 |  | 0 |  | 0
| 0 |  | 0 |  | 0 |  | 0 |  | 0 |  | 0 |  | 0 |  | 5.5975e-06 |  | 6.6292e-07 |  | 0 |  | 0 |  | 0 |  | 8.6452e-05 |  | #VALUE! |  | 0 |  | 2.6666e-05 |  | 0 |  | 0 |  | 0 |  | 0
| 0 |  | 0 |  | 0 |  | 0 |  | 0 |  | 0 |  | 0 |  | 5.5326e-06 |  | 6.6302e-07 |  | 0 |  | 0 |  | 0 |  | 2.4406e-05 |  | #VALUE! |  | 0 |  | 2.667e-05 |  | 0 |  | 0 |  | 0 |  | 0
| 0 |  | 0 |  | 0 |  | 0 |  | 0 |  | 0 |  | 0 |  | 5.5555e-06 |  | 6.912e-07 |  | 0 |  | 0 |  | 0 |  | 6.7045e-05 |  | #VALUE! |  | 0 |  | 3.6966e-05 |  | 0 |  | 0 |  | 0 |  | 0
| 0 |  | 0 |  | 0 |  | 0 |  | 0 |  | 0 |  | 0 |  | 5.8348e-06 |  | 6.913e-07 |  | 0 |  | 0 |  | 0 |  | 0.00011822 |  | #VALUE! |  | 0 |  | 3.6971e-05 |  | 0 |  | 0 |  | 0 |  | 0
| 0 |  | 0 |  | 0 |  | 0 |  | 0 |  | 0 |  | 0 |  | 6.2017e-06 |  | 1.3158e-06 |  | 0 |  | 0 |  | 0 |  | 0.0001298 |  | #VALUE! |  | 0 |  | 2.096e-05 |  | 0 |  | 0 |  | 0 |  | 0
| 0 |  | 0 |  | 0 |  | 0 |  | 0 |  | 0 |  | 0 |  | 5.733e-06 |  | 1.3159e-06 |  | 0 |  | 0 |  | 0 |  | 6.7819e-05 |  | #VALUE! |  | 0 |  | 2.0961e-05 |  | 0 |  | 0 |  | 0 |  | 0
| 0 |  | 0 |  | 0 |  | 0 |  | 0 |  | 0 |  | 0 |  | 4.9736e-06 |  | 8.0083e-07 |  | 0 |  | 0 |  | 0 |  | 4.9323e-05 |  | #VALUE! |  | 0 |  | 1.3605e-05 |  | 0 |  | 0 |  | 0 |  | 0
| 0 |  | 0 |  | 0 |  | 0 |  | 0 |  | 0 |  | 0 |  | 5.147e-06 |  | 8.0071e-07 |  | 0 |  | 0 |  | 0 |  | 0.00012224 |  | #VALUE! |  | 0 |  | 1.3603e-05 |  | 0 |  | 0 |  | 0 |  | 0
| 0 |  | 0 |  | 0 |  | 0 |  | 0 |  | 0 |  | 0 |  | 5.5421e-06 |  | 6.6205e-07 |  | 0 |  | 0 |  | 0 |  | 7.2489e-05 |  | #VALUE! |  | 0 |  | 3.2998e-05 |  | 0 |  | 0 |  | 0 |  | 0
| 0 |  | 0 |  | 0 |  | 0 |  | 0 |  | 0 |  | 0 |  | 5.6525e-06 |  | 6.6214e-07 |  | 0 |  | 0 |  | 0 |  | 9.1026e-05 |  | #VALUE! |  | 0 |  | 3.3003e-05 |  | 0 |  | 0 |  | 0 |  | 0
| 0 |  | 0 |  | 0 |  | 0 |  | 0 |  | 0 |  | 0 |  | 5.7218e-06 |  | 9.0843e-07 |  | 0 |  | 0 |  | 0 |  | 0.00017527 |  | #VALUE! |  | 0 |  | 4.2046e-05 |  | 0 |  | 0 |  | 0 |  | 0
| 0 |  | 0 |  | 0 |  | 0 |  | 0 |  | 0 |  | 0 |  | 5.4621e-06 |  | 9.0852e-07 |  | 0 |  | 0 |  | 0 |  | 7.0619e-05 |  | #VALUE! |  | 0 |  | 4.205e-05 |  | 0 |  | 0 |  | 0 |  | 0
| 0 |  | 0 |  | 0 |  | 0 |  | 0 |  | 0 |  | 0 |  | 5.688e-06 |  | 9.6461e-07 |  | 0 |  | 0 |  | 0 |  | -1.6296e-05 |  | #VALUE! |  | 0 |  | 1.9867e-05 |  | 0 |  | 0 |  | 0 |  | 0
| 0 |  | 0 |  | 0 |  | 0 |  | 0 |  | 0 |  | 0 |  | 5.8962e-06 |  | 9.6479e-07 |  | 0 |  | 0 |  | 0 |  | -2.8451e-05 |  | #VALUE! |  | 0 |  | 1.987e-05 |  | 0 |  | 0 |  | 0 |  | 0
| 0 |  | 0 |  | 0 |  | 0 |  | 0 |  | 0 |  | 0 |  | 6.104e-06 |  | 8.7289e-07 |  | 0 |  | 0 |  | 0 |  | 2.1651e-05 |  | #VALUE! |  | 0 |  | 1.3538e-05 |  | 0 |  | 0 |  | 0 |  | 0
| 0 |  | 0 |  | 0 |  | 0 |  | 0 |  | 0 |  | 0 |  | 6.5125e-06 |  | 8.7302e-07 |  | 0 |  | 0 |  | 0 |  | 0.00011689 |  | #VALUE! |  | 0 |  | 1.354e-05 |  | 0 |  | 0 |  | 0 |  | 0
| 0 |  | 0 |  | 0 |  | 0 |  | 0 |  | 0 |  | 0 |  | 6.2349e-06 |  | 1.0563e-06 |  | 0 |  | 0 |  | 0 |  | 6.7646e-05 |  | #VALUE! |  | 0 |  | 4.628e-05 |  | 0 |  | 0 |  | 0 |  | 0
| 0 |  | 0 |  | 0 |  | 0 |  | 0 |  | 0 |  | 0 |  | 6.0547e-06 |  | 1.0563e-06 |  | 0 |  | 0 |  | 0 |  | -1.4432e-05 |  | #VALUE! |  | 0 |  | 4.6278e-05 |  | 0 |  | 0 |  | 0 |  | 0
| 0 |  | 0 |  | 0 |  | 0 |  | 0 |  | 0 |  | 0 |  | 6.2197e-06 |  | 2.3139e-07 |  | 0 |  | 0 |  | 0 |  | 7.0255e-05 |  | #VALUE! |  | 0 |  | 3.3309e-05 |  | 0 |  | 0 |  | 0 |  | 0
| 0 |  | 0 |  | 0 |  | 0 |  | 0 |  | 0 |  | 0 |  | 6.1205e-06 |  | 2.3141e-07 |  | 0 |  | 0 |  | 0 |  | 8.4355e-05 |  | #VALUE! |  | 0 |  | 3.3312e-05 |  | 0 |  | 0 |  | 0 |  | 0
| 0 |  | 0 |  | 0 |  | 0 |  | 0 |  | 0 |  | 0 |  | 6.118e-06 |  | 1.2074e-06 |  | 0 |  | 0 |  | 0 |  | 3.0477e-05 |  | #VALUE! |  | 0 |  | 2.9707e-05 |  | 0 |  | 0 |  | 0 |  | 0
| 0 |  | 0 |  | 0 |  | 0 |  | 0 |  | 0 |  | 0 |  | 6.1418e-06 |  | 1.2075e-06 |  | 0 |  | 0 |  | 0 |  | 0.00013858 |  | #VALUE! |  | 0 |  | 2.971e-05 |  | 0 |  | 0 |  | 0 |  | 0
| 0 |  | 0 |  | 0 |  | 0 |  | 0 |  | 0 |  | 0 |  | 5.7273e-06 |  | 2.8792e-06 |  | 0 |  | 0 |  | 0 |  | 0.00018231 |  | #VALUE! |  | 0 |  | 5.5738e-05 |  | 0 |  | 0 |  | 0 |  | 0
| 0 |  | 0 |  | 0 |  | 0 |  | 0 |  | 0 |  | 0 |  | 5.5845e-06 |  | 2.8796e-06 |  | 0 |  | 0 |  | 0 |  | 0.00012883 |  | #VALUE! |  | 0 |  | 5.5745e-05 |  | 0 |  | 0 |  | 0 |  | 0
| 0 |  | 0 |  | 0 |  | 0 |  | 0 |  | 0 |  | 0 |  | 5.376e-06 |  | 7.391e-07 |  | 0 |  | 0 |  | 0 |  | 8.7402e-05 |  | #VALUE! |  | 0 |  | 2.9578e-05 |  | 0 |  | 0 |  | 0 |  | 0
| 0 |  | 0 |  | 0 |  | 0 |  | 0 |  | 0 |  | 0 |  | 5.7467e-06 |  | 7.3913e-07 |  | 0 |  | 0 |  | 0 |  | 0.00010966 |  | #VALUE! |  | 0 |  | 2.958e-05 |  | 0 |  | 0 |  | 0 |  | 0
| 0 |  | 0 |  | 0 |  | 0 |  | 0 |  | 0 |  | 0 |  | 6.1013e-06 |  | 7.5613e-07 |  | 0 |  | 0 |  | 0 |  | 8.3381e-05 |  | #VALUE! |  | 0 |  | 3.6231e-05 |  | 0 |  | 0 |  | 0 |  | 0
| 0 |  | 0 |  | 0 |  | 0 |  | 0 |  | 0 |  | 0 |  | 0.0012427 |  | 7.562e-07 |  | 0 |  | 0 |  | 0 |  | -4.1829e-06 |  | #VALUE! |  | 0 |  | 3.6234e-05 |  | 0 |  | 0 |  | 0 |  | 0
| 0 |  | 0 |  | 0 |  | 0 |  | 0 |  | 0 |  | 0 |  | 0.0059009 |  | 1.0015e-06 |  | 0 |  | 0 |  | 0 |  | 3.8419e-05 |  | #VALUE! |  | 0 |  | 3.7354e-05 |  | 0 |  | 0 |  | 0 |  | 0
| 0 |  | 0 |  | 0 |  | 0 |  | 0 |  | 0 |  | 0 |  | 0.0060673 |  | 1.0017e-06 |  | 0 |  | 0 |  | 0 |  | 8.0618e-05 |  | #VALUE! |  | 0 |  | 3.7359e-05 |  | 0 |  | 0 |  | 0 |  | 0
| 0 |  | 0 |  | 0 |  | 0 |  | 0 |  | 0 |  | 0 |  | 0.0058958 |  | 9.3081e-07 |  | 0 |  | 0 |  | 0 |  | 1.4765e-05 |  | #VALUE! |  | 0 |  | 4.586e-05 |  | 0 |  | 0 |  | 0 |  | 0
| 0 |  | 0 |  | 0 |  | 0 |  | 0 |  | 0 |  | 0 |  | 0.005823 |  | 9.3077e-07 |  | 0 |  | 0 |  | 0 |  | 8.4696e-05 |  | #VALUE! |  | 0 |  | 4.5858e-05 |  | 0 |  | 0 |  | 0 |  | 0
| 0 |  | 0 |  | 0 |  | 0 |  | 0 |  | 0 |  | 0 |  | 0.0059007 |  | 1.0701e-06 |  | 0 |  | 0 |  | 0 |  | 0.00011891 |  | #VALUE! |  | 0 |  | 4.9056e-05 |  | 0 |  | 0 |  | 0 |  | 0
| 0 |  | 0 |  | 0 |  | 0 |  | 0 |  | 0 |  | 0 |  | 0.0057131 |  | 1.0702e-06 |  | 0 |  | 0 |  | 0 |  | 4.5903e-05 |  | #VALUE! |  | 0 |  | 4.9063e-05 |  | 0 |  | 0 |  | 0 |  | 0
| 0 |  | 0 |  | 0 |  | 0 |  | 0 |  | 0 |  | 0 |  | 0.0050614 |  | 1.1017e-06 |  | 0 |  | 0 |  | 0 |  | 0.00010192 |  | #VALUE! |  | 0 |  | 4.5929e-05 |  | 0 |  | 0 |  | 0 |  | 0
| 0 |  | 0 |  | 0 |  | 0 |  | 0 |  | 0 |  | 0 |  | 0.0047248 |  | 1.1017e-06 |  | 0 |  | 0 |  | 0 |  | 0.00011282 |  | #VALUE! |  | 0 |  | 4.5929e-05 |  | 0 |  | 0 |  | 0 |  | 0
| 0 |  | 0 |  | 0 |  | 0 |  | 0 |  | 0 |  | 0 |  | 0.0042226 |  | 4.1813e-07 |  | 0 |  | 0 |  | 0 |  | 0.00010984 |  | #VALUE! |  | 0 |  | 3.5231e-05 |  | 0 |  | 0 |  | 0 |  | 0
| 0 |  | 0 |  | 0 |  | 0 |  | 0 |  | 0 |  | 0 |  | 0.0043315 |  | 4.1819e-07 |  | 0 |  | 0 |  | 0 |  | 0.00011128 |  | #VALUE! |  | 0 |  | 3.5236e-05 |  | 0 |  | 0 |  | 0 |  | 0
| 0 |  | 0 |  | 0 |  | 0 |  | 0 |  | 0 |  | 0 |  | 0.0043269 |  | 1.4888e-06 |  | 0 |  | 0 |  | 0 |  | 0.00011011 |  | #VALUE! |  | 0 |  | 4.0912e-05 |  | 0 |  | 0 |  | 0 |  | 0
| 0 |  | 0 |  | 0 |  | 0 |  | 0 |  | 0 |  | 0 |  | 0.0041366 |  | 1.4888e-06 |  | 0 |  | 0 |  | 0 |  | 0.00011283 |  | #VALUE! |  | 0 |  | 4.0912e-05 |  | 0 |  | 0 |  | 0 |  | 0
| 0 |  | 0 |  | 0 |  | 0 |  | 0 |  | 0 |  | 0 |  | 0.0040984 |  | 4.9581e-07 |  | 0 |  | 0 |  | 0 |  | 0.00010457 |  | #VALUE! |  | 0 |  | 3.2547e-05 |  | 0 |  | 0 |  | 0 |  | 0
| 0 |  | 0 |  | 0 |  | 0 |  | 0 |  | 0 |  | 0 |  | 0.0040418 |  | 4.9588e-07 |  | 0 |  | 0 |  | 0 |  | 0.00012613 |  | #VALUE! |  | 0 |  | 3.2552e-05 |  | 0 |  | 0 |  | 0 |  | 0
| 0 |  | 0 |  | 0 |  | 0 |  | 0 |  | 0 |  | 0 |  | 0.0036319 |  | 1.7615e-07 |  | 0 |  | 0 |  | 0 |  | 8.9474e-05 |  | #VALUE! |  | 0 |  | 1.5028e-05 |  | 0 |  | 0 |  | 0 |  | 0
| 0 |  | 0 |  | 0 |  | 0 |  | 0 |  | 0 |  | 0 |  | 0.003872 |  | 1.7615e-07 |  | 0 |  | 0 |  | 0 |  | 7.6836e-05 |  | #VALUE! |  | 0 |  | 1.5028e-05 |  | 0 |  | 0 |  | 0 |  | 0
| 0 |  | 0 |  | 0 |  | 0 |  | 0 |  | 0 |  | 0 |  | 0.0041791 |  | 6.1839e-07 |  | 0 |  | 0 |  | 0 |  | 6.547e-05 |  | #VALUE! |  | 0 |  | 3.7927e-05 |  | 0 |  | 0 |  | 0 |  | 0
| 0 |  | 0 |  | 0 |  | 0 |  | 0 |  | 0 |  | 0 |  | 0.0040554 |  | 6.1851e-07 |  | 0 |  | 0 |  | 0 |  | 7.6387e-05 |  | #VALUE! |  | 0 |  | 3.7934e-05 |  | 0 |  | 0 |  | 0 |  | 0
| 0 |  | 0 |  | 0 |  | 0 |  | 0 |  | 0 |  | 0 |  | 0.0039244 |  | 6.716e-07 |  | 0 |  | 0 |  | 0 |  | 9.6459e-05 |  | #VALUE! |  | 0 |  | 3.6776e-05 |  | 0 |  | 0 |  | 0 |  | 0
| 0 |  | 0 |  | 0 |  | 0 |  | 0 |  | 0 |  | 0 |  | 0.0038683 |  | 6.716e-07 |  | 0 |  | 0 |  | 0 |  | 0.00012327 |  | #VALUE! |  | 0 |  | 3.6776e-05 |  | 0 |  | 0 |  | 0 |  | 0
| 0 |  | 0 |  | 0 |  | 0 |  | 0 |  | 0 |  | 0 |  | 0.0036913 |  | 9.59e-07 |  | 0 |  | 0 |  | 0 |  | 0.00011472 |  | #VALUE! |  | 0 |  | 1.7991e-05 |  | 0 |  | 0 |  | 0 |  | 0
| 0 |  | 0 |  | 0 |  | 0 |  | 0 |  | 0 |  | 0 |  | 0.0037186 |  | 9.5918e-07 |  | 0 |  | 0 |  | 0 |  | 2.4514e-05 |  | #VALUE! |  | 0 |  | 1.7995e-05 |  | 0 |  | 0 |  | 0 |  | 0
| 0 |  | 0 |  | 0 |  | 0 |  | 0 |  | 0 |  | 0 |  | 0.0036285 |  | 5.9328e-07 |  | 0 |  | 0 |  | 0 |  | 9.0869e-05 |  | #VALUE! |  | 0 |  | 2.9644e-05 |  | 0 |  | 0 |  | 0 |  | 0
| 0 |  | 0 |  | 0 |  | 0 |  | 0 |  | 0 |  | 0 |  | 0.0036988 |  | 5.9345e-07 |  | 0 |  | 0 |  | 0 |  | 0.00011668 |  | #VALUE! |  | 0 |  | 2.9652e-05 |  | 0 |  | 0 |  | 0 |  | 0
| 0 |  | 0 |  | 0 |  | 0 |  | 0 |  | 0 |  | 0 |  | 0.0035248 |  | 1.0801e-06 |  | 0 |  | 0 |  | 0 |  | 6.2528e-05 |  | #VALUE! |  | 0 |  | 3.195e-05 |  | 0 |  | 0 |  | 0 |  | 0
| 0 |  | 0 |  | 0 |  | 0 |  | 0 |  | 0 |  | 0 |  | 0.0034277 |  | 1.0802e-06 |  | 0 |  | 0 |  | 0 |  | 1.4933e-05 |  | #VALUE! |  | 0 |  | 3.1952e-05 |  | 0 |  | 0 |  | 0 |  | 0
| 0 |  | 0 |  | 0 |  | 0 |  | 0 |  | 0 |  | 0 |  | 0.0034191 |  | 5.5553e-07 |  | 0 |  | 0 |  | 0 |  | 6.7631e-05 |  | #VALUE! |  | 0 |  | 3.2762e-05 |  | 0 |  | 0 |  | 0 |  | 0
| 0 |  | 0 |  | 0 |  | 0 |  | 0 |  | 0 |  | 0 |  | 0.0031066 |  | 5.5556e-07 |  | 0 |  | 0 |  | 0 |  | 0.00015195 |  | #VALUE! |  | 0 |  | 3.2764e-05 |  | 0 |  | 0 |  | 0 |  | 0
| 0 |  | 0 |  | 0 |  | 0 |  | 0 |  | 0 |  | 0 |  | 0.0031936 |  | 9.8839e-07 |  | 0 |  | 0 |  | 0 |  | 9.3606e-05 |  | #VALUE! |  | 0 |  | 2.9604e-05 |  | 0 |  | 0 |  | 0 |  | 0
| 0 |  | 0 |  | 0 |  | 0 |  | 0 |  | 0 |  | 0 |  | 0.0032679 |  | 9.8857e-07 |  | 0 |  | 0 |  | 0 |  | 4.0094e-05 |  | #VALUE! |  | 0 |  | 2.961e-05 |  | 0 |  | 0 |  | 0 |  | 0
| 0 |  | 0 |  | 0 |  | 0 |  | 0 |  | 0 |  | 0 |  | 0.0031809 |  | 4.7529e-07 |  | 0 |  | 0 |  | 0 |  | 8.9297e-05 |  | #VALUE! |  | 0 |  | 4.1105e-05 |  | 0 |  | 0 |  | 0 |  | 0
| 0 |  | 0 |  | 0 |  | 0 |  | 0 |  | 0 |  | 0 |  | 0.0034556 |  | 4.7531e-07 |  | 0 |  | 0 |  | 0 |  | 0.00012173 |  | #VALUE! |  | 0 |  | 4.1106e-05 |  | 0 |  | 0 |  | 0 |  | 0
| 0 |  | 0 |  | 0 |  | 0 |  | 0 |  | 0 |  | 0 |  | 0.0029643 |  | 1.1602e-06 |  | 0 |  | 0 |  | 0 |  | 6.2403e-05 |  | #VALUE! |  | 0 |  | 3.9005e-05 |  | 0 |  | 0 |  | 0 |  | 0
| 0 |  | 0 |  | 0 |  | 0 |  | 0 |  | 0 |  | 0 |  | 0.0025872 |  | 1.1603e-06 |  | 0 |  | 0 |  | 0 |  | 1.6427e-05 |  | #VALUE! |  | 0 |  | 3.9007e-05 |  | 0 |  | 0 |  | 0 |  | 0
| 0 |  | 0 |  | 0 |  | 0 |  | 0 |  | 0 |  | 0 |  | 0.0032985 |  | 1.4129e-06 |  | 0 |  | 0 |  | 0 |  | 2.1482e-06 |  | #VALUE! |  | 0 |  | 4.8656e-05 |  | 0 |  | 0 |  | 0 |  | 0
| 0 |  | 0 |  | 0 |  | 0 |  | 0 |  | 0 |  | 0 |  | 0.0032844 |  | 1.413e-06 |  | 0 |  | 0 |  | 0 |  | 6.8357e-05 |  | #VALUE! |  | 0 |  | 4.8658e-05 |  | 0 |  | 0 |  | 0 |  | 0
| 0 |  | 0 |  | 0 |  | 0 |  | 0 |  | 0 |  | 0 |  | 0.0029491 |  | 8.9272e-07 |  | 0 |  | 0 |  | 0 |  | 0.00011389 |  | #VALUE! |  | 0 |  | 1.2736e-05 |  | 0 |  | 0 |  | 0 |  | 0
| 0 |  | 0 |  | 0 |  | 0 |  | 0 |  | 0 |  | 0 |  | 0.0035181 |  | 8.9268e-07 |  | 0 |  | 0 |  | 0 |  | 6.0555e-05 |  | #VALUE! |  | 0 |  | 1.2735e-05 |  | 0 |  | 0 |  | 0 |  | 0
| 0 |  | 0 |  | 0 |  | 0 |  | 0 |  | 0 |  | 0 |  | 0.0033735 |  | 5.9408e-07 |  | 0 |  | 0 |  | 0 |  | 5.9855e-05 |  | #VALUE! |  | 0 |  | 2.4208e-05 |  | 0 |  | 0 |  | 0 |  | 0
| 0 |  | 0 |  | 0 |  | 0 |  | 0 |  | 0 |  | 0 |  | 0.0029241 |  | 5.9408e-07 |  | 0 |  | 0 |  | 0 |  | 0.00010348 |  | #VALUE! |  | 0 |  | 2.4208e-05 |  | 0 |  | 0 |  | 0 |  | 0
| 0 |  | 0 |  | 0 |  | 0 |  | 0 |  | 0 |  | 0 |  | 0.0027949 |  | 9.436e-07 |  | 0 |  | 0 |  | 0 |  | 0.0001379 |  | #VALUE! |  | 0 |  | 3.6891e-05 |  | 0 |  | 0 |  | 0 |  | 0
| 0 |  | 0 |  | 0 |  | 0 |  | 0 |  | 0 |  | 0 |  | 0.0028567 |  | 9.4356e-07 |  | 0 |  | 0 |  | 0 |  | 0.00013089 |  | #VALUE! |  | 0 |  | 3.689e-05 |  | 0 |  | 0 |  | 0 |  | 0
| 0 |  | 0 |  | 0 |  | 0 |  | 0 |  | 0 |  | 0 |  | 0.0028423 |  | 1.0004e-06 |  | 0 |  | 0 |  | 0 |  | 0.00011424 |  | #VALUE! |  | 0 |  | 2.5656e-05 |  | 0 |  | 0 |  | 0 |  | 0
| 0 |  | 0 |  | 0 |  | 0 |  | 0 |  | 0 |  | 0 |  | 0.0030221 |  | 1.0004e-06 |  | 0 |  | 0 |  | 0 |  | 9.446e-05 |  | #VALUE! |  | 0 |  | 2.5656e-05 |  | 0 |  | 0 |  | 0 |  | 0
| 0 |  | 0 |  | 0 |  | 0 |  | 0 |  | 0 |  | 0 |  | 0.0029572 |  | 6.7097e-07 |  | 0 |  | 0 |  | 0 |  | 0.00010827 |  | #VALUE! |  | 0 |  | 2.4108e-05 |  | 0 |  | 0 |  | 0 |  | 0
| 0 |  | 0 |  | 0 |  | 0 |  | 0 |  | 0 |  | 0 |  | 0.0029246 |  | 6.7097e-07 |  | 0 |  | 0 |  | 0 |  | 9.9756e-05 |  | #VALUE! |  | 0 |  | 2.4108e-05 |  | 0 |  | 0 |  | 0 |  | 0
| 0 |  | 0 |  | 0 |  | 0 |  | 0 |  | 0 |  | 0 |  | 0.0031054 |  | 1.1729e-06 |  | 0 |  | 0 |  | 0 |  | 5.3551e-05 |  | #VALUE! |  | 0 |  | 2.1344e-05 |  | 0 |  | 0 |  | 0 |  | 0
| 0 |  | 0 |  | 0 |  | 0 |  | 0 |  | 0 |  | 0 |  | 0.0028573 |  | 1.1729e-06 |  | 0 |  | 0 |  | 0 |  | 7.197e-05 |  | #VALUE! |  | 0 |  | 2.1344e-05 |  | 0 |  | 0 |  | 0 |  | 0
| 0 |  | 0 |  | 0 |  | 0 |  | 0 |  | 0 |  | 0 |  | 0.0029856 |  | 1.4231e-06 |  | 0 |  | 0 |  | 0 |  | 8.3398e-05 |  | #VALUE! |  | 0 |  | 3.5637e-05 |  | 0 |  | 0 |  | 0 |  | 0
| 0 |  | 0 |  | 0 |  | 0 |  | 0 |  | 0 |  | 0 |  | 0.0030793 |  | 1.4231e-06 |  | 0 |  | 0 |  | 0 |  | 9.5427e-05 |  | #VALUE! |  | 0 |  | 3.5637e-05 |  | 0 |  | 0 |  | 0 |  | 0
| 0 |  | 0 |  | 0 |  | 0 |  | 0 |  | 0 |  | 0 |  | 0.0028366 |  | 1.1479e-06 |  | 0 |  | 0 |  | 0 |  | 6.9842e-05 |  | #VALUE! |  | 0 |  | 1.6793e-05 |  | 0 |  | 0 |  | 0 |  | 0
| 0 |  | 0 |  | 0 |  | 0 |  | 0 |  | 0 |  | 0 |  | 0.0028675 |  | 1.1484e-06 |  | 0 |  | 0 |  | 0 |  | 9.7917e-05 |  | #VALUE! |  | 0 |  | 1.6799e-05 |  | 0 |  | 0 |  | 0 |  | 0
| 0 |  | 0 |  | 0 |  | 0 |  | 0 |  | 0 |  | 0 |  | 0.0031093 |  | 1.5064e-06 |  | 0 |  | 0 |  | 0 |  | 0.00019397 |  | #VALUE! |  | 0 |  | 1.058e-05 |  | 0 |  | 0 |  | 0 |  | 0
| 0 |  | 0 |  | 0 |  | 0 |  | 0 |  | 0 |  | 0 |  | 0.0029466 |  | 1.5066e-06 |  | 0 |  | 0 |  | 0 |  | 0.00015116 |  | #VALUE! |  | 0 |  | 1.0582e-05 |  | 0 |  | 0 |  | 0 |  | 0
| 0 |  | 0 |  | 0 |  | 0 |  | 0 |  | 0 |  | 0 |  | 0.0026045 |  | 1.2018e-06 |  | 0 |  | 0 |  | 0 |  | 7.7151e-05 |  | #VALUE! |  | 0 |  | 2.8932e-05 |  | 0 |  | 0 |  | 0 |  | 0
| 0 |  | 0 |  | 0 |  | 0 |  | 0 |  | 0 |  | 0 |  | 0.0028021 |  | 1.2018e-06 |  | 0 |  | 0 |  | 0 |  | 8.4837e-05 |  | #VALUE! |  | 0 |  | 2.8932e-05 |  | 0 |  | 0 |  | 0 |  | 0
| 0 |  | 0 |  | 0 |  | 0 |  | 0 |  | 0 |  | 0 |  | 0.0031552 |  | 3.7551e-07 |  | 0 |  | 0 |  | 0 |  | 0.00015772 |  | #VALUE! |  | 0 |  | 2.4239e-05 |  | 0 |  | 0 |  | 0 |  | 0
| 0 |  | 0 |  | 0 |  | 0 |  | 0 |  | 0 |  | 0 |  | 0.0031312 |  | 3.7551e-07 |  | 0 |  | 0 |  | 0 |  | 0.00018148 |  | #VALUE! |  | 0 |  | 2.4239e-05 |  | 0 |  | 0 |  | 0 |  | 0
| 0 |  | 0 |  | 0 |  | 0 |  | 0 |  | 0 |  | 0 |  | 0.002895 |  | 1.365e-06 |  | 0 |  | 0 |  | 0 |  | 0.00011103 |  | #VALUE! |  | 0 |  | 3.8749e-05 |  | 0 |  | 0 |  | 0 |  | 0
| 0 |  | 0 |  | 0 |  | 0 |  | 0 |  | 0 |  | 0 |  | 0.0030138 |  | 1.3652e-06 |  | 0 |  | 0 |  | 0 |  | 8.3055e-05 |  | #VALUE! |  | 0 |  | 3.8753e-05 |  | 0 |  | 0 |  | 0 |  | 0
| 0 |  | 0 |  | 0 |  | 0 |  | 0 |  | 0 |  | 0 |  | 0.0030973 |  | 3.2849e-07 |  | 0 |  | 0 |  | 0 |  | 0.000102 |  | #VALUE! |  | 0 |  | 2.3477e-05 |  | 0 |  | 0 |  | 0 |  | 0
| 0 |  | 0 |  | 0 |  | 0 |  | 0 |  | 0 |  | 0 |  | 0.0030119 |  | 3.2849e-07 |  | 0 |  | 0 |  | 0 |  | 4.4896e-05 |  | #VALUE! |  | 0 |  | 2.3477e-05 |  | 0 |  | 0 |  | 0 |  | 0
| 0 |  | 0 |  | 0 |  | 0 |  | 0 |  | 0 |  | 0 |  | 0.0032134 |  | 8.9147e-07 |  | 0 |  | 0 |  | 0 |  | 2.5321e-05 |  | #VALUE! |  | 0 |  | 5.0186e-05 |  | 0 |  | 0 |  | 0 |  | 0
| 0 |  | 0 |  | 0 |  | 0 |  | 0 |  | 0 |  | 0 |  | 0.0031583 |  | 8.9155e-07 |  | 0 |  | 0 |  | 0 |  | 0.000114 |  | #VALUE! |  | 0 |  | 5.0191e-05 |  | 0 |  | 0 |  | 0 |  | 0
| 0 |  | 0 |  | 0 |  | 0 |  | 0 |  | 0 |  | 0 |  | 0.0027137 |  | 1.1612e-06 |  | 0 |  | 0 |  | 0 |  | 0.00011853 |  | #VALUE! |  | 0 |  | 2.799e-05 |  | 0 |  | 0 |  | 0 |  | 0
| 0 |  | 0 |  | 0 |  | 0 |  | 0 |  | 0 |  | 0 |  | 0.0028347 |  | 1.1612e-06 |  | 0 |  | 0 |  | 0 |  | 6.9868e-05 |  | #VALUE! |  | 0 |  | 2.7991e-05 |  | 0 |  | 0 |  | 0 |  | 0
| 0 |  | 0 |  | 0 |  | 0 |  | 0 |  | 0 |  | 0 |  | 0.0026423 |  | 0 |  | 0 |  | 0 |  | 0 |  | -2.2613e-05 |  | #VALUE! |  | 0 |  | 3.747e-05 |  | 0 |  | 0 |  | 0 |  | 0
| 0 |  | 0 |  | 0 |  | 0 |  | 0 |  | 0 |  | 0 |  | 0.0025862 |  | 0 |  | 0 |  | 0 |  | 0 |  | 7.7788e-06 |  | #VALUE! |  | 0 |  | 3.7477e-05 |  | 0 |  | 0 |  | 0 |  | 0
| 0 |  | 0 |  | 0 |  | 0 |  | 0 |  | 0 |  | 0 |  | 0.0025888 |  | 1.1327e-06 |  | 0 |  | 0 |  | 0 |  | 0.00010732 |  | #VALUE! |  | 0 |  | 3.0993e-05 |  | 0 |  | 0 |  | 0 |  | 0
| 0 |  | 0 |  | 0 |  | 0 |  | 0 |  | 0 |  | 0 |  | 0.0025393 |  | 1.1327e-06 |  | 0 |  | 0 |  | 0 |  | 0.00014157 |  | #VALUE! |  | 0 |  | 3.0994e-05 |  | 0 |  | 0 |  | 0 |  | 0
| 0 |  | 0 |  | 0 |  | 0 |  | 0 |  | 0 |  | 0 |  | 0.0024849 |  | 1.303e-06 |  | 0 |  | 0 |  | 0 |  | 8.815e-05 |  | #VALUE! |  | 0 |  | 1.7661e-05 |  | 0 |  | 0 |  | 0 |  | 0
| 0 |  | 0 |  | 0 |  | 0 |  | 0 |  | 0 |  | 0 |  | 0.0024771 |  | 1.3033e-06 |  | 0 |  | 0 |  | 0 |  | -4.0113e-06 |  | #VALUE! |  | 0 |  | 1.7665e-05 |  | 0 |  | 0 |  | 0 |  | 0
| 0 |  | 0 |  | 0 |  | 0 |  | 0 |  | 0 |  | 0 |  | 0.0024266 |  | 6.6803e-07 |  | 0 |  | 0 |  | 0 |  | 7.9392e-05 |  | #VALUE! |  | 0 |  | 3.2809e-05 |  | 0 |  | 0 |  | 0 |  | 0
| 0 |  | 0 |  | 0 |  | 0 |  | 0 |  | 0 |  | 0 |  | 0.0021667 |  | 6.6815e-07 |  | 0 |  | 0 |  | 0 |  | 0.00013292 |  | #VALUE! |  | 0 |  | 3.2815e-05 |  | 0 |  | 0 |  | 0 |  | 0
| 0 |  | 0 |  | 0 |  | 0 |  | 0 |  | 0 |  | 0 |  | 0.0021785 |  | 1.239e-06 |  | 0 |  | 0 |  | 0 |  | 6.2188e-05 |  | #VALUE! |  | 0 |  | 3.8164e-05 |  | 0 |  | 0 |  | 0 |  | 0
| 0 |  | 0 |  | 0 |  | 0 |  | 0 |  | 0 |  | 0 |  | 0.0022723 |  | 1.2392e-06 |  | 0 |  | 0 |  | 0 |  | 7.1287e-05 |  | #VALUE! |  | 0 |  | 3.8171e-05 |  | 0 |  | 0 |  | 0 |  | 0
| 0 |  | 0 |  | 0 |  | 0 |  | 0 |  | 0 |  | 0 |  | 0.0021914 |  | 1.5318e-06 |  | 0 |  | 0 |  | 0 |  | 0.00015373 |  | #VALUE! |  | 0 |  | 3.5117e-05 |  | 0 |  | 0 |  | 0 |  | 0
| 0 |  | 0 |  | 0 |  | 0 |  | 0 |  | 0 |  | 0 |  | 0.0021609 |  | 1.5315e-06 |  | 0 |  | 0 |  | 0 |  | 0.00011502 |  | #VALUE! |  | 0 |  | 3.5111e-05 |  | 0 |  | 0 |  | 0 |  | 0
| 0 |  | 0 |  | 0 |  | 0 |  | 0 |  | 0 |  | 0 |  | 0.002159 |  | 1.2824e-06 |  | 0 |  | 0 |  | 0 |  | 6.271e-05 |  | #VALUE! |  | 0 |  | 3.5698e-05 |  | 0 |  | 0 |  | 0 |  | 0
| 0 |  | 0 |  | 0 |  | 0 |  | 0 |  | 0 |  | 0 |  | 0.0022998 |  | 1.2824e-06 |  | 0 |  | 0 |  | 0 |  | 8.3788e-05 |  | #VALUE! |  | 0 |  | 3.5698e-05 |  | 0 |  | 0 |  | 0 |  | 0
| 0 |  | 0 |  | 0 |  | 0 |  | 0 |  | 0 |  | 0 |  | 0.0021869 |  | 7.8962e-07 |  | 0 |  | 0 |  | 0 |  | 9.6165e-05 |  | #VALUE! |  | 0 |  | 3.5628e-05 |  | 0 |  | 0 |  | 0 |  | 0
| 0 |  | 0 |  | 0 |  | 0 |  | 0 |  | 0 |  | 0 |  | 0.0021941 |  | 7.8969e-07 |  | 0 |  | 0 |  | 0 |  | 0.00010084 |  | #VALUE! |  | 0 |  | 3.5631e-05 |  | 0 |  | 0 |  | 0 |  | 0
| 0 |  | 0 |  | 0 |  | 0 |  | 0 |  | 0 |  | 0 |  | 0.0023699 |  | 1.9053e-07 |  | 0 |  | 0 |  | 0 |  | 8.1226e-05 |  | #VALUE! |  | 0 |  | 2.2792e-05 |  | 0 |  | 0 |  | 0 |  | 0
| 0 |  | 0 |  | 0 |  | 0 |  | 0 |  | 0 |  | 0 |  | 0.0023271 |  | 1.9056e-07 |  | 0 |  | 0 |  | 0 |  | 5.9058e-05 |  | #VALUE! |  | 0 |  | 2.2795e-05 |  | 0 |  | 0 |  | 0 |  | 0
| 0 |  | 0 |  | 0 |  | 0 |  | 0 |  | 0 |  | 0 |  | 0.0021306 |  | 6.5144e-07 |  | 0 |  | 0 |  | 0 |  | 4.4471e-05 |  | #VALUE! |  | 0 |  | 1.9406e-05 |  | 0 |  | 0 |  | 0 |  | 0
| 0 |  | 0 |  | 0 |  | 0 |  | 0 |  | 0 |  | 0 |  | 0.0019575 |  | 6.5144e-07 |  | 0 |  | 0 |  | 0 |  | 8.5506e-05 |  | #VALUE! |  | 0 |  | 1.9406e-05 |  | 0 |  | 0 |  | 0 |  | 0
| 0 |  | 0 |  | 0 |  | 0 |  | 0 |  | 0 |  | 0 |  | 0.0018487 |  | 8.9458e-07 |  | 0 |  | 0 |  | 0 |  | 0.00014012 |  | #VALUE! |  | 0 |  | 2.034e-05 |  | 0 |  | 0 |  | 0 |  | 0
| 0 |  | 0 |  | 0 |  | 0 |  | 0 |  | 0 |  | 0 |  | 0.0019996 |  | 8.9445e-07 |  | 0 |  | 0 |  | 0 |  | 8.4766e-05 |  | #VALUE! |  | 0 |  | 2.0337e-05 |  | 0 |  | 0 |  | 0 |  | 0
| 0 |  | 0 |  | 0 |  | 0 |  | 0 |  | 0 |  | 0 |  | 0.0021438 |  | 5.7242e-07 |  | 0 |  | 0 |  | 0 |  | 2.0804e-05 |  | #VALUE! |  | 0 |  | 3.2929e-05 |  | 0 |  | 0 |  | 0 |  | 0
| 0 |  | 0 |  | 0 |  | 0 |  | 0 |  | 0 |  | 0 |  | 0.0021698 |  | 5.725e-07 |  | 0 |  | 0 |  | 0 |  | 5.2694e-05 |  | #VALUE! |  | 0 |  | 3.2933e-05 |  | 0 |  | 0 |  | 0 |  | 0
| 0 |  | 0 |  | 0 |  | 0 |  | 0 |  | 0 |  | 0 |  | 0.0021066 |  | 2.8197e-07 |  | 0 |  | 0 |  | 0 |  | 8.7547e-05 |  | #VALUE! |  | 0 |  | 1.1168e-05 |  | 0 |  | 0 |  | 0 |  | 0
| 0 |  | 0 |  | 0 |  | 0 |  | 0 |  | 0 |  | 0 |  | 0.0020345 |  | 2.8201e-07 |  | 0 |  | 0 |  | 0 |  | 4.6015e-05 |  | #VALUE! |  | 0 |  | 1.117e-05 |  | 0 |  | 0 |  | 0 |  | 0
| 0 |  | 0 |  | 0 |  | 0 |  | 0 |  | 0 |  | 0 |  | 0.0019977 |  | 1.3835e-06 |  | 0 |  | 0 |  | 0 |  | 1.5838e-05 |  | #VALUE! |  | 0 |  | 3.7223e-05 |  | 0 |  | 0 |  | 0 |  | 0
| 0 |  | 0 |  | 0 |  | 0 |  | 0 |  | 0 |  | 0 |  | 0.0019258 |  | 1.3835e-06 |  | 0 |  | 0 |  | 0 |  | 3.5971e-05 |  | #VALUE! |  | 0 |  | 3.7223e-05 |  | 0 |  | 0 |  | 0 |  | 0
| 0 |  | 0 |  | 0 |  | 0 |  | 0 |  | 0 |  | 0 |  | 0.0019452 |  | 1.2836e-06 |  | 0 |  | 0 |  | 0 |  | 8.5919e-05 |  | #VALUE! |  | 0 |  | 4.2556e-05 |  | 0 |  | 0 |  | 0 |  | 0
| 0 |  | 0 |  | 0 |  | 0 |  | 0 |  | 0 |  | 0 |  | 0.0020113 |  | 1.2834e-06 |  | 0 |  | 0 |  | 0 |  | 0.00012997 |  | #VALUE! |  | 0 |  | 4.255e-05 |  | 0 |  | 0 |  | 0 |  | 0
| 0 |  | 0 |  | 0 |  | 0 |  | 0 |  | 0 |  | 0 |  | 0.0018495 |  | 7.7573e-07 |  | 0 |  | 0 |  | 0 |  | 0.00015359 |  | #VALUE! |  | 0 |  | 1.7568e-05 |  | 0 |  | 0 |  | 0 |  | 0
| 0 |  | 0 |  | 0 |  | 0 |  | 0 |  | 0 |  | 0 |  | 0.0018779 |  | 7.7588e-07 |  | 0 |  | 0 |  | 0 |  | 0.00016045 |  | #VALUE! |  | 0 |  | 1.7571e-05 |  | 0 |  | 0 |  | 0 |  | 0
| 0 |  | 0 |  | 0 |  | 0 |  | 0 |  | 0 |  | 0 |  | 0.0019701 |  | 1.2973e-06 |  | 0 |  | 0 |  | 0 |  | 0.00017379 |  | #VALUE! |  | 0 |  | 2.8132e-05 |  | 0 |  | 0 |  | 0 |  | 0
| 0 |  | 0 |  | 0 |  | 0 |  | 0 |  | 0 |  | 0 |  | 0.0018214 |  | 1.2973e-06 |  | 0 |  | 0 |  | 0 |  | 5.6087e-05 |  | #VALUE! |  | 0 |  | 2.8132e-05 |  | 0 |  | 0 |  | 0 |  | 0
| 0 |  | 0 |  | 0 |  | 0 |  | 0 |  | 0 |  | 0 |  | 0.0016294 |  | 8.2394e-07 |  | 0 |  | 0 |  | 0 |  | -1.2576e-05 |  | #VALUE! |  | 0 |  | 3.5028e-05 |  | 0 |  | 0 |  | 0 |  | 0
| 0 |  | 0 |  | 0 |  | 0 |  | 0 |  | 0 |  | 0 |  | 0.0017725 |  | 8.2409e-07 |  | 0 |  | 0 |  | 0 |  | 8.3998e-05 |  | #VALUE! |  | 0 |  | 3.5035e-05 |  | 0 |  | 0 |  | 0 |  | 0
| 0 |  | 0 |  | 0 |  | 0 |  | 0 |  | 0 |  | 0 |  | 0.0017358 |  | 4.7373e-07 |  | 0 |  | 0 |  | 0 |  | 7.1591e-05 |  | #VALUE! |  | 0 |  | 2.6392e-05 |  | 0 |  | 0 |  | 0 |  | 0
| 0 |  | 0 |  | 0 |  | 0 |  | 0 |  | 0 |  | 0 |  | 0.0016849 |  | 4.7386e-07 |  | 0 |  | 0 |  | 0 |  | 4.1354e-05 |  | #VALUE! |  | 0 |  | 2.6399e-05 |  | 0 |  | 0 |  | 0 |  | 0
| 0 |  | 0 |  | 0 |  | 0 |  | 0 |  | 0 |  | 0 |  | 0.0016792 |  | 1.4665e-06 |  | 0 |  | 0 |  | 0 |  | 2.7674e-05 |  | #VALUE! |  | 0 |  | 3.544e-05 |  | 0 |  | 0 |  | 0 |  | 0
| 0 |  | 0 |  | 0 |  | 0 |  | 0 |  | 0 |  | 0 |  | 0.0016018 |  | 1.4665e-06 |  | 0 |  | 0 |  | 0 |  | 9.3399e-05 |  | #VALUE! |  | 0 |  | 3.5439e-05 |  | 0 |  | 0 |  | 0 |  | 0
| 0 |  | 0 |  | 0 |  | 0 |  | 0 |  | 0 |  | 0 |  | 0.0013615 |  | 4.0299e-07 |  | 0 |  | 0 |  | 0 |  | 0.00011366 |  | #VALUE! |  | 0 |  | 3.2479e-05 |  | 0 |  | 0 |  | 0 |  | 0
| 0 |  | 0 |  | 0 |  | 0 |  | 0 |  | 0 |  | 0 |  | 0.0014003 |  | 4.0301e-07 |  | 0 |  | 0 |  | 0 |  | -6.6922e-06 |  | #VALUE! |  | 0 |  | 3.2481e-05 |  | 0 |  | 0 |  | 0 |  | 0
| 0 |  | 0 |  | 0 |  | 0 |  | 0 |  | 0 |  | 0 |  | 0.0016753 |  | 1.4301e-06 |  | 0 |  | 0 |  | 0 |  | -3.7559e-05 |  | #VALUE! |  | 0 |  | 2.0737e-05 |  | 0 |  | 0 |  | 0 |  | 0
| 0 |  | 0 |  | 0 |  | 0 |  | 0 |  | 0 |  | 0 |  | 0.0015623 |  | 1.4303e-06 |  | 0 |  | 0 |  | 0 |  | 6.6875e-05 |  | #VALUE! |  | 0 |  | 2.0741e-05 |  | 0 |  | 0 |  | 0 |  | 0
| 0 |  | 0 |  | 0 |  | 0 |  | 0 |  | 0 |  | 0 |  | 0.0014242 |  | 1.8059e-06 |  | 0 |  | 0 |  | 0 |  | 7.3532e-05 |  | #VALUE! |  | 0 |  | 3.2187e-05 |  | 0 |  | 0 |  | 0 |  | 0
| 0 |  | 0 |  | 0 |  | 0 |  | 0 |  | 0 |  | 0 |  | 0.0014819 |  | 1.8065e-06 |  | 0 |  | 0 |  | 0 |  | 5.4619e-05 |  | #VALUE! |  | 0 |  | 3.2197e-05 |  | 0 |  | 0 |  | 0 |  | 0
| 0 |  | 0 |  | 0 |  | 0 |  | 0 |  | 0 |  | 0 |  | 0.0013761 |  | 8.3676e-07 |  | 0 |  | 0 |  | 0 |  | 0.00014466 |  | #VALUE! |  | 0 |  | 2.5911e-05 |  | 0 |  | 0 |  | 0 |  | 0
| 0 |  | 0 |  | 0 |  | 0 |  | 0 |  | 0 |  | 0 |  | 0.0014009 |  | 8.3704e-07 |  | 0 |  | 0 |  | 0 |  | 0.0001287 |  | #VALUE! |  | 0 |  | 2.5919e-05 |  | 0 |  | 0 |  | 0 |  | 0
| 0 |  | 0 |  | 0 |  | 0 |  | 0 |  | 0 |  | 0 |  | 0.0014826 |  | 4.9345e-07 |  | 0 |  | 0 |  | 0 |  | 3.2018e-05 |  | #VALUE! |  | 0 |  | 3.6128e-05 |  | 0 |  | 0 |  | 0 |  | 0
| 0 |  | 0 |  | 0 |  | 0 |  | 0 |  | 0 |  | 0 |  | 0.0013998 |  | 4.9357e-07 |  | 0 |  | 0 |  | 0 |  | 5.1172e-05 |  | #VALUE! |  | 0 |  | 3.6136e-05 |  | 0 |  | 0 |  | 0 |  | 0
| 0 |  | 0 |  | 0 |  | 0 |  | 0 |  | 0 |  | 0 |  | 0.0012838 |  | 1.2498e-06 |  | 0 |  | 0 |  | 0 |  | 9.2805e-05 |  | #VALUE! |  | 0 |  | 3.0765e-05 |  | 0 |  | 0 |  | 0 |  | 0
| 0 |  | 0 |  | 0 |  | 0 |  | 0 |  | 0 |  | 0 |  | 0.0013422 |  | 1.25e-06 |  | 0 |  | 0 |  | 0 |  | 0.00013582 |  | #VALUE! |  | 0 |  | 3.0769e-05 |  | 0 |  | 0 |  | 0 |  | 0
| 0 |  | 0 |  | 0 |  | 0 |  | 0 |  | 0 |  | 0 |  | 0.001456 |  | 1e-06 |  | 0 |  | 0 |  | 0 |  | 0.00013172 |  | #VALUE! |  | 0 |  | 3.5745e-05 |  | 0 |  | 0 |  | 0 |  | 0
| 0 |  | 0 |  | 0 |  | 0 |  | 0 |  | 0 |  | 0 |  | 0.0015468 |  | 1.0001e-06 |  | 0 |  | 0 |  | 0 |  | 0.00011998 |  | #VALUE! |  | 0 |  | 3.5746e-05 |  | 0 |  | 0 |  | 0 |  | 0
| 0 |  | 0 |  | 0 |  | 0 |  | 0 |  | 0 |  | 0 |  | 0.001627 |  | 9.1333e-07 |  | 0 |  | 0 |  | 0 |  | 0.00015392 |  | #VALUE! |  | 0 |  | 2.707e-05 |  | 0 |  | 0 |  | 0 |  | 0
| 0 |  | 0 |  | 0 |  | 0 |  | 0 |  | 0 |  | 0 |  | 0.0015772 |  | 9.1333e-07 |  | 0 |  | 0 |  | 0 |  | 0.00010085 |  | #VALUE! |  | 0 |  | 2.707e-05 |  | 0 |  | 0 |  | 0 |  | 0
| 0 |  | 0 |  | 0 |  | 0 |  | 0 |  | 0 |  | 0 |  | 0.0014445 |  | 9.3666e-07 |  | 0 |  | 0 |  | 0 |  | 0.00011767 |  | #VALUE! |  | 0 |  | 3.669e-05 |  | 0 |  | 0 |  | 0 |  | 0
| 0 |  | 0 |  | 0 |  | 0 |  | 0 |  | 0 |  | 0 |  | 0.0013891 |  | 9.3662e-07 |  | 0 |  | 0 |  | 0 |  | 0.00012704 |  | #VALUE! |  | 0 |  | 3.6689e-05 |  | 0 |  | 0 |  | 0 |  | 0
| 0 |  | 0 |  | 0 |  | 0 |  | 0 |  | 0 |  | 0 |  | 0.0013638 |  | 8.1342e-07 |  | 0 |  | 0 |  | 0 |  | 6.2006e-05 |  | #VALUE! |  | 0 |  | 5.4113e-05 |  | 0 |  | 0 |  | 0 |  | 0
| 0 |  | 0 |  | 0 |  | 0 |  | 0 |  | 0 |  | 0 |  | 0.001347 |  | 8.1354e-07 |  | 0 |  | 0 |  | 0 |  | 0.00012346 |  | #VALUE! |  | 0 |  | 5.4121e-05 |  | 0 |  | 0 |  | 0 |  | 0
| 0 |  | 0 |  | 0 |  | 0 |  | 0 |  | 0 |  | 0 |  | 0.0013624 |  | 1.3165e-06 |  | 0 |  | 0 |  | 0 |  | 0.00019315 |  | #VALUE! |  | 0 |  | 2.0252e-05 |  | 0 |  | 0 |  | 0 |  | 0
| 0 |  | 0 |  | 0 |  | 0 |  | 0 |  | 0 |  | 0 |  | 0.0015019 |  | 1.3165e-06 |  | 0 |  | 0 |  | 0 |  | 0.00015725 |  | #VALUE! |  | 0 |  | 2.0252e-05 |  | 0 |  | 0 |  | 0 |  | 0
| 0 |  | 0 |  | 0 |  | 0 |  | 0 |  | 0 |  | 0 |  | 0.0015127 |  | 1.2317e-06 |  | 0 |  | 0 |  | 0 |  | 0.00017545 |  | #VALUE! |  | 0 |  | 3.4921e-05 |  | 0 |  | 0 |  | 0 |  | 0
| 0 |  | 0 |  | 0 |  | 0 |  | 0 |  | 0 |  | 0 |  | 0.0014124 |  | 1.2319e-06 |  | 0 |  | 0 |  | 0 |  | 0.00013361 |  | #VALUE! |  | 0 |  | 3.4925e-05 |  | 0 |  | 0 |  | 0 |  | 0
| 0 |  | 0 |  | 0 |  | 0 |  | 0 |  | 0 |  | 0 |  | 0.001265 |  | 1.1808e-06 |  | 0 |  | 0 |  | 0 |  | 7.4433e-05 |  | #VALUE! |  | 0 |  | 2.9548e-05 |  | 0 |  | 0 |  | 0 |  | 0
| 0 |  | 0 |  | 0 |  | 0 |  | 0 |  | 0 |  | 0 |  | 0.0012753 |  | 1.1807e-06 |  | 0 |  | 0 |  | 0 |  | 8.9587e-05 |  | #VALUE! |  | 0 |  | 2.9544e-05 |  | 0 |  | 0 |  | 0 |  | 0
| 0 |  | 0 |  | 0 |  | 0 |  | 0 |  | 0 |  | 0 |  | 0.0012798 |  | 8.255e-07 |  | 0 |  | 0 |  | 0 |  | 9.0498e-05 |  | #VALUE! |  | 0 |  | 2.0176e-05 |  | 0 |  | 0 |  | 0 |  | 0
| 0 |  | 0 |  | 0 |  | 0 |  | 0 |  | 0 |  | 0 |  | 0.0011341 |  | 8.255e-07 |  | 0 |  | 0 |  | 0 |  | 0.00012408 |  | #VALUE! |  | 0 |  | 2.0176e-05 |  | 0 |  | 0 |  | 0 |  | 0
| 0 |  | 0 |  | 0 |  | 0 |  | 0 |  | 0 |  | 0 |  | 0.0011904 |  | 1.2206e-06 |  | 0 |  | 0 |  | 0 |  | 4.8228e-05 |  | #VALUE! |  | 0 |  | 4.3436e-05 |  | 0 |  | 0 |  | 0 |  | 0
| 0 |  | 0 |  | 0 |  | 0 |  | 0 |  | 0 |  | 0 |  | 0.0014 |  | 1.2208e-06 |  | 0 |  | 0 |  | 0 |  | 2.3809e-06 |  | #VALUE! |  | 0 |  | 4.3442e-05 |  | 0 |  | 0 |  | 0 |  | 0
| 0 |  | 0 |  | 0 |  | 0.00027554 |  | 0 |  | 0 |  | 0 |  | 0.0014954 |  | 1.1856e-06 |  | 0 |  | 0 |  | 0 |  | 7.0092e-06 |  | #VALUE! |  | 0 |  | 3.746e-05 |  | 0 |  | 0 |  | 0 |  | 0
| 0 |  | 0 |  | 0 |  | 0.00027554 |  | 0 |  | 0 |  | 0 |  | 0.0014415 |  | 1.1857e-06 |  | 0 |  | 0 |  | 0 |  | 8.3496e-05 |  | #VALUE! |  | 0 |  | 3.7464e-05 |  | 0 |  | 0 |  | 0 |  | 0
| 0 |  | 0 |  | 0 |  | 0 |  | 0 |  | 0 |  | 0 |  | 0.0013794 |  | 1.2153e-06 |  | 0 |  | 0 |  | 0 |  | 0.00015653 |  | #VALUE! |  | 0 |  | 3.9933e-05 |  | 0 |  | 0 |  | 0 |  | 0
| 0 |  | 0 |  | 0 |  | 0 |  | 0 |  | 0 |  | 0 |  | 0.0014634 |  | 1.2155e-06 |  | 0 |  | 0 |  | 0 |  | 0.00010911 |  | #VALUE! |  | 0 |  | 3.9939e-05 |  | 0 |  | 0 |  | 0 |  | 0
| 0 |  | 0 |  | 0 |  | 0 |  | 0 |  | 0 |  | 0 |  | 0.0013446 |  | 1.1095e-06 |  | 0 |  | 0 |  | 0 |  | 5.7843e-05 |  | #VALUE! |  | 0 |  | 4.1462e-05 |  | 0 |  | 0 |  | 0 |  | 0
| 0 |  | 0 |  | 0 |  | 0 |  | 0 |  | 0 |  | 0 |  | 0.0011482 |  | 1.1097e-06 |  | 0 |  | 0 |  | 0 |  | 6.5546e-05 |  | #VALUE! |  | 0 |  | 4.147e-05 |  | 0 |  | 0 |  | 0 |  | 0
| 0 |  | 0 |  | 0 |  | 0 |  | 0 |  | 0 |  | 0 |  | 0.001097 |  | 7.2791e-07 |  | 0 |  | 0 |  | 0 |  | 0.00018115 |  | #VALUE! |  | 0 |  | 2.0042e-05 |  | 0 |  | 0 |  | 0 |  | 0
| 0 |  | 0 |  | 0 |  | 0 |  | 0 |  | 0 |  | 0 |  | 0.0010458 |  | 7.2801e-07 |  | 0 |  | 0 |  | 0 |  | 0.00014055 |  | #VALUE! |  | 0 |  | 2.0045e-05 |  | 0 |  | 0 |  | 0 |  | 0
| 0 |  | 0 |  | 0 |  | 0 |  | 0 |  | 0 |  | 0 |  | 0.0010666 |  | 1.0317e-06 |  | 0 |  | 0 |  | 0 |  | 2.686e-05 |  | #VALUE! |  | 0 |  | 2.6499e-05 |  | 0 |  | 0 |  | 0 |  | 0
| 0 |  | 0 |  | 0 |  | 0 |  | 0 |  | 0 |  | 0 |  | 0.0011194 |  | 1.0318e-06 |  | 0 |  | 0 |  | 0 |  | 4.5537e-05 |  | #VALUE! |  | 0 |  | 2.6501e-05 |  | 0 |  | 0 |  | 0 |  | 0
| 0 |  | 0 |  | 0 |  | 0 |  | 0 |  | 0 |  | 0 |  | 0.0011522 |  | 1.312e-06 |  | 0 |  | 0 |  | 0 |  | 0.00012916 |  | #VALUE! |  | 0 |  | 4.4203e-05 |  | 0 |  | 0 |  | 0 |  | 0
| 0 |  | 0 |  | 0 |  | 0 |  | 0 |  | 0 |  | 0 |  | 0.0011865 |  | 1.3119e-06 |  | 0 |  | 0 |  | 0 |  | 0.00013963 |  | #VALUE! |  | 0 |  | 4.4201e-05 |  | 0 |  | 0 |  | 0 |  | 0
| 0 |  | 0 |  | 0 |  | 0 |  | 0 |  | 0 |  | 0 |  | 0.001228 |  | 9.4299e-07 |  | 0 |  | 0 |  | 0 |  | 6.7006e-05 |  | #VALUE! |  | 0 |  | 3.306e-05 |  | 0 |  | 0 |  | 0 |  | 0
| 0 |  | 0 |  | 0 |  | 0 |  | 0 |  | 0 |  | 0 |  | 0.001227 |  | 9.4317e-07 |  | 0 |  | 0 |  | 0 |  | 8.7755e-05 |  | #VALUE! |  | 0 |  | 3.3066e-05 |  | 0 |  | 0 |  | 0 |  | 0
| 0 |  | 0 |  | 0 |  | 0 |  | 0 |  | 0 |  | 0 |  | 0.0011844 |  | 7.5268e-07 |  | 0 |  | 0 |  | 0 |  | 7.7997e-05 |  | #VALUE! |  | 0 |  | 3.3895e-05 |  | 0 |  | 0 |  | 0 |  | 0
| 0 |  | 0 |  | 0 |  | 0 |  | 0 |  | 0 |  | 0 |  | 0.0012557 |  | 7.5264e-07 |  | 0 |  | 0 |  | 0 |  | 0.00010251 |  | #VALUE! |  | 0 |  | 3.3893e-05 |  | 0 |  | 0 |  | 0 |  | 0
| 0 |  | 0 |  | 0 |  | 0 |  | 0 |  | 0 |  | 0 |  | 0.0012487 |  | 9.8916e-07 |  | 0 |  | 0 |  | 0 |  | 0.00020571 |  | #VALUE! |  | 0 |  | 2.252e-05 |  | 0 |  | 0 |  | 0 |  | 0
| 0 |  | 0 |  | 0 |  | 0 |  | 0 |  | 0 |  | 0 |  | 0.0011489 |  | 9.8925e-07 |  | 0 |  | 0 |  | 0 |  | 9.4344e-05 |  | #VALUE! |  | 0 |  | 2.2522e-05 |  | 0 |  | 0 |  | 0 |  | 0
| 0 |  | 0 |  | 0 |  | 0 |  | 0 |  | 0 |  | 0 |  | 0.00099264 |  | 5.5903e-07 |  | 0 |  | 0 |  | 0 |  | 1.3118e-05 |  | #VALUE! |  | 0 |  | 2.906e-05 |  | 0 |  | 0 |  | 0 |  | 0
| 0 |  | 0 |  | 0 |  | 0 |  | 0 |  | 0 |  | 0 |  | 0.0010116 |  | 5.59e-07 |  | 0 |  | 0 |  | 0 |  | 3.6293e-05 |  | #VALUE! |  | 0 |  | 2.9059e-05 |  | 0 |  | 0 |  | 0 |  | 0
| 0 |  | 0 |  | 0 |  | 0 |  | 0 |  | 0 |  | 0 |  | 0.0011334 |  | 1.1973e-06 |  | 0 |  | 0 |  | 0 |  | 2.5653e-05 |  | #VALUE! |  | 0 |  | 2.4532e-05 |  | 0 |  | 0 |  | 0 |  | 0
| 0 |  | 0 |  | 0 |  | 0 |  | 0 |  | 0 |  | 0 |  | 0.0011426 |  | 1.1975e-06 |  | 0 |  | 0 |  | 0 |  | 4.0615e-05 |  | #VALUE! |  | 0 |  | 2.4535e-05 |  | 0 |  | 0 |  | 0 |  | 0
| 0 |  | 0 |  | 0 |  | 0 |  | 0 |  | 0 |  | 0 |  | 0.0010188 |  | 1.4026e-06 |  | 0 |  | 0 |  | 0 |  | 0.00012157 |  | #VALUE! |  | 0 |  | 5.3208e-05 |  | 0 |  | 0 |  | 0 |  | 0
| 0 |  | 0 |  | 0 |  | 0 |  | 0 |  | 0 |  | 0 |  | 0.0009711 |  | 1.823e-06 |  | 0 |  | 0 |  | 0 |  | 0.00014959 |  | #VALUE! |  | 0 |  | 5.3225e-05 |  | 0 |  | 0 |  | 0 |  | 0
| 0 |  | 0 |  | 0 |  | 0 |  | 0 |  | 0 |  | 0 |  | 0.0010204 |  | 1.2167e-06 |  | 0 |  | 0 |  | 0 |  | 4.2691e-05 |  | #VALUE! |  | 0 |  | 2.925e-05 |  | 0 |  | 0 |  | 0 |  | 0
| 0 |  | 0 |  | 0 |  | 0 |  | 0 |  | 0 |  | 0 |  | 0.0010851 |  | 7.9671e-07 |  | 0 |  | 0 |  | 0 |  | 6.8835e-05 |  | #VALUE! |  | 0 |  | 2.925e-05 |  | 0 |  | 0 |  | 0 |  | 0
| 0 |  | 0 |  | 0 |  | 0 |  | 0 |  | 0 |  | 0 |  | 0.0010303 |  | 1.0442e-06 |  | 0 |  | 0 |  | 0 |  | 0.0001092 |  | #VALUE! |  | 0 |  | 3.6151e-05 |  | 0 |  | 0 |  | 0 |  | 0
| 0 |  | 0 |  | 0 |  | 0 |  | 0 |  | 0 |  | 0 |  | 0.00092051 |  | 1.0442e-06 |  | 0 |  | 0 |  | 0 |  | 4.451e-05 |  | #VALUE! |  | 0 |  | 3.6149e-05 |  | 0 |  | 0 |  | 0 |  | 0
| 0 |  | 0 |  | 0.00066143 |  | 0 |  | 0 |  | 0 |  | 0 |  | 0.00090006 |  | 1.0531e-06 |  | 0 |  | 0 |  | 0 |  | 9.4098e-05 |  | #VALUE! |  | 0 |  | 2.7097e-05 |  | 0 |  | 0 |  | 0 |  | 0
| 0 |  | 0 |  | 0.00078703 |  | 0 |  | 0 |  | 0 |  | 0 |  | 0.00094774 |  | 1.0531e-06 |  | 0 |  | 0 |  | 0 |  | 0.00011657 |  | #VALUE! |  | 0 |  | 2.7097e-05 |  | 0 |  | 0 |  | 0 |  | 0
| 0 |  | 0 |  | 0.00061577 |  | 0 |  | 0 |  | 0 |  | 0 |  | 0.00089948 |  | 5.3087e-07 |  | 0 |  | 0 |  | 0 |  | 9.9985e-05 |  | #VALUE! |  | 0 |  | 4.9827e-05 |  | 0 |  | 0 |  | 0 |  | 0
| 0 |  | 0 |  | 0.00050243 |  | 0 |  | 0 |  | 0 |  | 0 |  | 0.00090903 |  | 5.3102e-07 |  | 0 |  | 0 |  | 0 |  | 0.00012915 |  | #VALUE! |  | 0 |  | 4.9841e-05 |  | 0 |  | 0 |  | 0 |  | 0
| 0 |  | 0 |  | 0.00095344 |  | 0 |  | 0 |  | 0 |  | 0 |  | 0.0008933 |  | 1.6029e-06 |  | 0 |  | 0 |  | 0 |  | 0.00011285 |  | #VALUE! |  | 0 |  | 2.5607e-05 |  | 0 |  | 0 |  | 0 |  | 0
| 0 |  | 0 |  | 0.00088673 |  | 0 |  | 0 |  | 0 |  | 0 |  | 0.00085598 |  | 1.6031e-06 |  | 0 |  | 0 |  | 0 |  | 0.00012111 |  | #VALUE! |  | 0 |  | 2.561e-05 |  | 0 |  | 0 |  | 0 |  | 0
| 0 |  | 0 |  | 0.00094218 |  | 0 |  | 0 |  | 0 |  | 0 |  | 0.00092134 |  | 1.1562e-06 |  | 0 |  | 0 |  | 0 |  | 0.00014843 |  | #VALUE! |  | 0 |  | 3.0717e-05 |  | 0 |  | 0 |  | 0 |  | 0
| 0 |  | 0 |  | 0.00099411 |  | 0 |  | 0 |  | 0 |  | 0 |  | 0.00098834 |  | 1.1562e-06 |  | 0 |  | 0 |  | 0 |  | 6.5486e-05 |  | #VALUE! |  | 0 |  | 3.0717e-05 |  | 0 |  | 0 |  | 0 |  | 0
| 0 |  | 0 |  | 0.00086342 |  | 0 |  | 0 |  | 0 |  | 0 |  | 0.00092049 |  | 4.6915e-07 |  | 0 |  | 0 |  | 0 |  | 3.7309e-05 |  | #VALUE! |  | 0 |  | 1.8943e-05 |  | 0 |  | 0 |  | 0 |  | 0
| 0 |  | 0 |  | 0.0017088 |  | 0 |  | 0 |  | 0 |  | 0 |  | 0.00087617 |  | 4.6921e-07 |  | 0 |  | 0 |  | 0 |  | 6.3594e-05 |  | #VALUE! |  | 0 |  | 1.8945e-05 |  | 0 |  | 0 |  | 0 |  | 0
| 0 |  | 0 |  | 0.0014643 |  | 0 |  | 0 |  | 0 |  | 0 |  | 0.00089064 |  | 1.4233e-06 |  | 0 |  | 0 |  | 0 |  | 6.9664e-05 |  | #VALUE! |  | 0 |  | 3.3813e-05 |  | 0 |  | 0 |  | 0 |  | 0
| 0 |  | 0 |  | 0.00084588 |  | 0 |  | 0 |  | 0 |  | 0 |  | 0.00094863 |  | 1.4233e-06 |  | 0 |  | 0 |  | 0 |  | 9.1452e-05 |  | #VALUE! |  | 0 |  | 3.3813e-05 |  | 0 |  | 0 |  | 0 |  | 0
| 0 |  | 0 |  | 0.0005396 |  | 0 |  | 0 |  | 0 |  | 0 |  | 0.0008569 |  | 9.4936e-07 |  | 0 |  | 0 |  | 0 |  | 8.925e-05 |  | #VALUE! |  | 0 |  | 3.8541e-05 |  | 0 |  | 0 |  | 0 |  | 0
| 0 |  | 0 |  | 0.00037019 |  | 0 |  | 0 |  | 0 |  | 0 |  | 0.00076787 |  | 9.4945e-07 |  | 0 |  | 0 |  | 0 |  | 8.4525e-05 |  | #VALUE! |  | 0 |  | 3.8544e-05 |  | 0 |  | 0 |  | 0 |  | 0
| 0 |  | 0 |  | 0.00072253 |  | 0 |  | 0 |  | 0 |  | 0 |  | 0.00084129 |  | 1.7406e-06 |  | 0 |  | 0 |  | 0 |  | 3.7117e-05 |  | #VALUE! |  | 0 |  | 4.8774e-05 |  | 0 |  | 0 |  | 0 |  | 0
| 0 |  | 0 |  | 0.00095162 |  | 0 |  | 0 |  | 0 |  | 0 |  | 0.00093578 |  | 1.7406e-06 |  | 0 |  | 0 |  | 0 |  | 7.0457e-05 |  | #VALUE! |  | 0 |  | 4.8774e-05 |  | 0 |  | 0 |  | 0 |  | 0
| 0 |  | 0 |  | 0.0012113 |  | 0 |  | 0 |  | 0 |  | 0 |  | 0.00089387 |  | 1.0596e-06 |  | 0 |  | 0 |  | 0 |  | 9.0739e-05 |  | #VALUE! |  | 0 |  | 3.3526e-05 |  | 0 |  | 0 |  | 0 |  | 0
| 0 |  | 0 |  | 0.0011336 |  | 0 |  | 0 |  | 0 |  | 0 |  | 0.00083222 |  | 1.0598e-06 |  | 0 |  | 0 |  | 0 |  | -9.8052e-07 |  | #VALUE! |  | 0 |  | 3.3532e-05 |  | 0 |  | 0 |  | 0 |  | 0
| 0 |  | 0 |  | 0.0011082 |  | 0 |  | 0 |  | 0 |  | 0 |  | 0.00077401 |  | 1.4318e-06 |  | 0 |  | 0 |  | 0 |  | -1.7672e-05 |  | #VALUE! |  | 0 |  | 2.5301e-05 |  | 0 |  | 0 |  | 0 |  | 0
| 0 |  | 0 |  | 0.00096645 |  | 0 |  | 0 |  | 0 |  | 0 |  | 0.00071995 |  | 1.432e-06 |  | 0 |  | 0 |  | 0 |  | 1.7733e-05 |  | #VALUE! |  | 0 |  | 2.5304e-05 |  | 0 |  | 0 |  | 0 |  | 0
| 0 |  | 0 |  | 0.0008674 |  | 0 |  | 0 |  | 0 |  | 0 |  | 0.00076989 |  | 1.192e-06 |  | 0 |  | 0 |  | 0 |  | 5.532e-05 |  | #VALUE! |  | 0 |  | 1.5247e-05 |  | 0 |  | 0 |  | 0 |  | 0
| 0 |  | 0 |  | 0.0011222 |  | 0 |  | 0 |  | 0 |  | 0 |  | 0.00080253 |  | 1.1921e-06 |  | 0 |  | 0 |  | 0 |  | 0.00013479 |  | #VALUE! |  | 0 |  | 1.5248e-05 |  | 0 |  | 0 |  | 0 |  | 0
| 0 |  | 0 |  | 0.0013109 |  | 0 |  | 0 |  | 0 |  | 0 |  | 0.00073355 |  | 1.3971e-06 |  | 0 |  | 0 |  | 0 |  | 0.00010733 |  | #VALUE! |  | 0 |  | 4.7015e-05 |  | 0 |  | 0 |  | 0 |  | 0
| 0 |  | 0 |  | 0.00090276 |  | 0 |  | 0 |  | 0 |  | 0 |  | 0.00073534 |  | 1.3972e-06 |  | 0 |  | 0 |  | 0 |  | 2.2406e-05 |  | #VALUE! |  | 0 |  | 4.702e-05 |  | 0 |  | 0 |  | 0 |  | 0
| 0 |  | 0 |  | 0.00040566 |  | 0 |  | 0 |  | 0 |  | 0 |  | 0.00076043 |  | 1.5612e-06 |  | 0 |  | 0 |  | 0 |  | 3.8123e-05 |  | #VALUE! |  | 0 |  | 3.819e-05 |  | 0 |  | 0 |  | 0 |  | 0
| 0 |  | 0 |  | 0.00085937 |  | 0 |  | 0 |  | 0 |  | 0 |  | 0.00075763 |  | 1.5613e-06 |  | 0 |  | 0 |  | 0 |  | 0.00014923 |  | #VALUE! |  | 0 |  | 3.8191e-05 |  | 0 |  | 0 |  | 0 |  | 0
| 0 |  | 0 |  | 0.00097559 |  | 0 |  | 0 |  | 0 |  | 0 |  | 0.00076388 |  | 1.6228e-06 |  | 0 |  | 0 |  | 0 |  | 0.00014975 |  | #VALUE! |  | 0 |  | 3.1303e-05 |  | 0 |  | 0 |  | 0 |  | 0
| 0 |  | 0 |  | 0.00076481 |  | 0 |  | 0 |  | 0 |  | 0 |  | 0.00068718 |  | 1.6231e-06 |  | 0 |  | 0 |  | 0 |  | 2.114e-05 |  | #VALUE! |  | 0 |  | 3.1309e-05 |  | 0 |  | 0 |  | 0 |  | 0
| 0 |  | 0 |  | 0.00041965 |  | 0 |  | 0 |  | 0 |  | 0 |  | 0.00067759 |  | 8.4289e-07 |  | 0 |  | 0 |  | 0 |  | 1.5234e-05 |  | #VALUE! |  | 0 |  | 1.8805e-05 |  | 0 |  | 0 |  | 0 |  | 0
| -0.00069597 |  | -0.00069597 |  | 0.00067747 |  | 0 |  | 0 |  | -0.00019796 |  | -0.00019796 |  | 0.0008062 |  | 8.4305e-07 |  | 0 |  | 0 |  | 0 |  | 8.1118e-05 |  | #VALUE! |  | 0 |  | 1.8808e-05 |  | 0 |  | 0 |  | 0 |  | -0.00036678
| -3.2422e-05 |  | -3.2422e-05 |  | 0.0010089 |  | 0 |  | 0.00051499 |  | -9.0744e-05 |  | -9.0744e-05 |  | 0.00085319 |  | 0.00062578 |  | 0 |  | 0 |  | 0.00046639 |  | 0.00014618 |  | #VALUE! |  | 0 |  | 2.4855e-05 |  | 0 |  | 0 |  | 0 |  | 0.00019894
| 2.3779e-05 |  | 2.3779e-05 |  | 0.00054482 |  | 0 |  | 0.00051503 |  | -0.0003205 |  | -0.0003205 |  | 0.00081257 |  | 0.00062575 |  | 0 |  | 0 |  | 0.00046642 |  | 0.00018281 |  | #VALUE! |  | 0 |  | 2.4854e-05 |  | 0 |  | 0 |  | 0 |  | 0.00016671
| -0.00030483 |  | -0.00030483 |  | 0.00036582 |  | 0 |  | 0.0004974 |  | 7.7937e-05 |  | 7.7937e-05 |  | 0.00075966 |  | 0.00044751 |  | 0 |  | 0 |  | 0.00016969 |  | 0.00014162 |  | #VALUE! |  | 0 |  | 2.331e-05 |  | 0 |  | 0 |  | 0 |  | -0.00012526
| -0.00018269 |  | -0.00018269 |  | 0.00049849 |  | 0 |  | 0.00049744 |  | -0.00029589 |  | -0.00029589 |  | 0.00066735 |  | 0.00044751 |  | 0 |  | 0 |  | 0.00016971 |  | 0.00014926 |  | #VALUE! |  | 0 |  | 2.331e-05 |  | 0 |  | 0 |  | 0 |  | -0.00056465
| -3.5675e-05 |  | -3.5675e-05 |  | 0.00075104 |  | 0 |  | 0.00037141 |  | 3.9044e-05 |  | 3.9044e-05 |  | 0.00062926 |  | 0.00050917 |  | 0 |  | 0 |  | 0.00017464 |  | 6.9452e-05 |  | #VALUE! |  | 0 |  | 6.007e-06 |  | 0 |  | 0 |  | 0 |  | -0.00038632
| 0.00012649 |  | 0.00012649 |  | 0.0012084 |  | 0 |  | 0.00037144 |  | 0.00075123 |  | 0.00075123 |  | 0.0006775 |  | 0.00061283 |  | 0 |  | 0 |  | 0.00017465 |  | 4.7135e-05 |  | #VALUE! |  | 0 |  | 6.0081e-06 |  | 0 |  | 0 |  | 0 |  | 0.00016488
| 4.0004e-05 |  | 4.0004e-05 |  | 0.00090798 |  | 0 |  | 0.00041916 |  | 0.00047511 |  | 0.00047511 |  | 0.00065565 |  | 0.00044733 |  | 0 |  | 0 |  | 0.00021361 |  | 0.00012984 |  | #VALUE! |  | 0 |  | 1.9816e-05 |  | 0 |  | 0 |  | 0 |  | 0.00025039
| 0.00026167 |  | 0.00026167 |  | 0.00059037 |  | 0 |  | 0.00041919 |  | 0.0011888 |  | 0.0011888 |  | 0.00067596 |  | 0.0003969 |  | 0 |  | 0 |  | 0.00021363 |  | 6.5962e-05 |  | #VALUE! |  | 0 |  | 1.9822e-05 |  | 0 |  | 0 |  | 0 |  | 0.00053789
| 3.4603e-05 |  | 3.4603e-05 |  | 0.00074609 |  | 0 |  | 0.00050419 |  | 0.00087324 |  | 0.00087324 |  | 0.00071484 |  | 0.00028659 |  | 0 |  | 0 |  | 0.00046346 |  | 2.8145e-05 |  | #VALUE! |  | 0 |  | 6.1339e-06 |  | 0 |  | 0 |  | 0 |  | 9.7653e-05
| -0.00011355 |  | -0.00011355 |  | 0.00058479 |  | 0 |  | 0.00050422 |  | -0.00044494 |  | -0.00044494 |  | 0.00072248 |  | 0.00023358 |  | 0 |  | 0 |  | 0.00046349 |  | 7.0543e-06 |  | #VALUE! |  | 0 |  | 6.1342e-06 |  | 0 |  | 0 |  | 0 |  | -0.000447
| 0.00016439 |  | 0.00016439 |  | 0.00055931 |  | 0 |  | 0.00042223 |  | -0.00025584 |  | -0.00025584 |  | 0.0006397 |  | 0.00052556 |  | 0 |  | 0 |  | 0.00035788 |  | 6.5941e-05 |  | #VALUE! |  | 0 |  | 2.4552e-05 |  | 0 |  | 0 |  | 0 |  | -0.00028398
| 0.00037765 |  | 0.00037765 |  | 0.00052465 |  | 0 |  | 0.00042226 |  | 0.00021433 |  | 0.00021433 |  | 0.00056956 |  | 0.00052571 |  | 0 |  | 0 |  | 0.0003579 |  | 0.0001366 |  | #VALUE! |  | 0 |  | 2.4559e-05 |  | 0 |  | 0 |  | 0 |  | -0.00016635
| 0.00016999 |  | 0.00016999 |  | 0.00038073 |  | 0 |  | 0.00037963 |  | 4.2895e-05 |  | 4.2895e-05 |  | 0.0009264 |  | 0.00018927 |  | 0 |  | 0 |  | 0.00010107 |  | 2.5598e-05 |  | #VALUE! |  | 0 |  | 2.4067e-05 |  | 0 |  | 0 |  | 0 |  | -0.00020986
| -0.00032126 |  | -0.00032126 |  | 0.00052881 |  | 0 |  | 0.00037966 |  | -0.00037859 |  | -0.00037859 |  | 0.0010269 |  | 0.0001893 |  | 0 |  | 0 |  | 0.00010108 |  | 4.7758e-06 |  | #VALUE! |  | 0 |  | 2.407e-05 |  | 0 |  | 0 |  | 0 |  | -0.00020539
| -5.409e-05 |  | -5.409e-05 |  | 0.00066844 |  | 0 |  | 0.00041837 |  | -0.00042608 |  | -0.00042608 |  | 0.0007439 |  | 0.00030184 |  | 0 |  | 0 |  | 0.00040384 |  | 7.2125e-05 |  | #VALUE! |  | 0 |  | 4.2701e-05 |  | 0.00064977 |  | 0 |  | 0 |  | 9.6707e-05
| 0.00025964 |  | 0.00025964 |  | 0.00068456 |  | 0 |  | 0.0004184 |  | -0.00011279 |  | -0.00011279 |  | 0.0007167 |  | 0.00030184 |  | 0 |  | 0 |  | 0.00040387 |  | 4.9159e-05 |  | #VALUE! |  | 0 |  | 4.2701e-05 |  | -0.00026922 |  | 0 |  | 0 |  | -0.00013376
| 9.8457e-05 |  | 9.8457e-05 |  | 0.00052782 |  | 0 |  | 0.00026143 |  | 6.4756e-05 |  | 6.4756e-05 |  | 0.00068471 |  | 0.00031703 |  | 0 |  | 0 |  | 0.00035899 |  | 0.00010837 |  | #VALUE! |  | 0 |  | 3.3985e-05 |  | -0.00051145 |  | 0 |  | 0 |  | -0.00014889
| 5.41e-06 |  | 5.41e-06 |  | 0.00061318 |  | 0 |  | 0.00026145 |  | 6.2698e-05 |  | 6.2698e-05 |  | 0.00065318 |  | 0.00031703 |  | 0 |  | -0.00058563 |  | 0.00035902 |  | 0.00017779 |  | #VALUE! |  | 0 |  | 3.3985e-05 |  | -0.00010165 |  | 0 |  | 0 |  | 0.00016163
| 5.3023e-05 |  | 5.3023e-05 |  | 0.00081252 |  | 0 |  | 0.00050342 |  | -4.9552e-05 |  | -4.9552e-05 |  | 0.00063923 |  | 0.00027916 |  | 0 |  | -0.00048961 |  | 0.00023099 |  | 0.00014657 |  | #VALUE! |  | 0 |  | 2.4304e-05 |  | -7.5698e-05 |  | 0 |  | 0 |  | 3.0207e-05
| -1.0822e-05 |  | -1.0822e-05 |  | 0.0006056 |  | 0 |  | 0.00050345 |  | -0.00014147 |  | -0.00014147 |  | 0.00062453 |  | 0.00027919 |  | 0 |  | -2.1929e-05 |  | 0.00023101 |  | 4.8152e-05 |  | #VALUE! |  | 0 |  | 2.4308e-05 |  | -0.00016115 |  | 0 |  | 0 |  | -7.8285e-05
| -0.00012229 |  | -0.00012229 |  | 0.00059592 |  | 0 |  | 0.00018564 |  | 0.00025836 |  | 0.00025836 |  | 0.00062838 |  | 0.00047405 |  | 0 |  | 0.00069545 |  | 0.00040714 |  | -6.8644e-05 |  | #VALUE! |  | 0 |  | 2.0641e-05 |  | 0.00010383 |  | 0 |  | 0 |  | -9.7234e-05
| 4.7621e-05 |  | 4.7621e-05 |  | 0.00071459 |  | 0 |  | 0.00018566 |  | 0.00067214 |  | 0.00067214 |  | 0.00064288 |  | 0.00047405 |  | 0 |  | 0.00085855 |  | 0.00040717 |  | -2.2851e-05 |  | #VALUE! |  | 0 |  | 2.0641e-05 |  | 0.00027041 |  | 0 |  | 0 |  | -2.3641e-05
| 0.00037233 |  | 0.00037233 |  | 0.00046724 |  | 0 |  | 0.00027509 |  | 0.00044068 |  | 0.00044068 |  | 0.00068837 |  | 0.00020564 |  | 0 |  | 0.00039699 |  | 0.00020971 |  | 6.2087e-05 |  | #VALUE! |  | 0 |  | 1.5173e-05 |  | -0.00016334 |  | 0 |  | 0 |  | 4.8641e-05
| 0.00068591 |  | 0.00068591 |  | 0.00052271 |  | 0 |  | 0.00027511 |  | 0.00034403 |  | 0.00034403 |  | 0.00071406 |  | 0.00020567 |  | 0 |  | 0.0003724 |  | 0.00020972 |  | 0.00014215 |  | #VALUE! |  | 0 |  | 1.5175e-05 |  | -4.4356e-05 |  | 0 |  | 0 |  | 0.00013342
| 0.00023454 |  | 0.00023454 |  | 0.00077659 |  | 0 |  | 0.00026111 |  | 1.3534e-05 |  | 1.3534e-05 |  | 0.00069531 |  | 0.0001851 |  | 0 |  | 0.00068776 |  | 1.8123e-05 |  | 0.00016578 |  | #VALUE! |  | 0 |  | 1.295e-05 |  | 0.00011901 |  | 0 |  | 0 |  | -0.00023878
| -7.5782e-05 |  | -7.5782e-05 |  | 0.00094527 |  | 0 |  | 0.00026113 |  | -1.2227e-05 |  | -1.2227e-05 |  | 0.0007312 |  | 0.00018513 |  | 0 |  | -0.00018775 |  | 1.8124e-05 |  | 0.00010654 |  | #VALUE! |  | 0 |  | 1.2953e-05 |  | -0.00016662 |  | 0 |  | 0 |  | -0.0001851
| 0.00012017 |  | 0.00012017 |  | 0.00087699 |  | 0 |  | 0.00035693 |  | -9.0497e-05 |  | -9.0497e-05 |  | 0.00073888 |  | 0.00031937 |  | 0 |  | -0.00033232 |  | 1.4106e-05 |  | 0.00015186 |  | #VALUE! |  | 0 |  | 3.0426e-05 |  | -0.00028458 |  | 0 |  | 0 |  | -0.00013752
| 4.5473e-05 |  | 4.5473e-05 |  | 0.00066895 |  | 0 |  | 0.00035695 |  | -0.00030845 |  | -0.00030845 |  | 0.00068382 |  | 0.00031941 |  | 0 |  | 0.00015668 |  | 1.4107e-05 |  | 0.0001175 |  | #VALUE! |  | 0 |  | 3.0431e-05 |  | -0.00016557 |  | 0 |  | 0 |  | -0.00039233
| 8.3376e-05 |  | 8.3376e-05 |  | 0.00072559 |  | 0 |  | 0.00028269 |  | 7.5704e-05 |  | 7.5704e-05 |  | 0.00067629 |  | 0.00035731 |  | 0 |  | -4.3824e-05 |  | 0.00025486 |  | 5.5251e-05 |  | #VALUE! |  | 0 |  | 4.1003e-05 |  | -0.00025756 |  | 0 |  | 0 |  | -0.00018328
| 3.7902e-05 |  | 3.7902e-05 |  | 0.0006509 |  | 0 |  | 0.00028271 |  | -4.6361e-05 |  | -4.6361e-05 |  | 0.00066252 |  | 0.00035737 |  | 0 |  | 0.00028865 |  | 0.00025488 |  | 7.2042e-05 |  | #VALUE! |  | 0 |  | 4.1011e-05 |  | -0.00024027 |  | 0 |  | 0 |  | -4.6516e-05
| -0.00013537 |  | -0.00013537 |  | 0.00036178 |  | 0 |  | 0.0004549 |  | -0.0002814 |  | -0.0002814 |  | 0.00066995 |  | 0.00029563 |  | 0 |  | 6.8294e-05 |  | 7.5941e-05 |  | 0.00012484 |  | #VALUE! |  | 0 |  | 2.5889e-05 |  | -0.00031821 |  | 0 |  | 0 |  | -8.9463e-05
| 0.00026239 |  | 0.00026239 |  | 0.00033711 |  | 0 |  | 0.00045493 |  | 8.5169e-05 |  | 8.5169e-05 |  | 0.00075692 |  | 0.00040398 |  | 0 |  | 1.7113e-05 |  | 7.5946e-05 |  | 0.00017257 |  | #VALUE! |  | 0 |  | 2.5893e-05 |  | -8.6596e-05 |  | 0 |  | 0 |  | 1.3461e-05
| 0.00048878 |  | 0.00048878 |  | 0.00052394 |  | 0 |  | 0.00020691 |  | 0.00040125 |  | 0.00040125 |  | 0.00070099 |  | 0.00045057 |  | 0 |  | 0.00013875 |  | 0.00016776 |  | 0.00011338 |  | #VALUE! |  | 0 |  | 3.7698e-05 |  | -8.4435e-05 |  | 0 |  | 0 |  | 5.0167e-05
| 0.00020472 |  | 0.00020472 |  | 0.00068087 |  | 0 |  | 0.00020693 |  | -7.7225e-05 |  | -7.7225e-05 |  | 0.00060755 |  | 0.00034229 |  | 0 |  | -0.00031091 |  | 0.00016777 |  | 6.8595e-05 |  | #VALUE! |  | 0 |  | 3.7701e-05 |  | -0.00014399 |  | 0 |  | 0 |  | -0.00016005
| 0.00035312 |  | 0.00035312 |  | 0.00051774 |  | 0 |  | 0.00011817 |  | -0.00055726 |  | -0.00055726 |  | 0.00062124 |  | 0.00021123 |  | 0 |  | -0.00019745 |  | 5.2179e-05 |  | 0.0001394 |  | #VALUE! |  | 0 |  | 4.7987e-05 |  | -5.6298e-05 |  | 0 |  | 0 |  | -2.8374e-05
| 0.00057367 |  | 0.00057367 |  | 0.00035126 |  | 0 |  | 0.00011817 |  | -0.00040748 |  | -0.00040748 |  | 0.00065222 |  | 0.00021122 |  | 0 |  | 0.00039114 |  | 5.2183e-05 |  | 8.4758e-05 |  | #VALUE! |  | 0 |  | 4.7985e-05 |  | -0.00017757 |  | 0 |  | 0 |  | 0.00012304
| 0.00046322 |  | 0.00046322 |  | 0.00045492 |  | 0 |  | 0.00047576 |  | -0.00013279 |  | -0.00013279 |  | 0.0006681 |  | 0.0003521 |  | 0 |  | 0.00044917 |  | 0.00010864 |  | 1.2152e-06 |  | #VALUE! |  | 0 |  | 3.8757e-05 |  | -0.00011369 |  | 0 |  | 0 |  | 0.00022238
| 0.00043994 |  | 0.00043994 |  | 0.00045933 |  | 0 |  | 0.00047579 |  | 0.00016301 |  | 0.00016301 |  | 0.00064944 |  | 0.00035214 |  | 0 |  | 0.00018131 |  | 0.00010865 |  | 6.6076e-05 |  | #VALUE! |  | 0 |  | 3.876e-05 |  | 2.599e-05 |  | 0 |  | 0 |  | 0.00034512
| 0.00039662 |  | 0.00039662 |  | 0.00055014 |  | 0 |  | 0.0002386 |  | 8.0938e-05 |  | 8.0938e-05 |  | 0.00065835 |  | 0.00025355 |  | 0 |  | -9.3644e-05 |  | 0.00020567 |  | 0.00012037 |  | #VALUE! |  | 0 |  | 2.5549e-05 |  | -0.00014079 |  | 0 |  | 0 |  | 1.3845e-06
| 0.00041897 |  | 0.00041897 |  | 0.00066515 |  | 0 |  | 0.00023861 |  | -6.6861e-05 |  | -6.6861e-05 |  | 0.00068894 |  | 0.00025354 |  | 0 |  | -0.00055063 |  | 0.00020569 |  | 0.00016079 |  | #VALUE! |  | 0 |  | 2.5548e-05 |  | -0.00023286 |  | 0 |  | 0 |  | -0.00011862
| 0.00030846 |  | 0.00030846 |  | 0.00045702 |  | 0 |  | 0.00012964 |  | -0.00023626 |  | -0.00023626 |  | 0.00069489 |  | 0.00014955 |  | 0 |  | -0.0010866 |  | 0 |  | 9.4006e-05 |  | #VALUE! |  | 0 |  | 1.3093e-05 |  | -0.00023828 |  | 0 |  | 0 |  | -0.00032136
| 0.00039557 |  | 0.00039557 |  | 0.00034513 |  | 0 |  | 0.00012964 |  | -8.6333e-05 |  | -8.6333e-05 |  | 0.00066635 |  | 0.00014954 |  | 0 |  | -0.00048185 |  | 0 |  | 4.9855e-05 |  | #VALUE! |  | 0 |  | 1.3092e-05 |  | 3.4377e-05 |  | 0 |  | 0 |  | -0.00034509
| 0.00060043 |  | 0.00060043 |  | 0.0005213 |  | 0 |  | 0.00026823 |  | -2.0008e-07 |  | -2.0008e-07 |  | 0.00064176 |  | 0.00024495 |  | 0 |  | 0.00032448 |  | 7.6939e-05 |  | 5.559e-05 |  | #VALUE! |  | 0 |  | 1.5072e-05 |  | 0.00019688 |  | 0 |  | 0 |  | -0.00015813
| 0.00068716 |  | 0.00068716 |  | 0.00074543 |  | 0 |  | 0.00026825 |  | -0.00010338 |  | -0.00010338 |  | 0.0006945 |  | 0.00024495 |  | 0 |  | -3.448e-05 |  | 7.6944e-05 |  | 4.304e-05 |  | #VALUE! |  | 0 |  | 1.5072e-05 |  | 7.1501e-05 |  | 0 |  | 0 |  | -0.00012072
| 0.00075335 |  | 0.00075335 |  | 0.00091002 |  | 0 |  | 0.00030804 |  | 4.4376e-05 |  | 4.4376e-05 |  | 0.00061998 |  | 0.00034686 |  | 0 |  | 0.00017388 |  | 0.0002067 |  | 4.8803e-05 |  | #VALUE! |  | 0 |  | 2.9953e-05 |  | -3.9002e-05 |  | 0 |  | 0 |  | 1.1217e-05
| 0.00088242 |  | 0.00088242 |  | 0.00098149 |  | 0 |  | 0.00030806 |  | 0.00031117 |  | 0.00031117 |  | 0.00057177 |  | 0.00047479 |  | 0 |  | 0.00032733 |  | 0.00020672 |  | 2.7261e-05 |  | #VALUE! |  | 0 |  | 2.9954e-05 |  | 1.1919e-05 |  | 0 |  | 0 |  | 0.00025127
| 0.00089001 |  | 0.00089001 |  | 0.00081176 |  | 0 |  | 0.00024222 |  | 0.00053726 |  | 0.00053726 |  | 0.00059987 |  | 0.00043908 |  | 0 |  | 1.9344e-05 |  | 0.00022157 |  | 5.1604e-05 |  | #VALUE! |  | 0 |  | 1.111e-05 |  | 5.2013e-05 |  | 0 |  | 0 |  | 0.00026811
| 0.00078821 |  | 0.00078821 |  | 0.00072748 |  | 0 |  | 0.00024223 |  | 0.00026816 |  | 0.00026816 |  | 0.00059643 |  | 0.00031114 |  | 0 |  | 0.00044767 |  | 0.00022159 |  | 2.1566e-05 |  | #VALUE! |  | 0 |  | 1.1109e-05 |  | -0.00014413 |  | 0 |  | 0 |  | -6.0504e-05
| 0.00078388 |  | 0.00078388 |  | 0.00066662 |  | 0 |  | 0.00032124 |  | 6.262e-05 |  | 6.262e-05 |  | 0.0006116 |  | 0.00015831 |  | 0 |  | 0.00052755 |  | 0.00018014 |  | 2.0548e-05 |  | #VALUE! |  | 0 |  | 2.4072e-05 |  | -4.2266e-05 |  | 0 |  | 0 |  | -0.00015927
| 0.000836 |  | 0.000836 |  | 0.00068902 |  | 0 |  | 0.00032126 |  | 5.9804e-05 |  | 5.9804e-05 |  | 0.00065671 |  | 0.00015831 |  | 0 |  | 0.00044479 |  | 0.00018015 |  | 7.113e-05 |  | #VALUE! |  | 0 |  | 2.4072e-05 |  | 9.3207e-05 |  | 0 |  | 0 |  | 0.00011825
| 0.00088487 |  | 0.00088487 |  | 0.00062929 |  | 0 |  | 0.0002366 |  | -0.00011338 |  | -0.00011338 |  | 0.00067181 |  | 0.00020168 |  | 0 |  | 0.0003262 |  | 0.00019406 |  | 0.000134 |  | #VALUE! |  | 0 |  | 4.3925e-05 |  | -7.1537e-05 |  | 0 |  | 0 |  | 0.00010128
| 0.00084696 |  | 0.00084696 |  | 0.00017629 |  | 0 |  | 0.00023661 |  | -0.00019569 |  | -0.00019569 |  | 0.0006559 |  | 0.00020171 |  | 0 |  | -0.00033378 |  | 0.00019408 |  | 0.00015666 |  | #VALUE! |  | 0 |  | 4.3932e-05 |  | -0.00027858 |  | 0 |  | 0 |  | -0.00019889
| 0.0010357 |  | 0.0010357 |  | 0.0002233 |  | 0 |  | 0.00041878 |  | 0.00014952 |  | 0.00014952 |  | 0.00061428 |  | 0.00038829 |  | 0 |  | -4.0872e-05 |  | 0.00032081 |  | 4.5039e-05 |  | #VALUE! |  | 0 |  | 7.1297e-05 |  | -0.0001973 |  | 0 |  | 0 |  | 4.6616e-05
| 0.0011974 |  | 0.0011974 |  | 0.00068497 |  | 0 |  | 0.0004188 |  | 0.00016429 |  | 0.00016429 |  | 0.00057667 |  | 0.00038827 |  | 0 |  | 0.00020799 |  | 0.00032083 |  | 5.4247e-05 |  | #VALUE! |  | 0 |  | 7.1294e-05 |  | 3.9028e-05 |  | 0 |  | 0 |  | 0.00011264
| 0.0013406 |  | 0.0013406 |  | 0.00054611 |  | 0 |  | 0.00035381 |  | 3.4147e-05 |  | 3.4147e-05 |  | 0.0006279 |  | 0.0002679 |  | 0 |  | 0.00029174 |  | 0.00015527 |  | 0.00011643 |  | #VALUE! |  | 0 |  | 1.6321e-05 |  | 6.6136e-05 |  | 0 |  | 0 |  | 1.2337e-05
| 0.0015132 |  | 0.0015132 |  | 0.00026214 |  | 0 |  | 0.00035383 |  | 6.1897e-05 |  | 6.1897e-05 |  | 0.00064597 |  | 0.00026793 |  | 0 |  | 0.00032682 |  | 0.00015528 |  | 0.00010901 |  | #VALUE! |  | 0 |  | 1.6323e-05 |  | -3.6865e-05 |  | 0 |  | 0 |  | 0.00010875
| 0.0014916 |  | 0.0014916 |  | 0.00050162 |  | 0 |  | 0.00030823 |  | -0.00039216 |  | -0.00039216 |  | 0.00059963 |  | 0.00020288 |  | 0 |  | -0.00041481 |  | 0.00017837 |  | 8.1482e-05 |  | #VALUE! |  | 0 |  | 1.9419e-05 |  | -0.00038815 |  | 0 |  | 0 |  | -1.4238e-05
| 0.0014982 |  | 0.0014982 |  | 0.00072247 |  | 0 |  | 0.00030825 |  | -0.00029831 |  | -0.00029831 |  | 0.00060262 |  | 0.00020285 |  | 0 |  | -0.00059181 |  | 0.00017838 |  | 6.4298e-05 |  | #VALUE! |  | 0 |  | 1.9417e-05 |  | -0.00039467 |  | 0 |  | 0 |  | 3.4189e-05
| 0.0015417 |  | 0.0015417 |  | 0.00065948 |  | 0 |  | 0.00029655 |  | -0.00014075 |  | -0.00014075 |  | 0.00061238 |  | 0.00013455 |  | 0 |  | -0.00022998 |  | 3.6143e-05 |  | 8.393e-05 |  | #VALUE! |  | 0 |  | 8.4224e-06 |  | -0.00021834 |  | 0 |  | 0 |  | 0.00013976
| 0.0014268 |  | 0.0014268 |  | 0.0002899 |  | 0 |  | 0.00029657 |  | -0.00023142 |  | -0.00023142 |  | 0.00058103 |  | 0.00013455 |  | 0 |  | -0.0001283 |  | 3.6145e-05 |  | 8.1812e-05 |  | #VALUE! |  | 0 |  | 8.4224e-06 |  | -0.0001934 |  | 0 |  | 0 |  | -0.00014846
| 0.0015918 |  | 0.0015918 |  | 0.00036263 |  | 0 |  | 0.00028776 |  | -8.219e-05 |  | -8.219e-05 |  | 0.00053306 |  | 0.00026692 |  | 0 |  | 0.00028544 |  | 0.00021437 |  | 2.4031e-05 |  | #VALUE! |  | 0 |  | 4.1671e-05 |  | -0.00021541 |  | 0 |  | 0 |  | -0.00035148
| 0.0018068 |  | 0.0018068 |  | 0.00058367 |  | 0 |  | 0.00028778 |  | -5.8691e-05 |  | -5.8691e-05 |  | 0.00057449 |  | 0.00026696 |  | 0 |  | 0.0006728 |  | 0.00021438 |  | -9.6606e-06 |  | #VALUE! |  | 0 |  | 4.1676e-05 |  | -0.00029245 |  | 0 |  | 0 |  | -0.00019412
| 0.0017646 |  | 0.0017646 |  | 0.00051215 |  | 0 |  | 0.00033065 |  | 4.116e-05 |  | 4.116e-05 |  | 0.00057379 |  | 0.00024635 |  | 0 |  | 0.00041131 |  | 0.00018352 |  | -2.895e-07 |  | #VALUE! |  | 0 |  | 3.9607e-05 |  | -6.0749e-05 |  | 0 |  | 0 |  | -9.3803e-05
| 0.0019101 |  | 0.0019101 |  | 0.00053771 |  | 0 |  | 0.00033067 |  | -6.5519e-05 |  | -6.5519e-05 |  | 0.00055835 |  | 0.00024634 |  | 0 |  | 0.00011722 |  | 0.00018353 |  | 1.8101e-05 |  | #VALUE! |  | 0 |  | 3.9605e-05 |  | 8.5703e-05 |  | 0 |  | 0 |  | -9.0039e-05
| 0.0020665 |  | 0.0020665 |  | 0.00040421 |  | 0 |  | 0.0002109 |  | -0.00017539 |  | -0.00017539 |  | 0.00058521 |  | 0.00023338 |  | 0 |  | -0.0001112 |  | 8.0215e-05 |  | 0.00011093 |  | #VALUE! |  | 0 |  | 4.2344e-05 |  | -3.5803e-05 |  | 0 |  | 0 |  | 8.6175e-05
| 0.002274 |  | 0.002274 |  | 0.0001787 |  | 0 |  | 0.00021092 |  | -0.00013188 |  | -0.00013188 |  | 0.0005619 |  | 0.00023335 |  | 0 |  | 7.7516e-05 |  | 8.022e-05 |  | 0.00013317 |  | #VALUE! |  | 0 |  | 4.2338e-05 |  | -0.00015299 |  | 0 |  | 0 |  | 0.00011899
| 0.0023567 |  | 0.0023567 |  | 3.8461e-05 |  | 0 |  | 0.00014775 |  | -9.4298e-05 |  | -9.4298e-05 |  | 0.00057754 |  | 0.0001194 |  | 0 |  | 0.00012104 |  | 0.00014799 |  | 6.3184e-05 |  | #VALUE! |  | 0 |  | 2.997e-05 |  | -0.00016494 |  | 0 |  | 0 |  | -0.00010589
| 0.002422 |  | 0.002422 |  | 0.00024682 |  | 0 |  | 0.00014776 |  | -0.00017799 |  | -0.00017799 |  | 0.00057991 |  | 0.00011942 |  | 0 |  | 2.4976e-05 |  | 0.000148 |  | 7.1967e-05 |  | #VALUE! |  | 0 |  | 2.9974e-05 |  | 7.5961e-06 |  | 0 |  | 0 |  | -5.7792e-05
| 0.002789 |  | 0.002789 |  | 0.00041604 |  | 0 |  | 0.00035827 |  | -0.00028 |  | -0.00028 |  | 0.00060525 |  | 0.00019434 |  | 0 |  | 0.00015434 |  | 0.00017341 |  | 4.5632e-05 |  | #VALUE! |  | 0 |  | 2.0702e-05 |  | 0.00019209 |  | 0 |  | 0 |  | -4.1359e-05
| 0.0028447 |  | 0.0028447 |  | 0.00022659 |  | 0 |  | 0.00035829 |  | -5.2346e-05 |  | -5.2346e-05 |  | 0.00064529 |  | 0.00019433 |  | 0 |  | 5.4074e-05 |  | 0.00017342 |  | 3.773e-05 |  | #VALUE! |  | 0 |  | 2.0701e-05 |  | 2.3878e-05 |  | 0 |  | 0 |  | 8.3023e-05
| 0.0027601 |  | 0.0027601 |  | 0.00029722 |  | 0 |  | 0.00023633 |  | -6.5645e-06 |  | -6.5645e-06 |  | 0.00062237 |  | 0.00017264 |  | 0 |  | 0.00012453 |  | 0.00017754 |  | 7.9842e-05 |  | #VALUE! |  | 0 |  | 5.3762e-05 |  | -0.00025922 |  | 0 |  | 0 |  | 0.0001005
| 0.0030208 |  | 0.0030208 |  | 0.00032667 |  | 0 |  | 0.00023635 |  | -4.8333e-05 |  | -4.8333e-05 |  | 0.00058708 |  | 0.00017267 |  | 0 |  | 0.00032036 |  | 0.00017756 |  | 9.5461e-05 |  | #VALUE! |  | 0 |  | 5.3772e-05 |  | -0.00020387 |  | 0 |  | 0 |  | -3.9756e-06
| 0.0032112 |  | 0.0032112 |  | 0.00027431 |  | 0 |  | 0.00037972 |  | 0.00011296 |  | 0.00011296 |  | 0.00058374 |  | 0.00027796 |  | 0 |  | 5.6717e-05 |  | 0 |  | 0.00011526 |  | #VALUE! |  | 0 |  | 4.5682e-05 |  | -0.00017729 |  | 0 |  | 0 |  | 6.2727e-05
| 0.0034546 |  | 0.0034546 |  | 0.00046637 |  | 0 |  | 0.00037975 |  | 5.5309e-05 |  | 5.5309e-05 |  | 0.00063878 |  | 0.00027804 |  | 0 |  | -4.329e-06 |  | 0 |  | 0.00016599 |  | #VALUE! |  | 0 |  | 4.5694e-05 |  | -0.00014148 |  | 0 |  | 0 |  | 5.0754e-05
| 0.0036819 |  | 0.0036819 |  | 0.00050823 |  | 0 |  | 0.00032167 |  | -3.9571e-05 |  | -3.9571e-05 |  | 0.00069113 |  | 0.00026498 |  | 0 |  | 0.00067904 |  | 0.00010936 |  | 0.00019212 |  | #VALUE! |  | 0 |  | 3.9665e-05 |  | 0.00013571 |  | 0 |  | 0 |  | -0.0001009
| 0.0038059 |  | 0.0038059 |  | 0.00049425 |  | 0 |  | 0.00032169 |  | 8.3085e-05 |  | 8.3085e-05 |  | 0.00068779 |  | 0.00026504 |  | 0 |  | 0.00051676 |  | 0.00010937 |  | 0.00014638 |  | #VALUE! |  | 0 |  | 3.9674e-05 |  | 4.1259e-05 |  | 0 |  | 0 |  | -0.00017848
| 0.0040376 |  | 0.0040376 |  | 0.00035313 |  | 0 |  | 0.00019977 |  | 8.612e-05 |  | 8.612e-05 |  | 0.00061553 |  | 0.00013251 |  | 0 |  | 0.00025255 |  | 0.00023075 |  | 6.2823e-05 |  | #VALUE! |  | 0 |  | 3.4248e-05 |  | -0.00032187 |  | 0 |  | 0 |  | -0.00014747
| 0.0045103 |  | 0.0045103 |  | 0.00043333 |  | 0 |  | 0.00019978 |  | 0.00024234 |  | 0.00024234 |  | 0.00058054 |  | 0.00018934 |  | 0 |  | 0.00070704 |  | 0.00023077 |  | 1.8754e-05 |  | #VALUE! |  | 0 |  | 3.4256e-05 |  | -0.0002578 |  | 0 |  | 0 |  | 2.808e-06
| 0.0048812 |  | 0.0048812 |  | 0.0006549 |  | 0 |  | 0.00029659 |  | 0.00037818 |  | 0.00037818 |  | 0.0006157 |  | 0.00029361 |  | 0 |  | 0.00074347 |  | 3.932e-05 |  | 3.056e-05 |  | #VALUE! |  | 0 |  | 4.297e-05 |  | -0.00012489 |  | 0 |  | 0 |  | -4.5454e-05
| 0.0052399 |  | 0.0052399 |  | 0.000466 |  | 0 |  | 0.00029661 |  | 0.00019531 |  | 0.00019531 |  | 0.00059604 |  | 0.00023684 |  | 0 |  | 0.00062956 |  | 3.9322e-05 |  | 5.3666e-05 |  | #VALUE! |  | 0 |  | 4.2974e-05 |  | -0.00024763 |  | 0 |  | 0 |  | -9.3131e-05
| 0.0056552 |  | 0.0056552 |  | 0.00031837 |  | 0 |  | 0.00022291 |  | -2.9748e-06 |  | -2.9748e-06 |  | 0.00059565 |  | 0.00023688 |  | 0 |  | 0.00047864 |  | 0.00032127 |  | 0.00019848 |  | #VALUE! |  | 0 |  | 3.7969e-05 |  | -0.00032861 |  | 0 |  | 0 |  | -8.7789e-05
| 0.0056688 |  | 0.0056688 |  | 0.00029613 |  | 0 |  | 0.00022292 |  | 2.2099e-05 |  | 2.2099e-05 |  | 0.00058852 |  | 0.00023687 |  | 0 |  | 0.00023886 |  | 0.00032129 |  | 0.0001822 |  | #VALUE! |  | 0 |  | 3.7967e-05 |  | -9.9438e-05 |  | 0 |  | 0 |  | -0.00029023
| 0.006007 |  | 0.006007 |  | 0.00050697 |  | 0 |  | 0.0003428 |  | -1.0841e-06 |  | -1.0841e-06 |  | 0.0005868 |  | 0.00020866 |  | 0 |  | 0.00016615 |  | 0.0001702 |  | 5.4204e-05 |  | #VALUE! |  | 0 |  | 4.6791e-05 |  | 7.4955e-05 |  | 0 |  | 0 |  | -0.00026236
| 0.0064387 |  | 0.0064387 |  | 0.00063154 |  | 0 |  | 0.00034282 |  | -0.0002436 |  | -0.0002436 |  | 0.00059541 |  | 0.00020865 |  | 0 |  | 0.00026394 |  | 0.00017021 |  | 7.5204e-05 |  | #VALUE! |  | 0 |  | 4.6789e-05 |  | -9.4517e-05 |  | 0 |  | 0 |  | -0.00030351
| 0.0068153 |  | 0.0068153 |  | 0.00045927 |  | 0 |  | 0.00027955 |  | 2.5105e-05 |  | 2.5105e-05 |  | 0.00055673 |  | 0.00021083 |  | 0 |  | 0.00030067 |  | 0 |  | 0.00014718 |  | #VALUE! |  | 0 |  | 3.557e-05 |  | -1.4124e-05 |  | 0 |  | 0 |  | -0.00018549
| 0.0073387 |  | 0.0073387 |  | 0.00042067 |  | 0 |  | 0.00027957 |  | 0.00019874 |  | 0.00019874 |  | 0.00053847 |  | 0.00021086 |  | 0 |  | 2.8208e-05 |  | 0 |  | 0.00012543 |  | #VALUE! |  | 0 |  | 3.5574e-05 |  | -0.00023034 |  | 0 |  | 0 |  | -8.8627e-06
| 0.0076967 |  | 0.0076967 |  | 0.0005888 |  | 0 |  | 0.00031894 |  | -7.6074e-05 |  | -7.6074e-05 |  | 0.00052949 |  | 0.00011847 |  | 0 |  | 1.9494e-05 |  | 9.725e-05 |  | 8.4088e-05 |  | #VALUE! |  | 0 |  | 2.4158e-05 |  | -0.00041401 |  | 0 |  | 0 |  | -0.00014112
| 0.008259 |  | 0.008259 |  | 0.00068207 |  | 0 |  | 0.00031896 |  | -0.00018296 |  | -0.00018296 |  | 0.00048148 |  | 0.00011849 |  | 0 |  | 0.00041709 |  | 9.7256e-05 |  | 7.9028e-05 |  | #VALUE! |  | 0 |  | 2.4163e-05 |  | -0.00012605 |  | 0 |  | 0 |  | -7.1788e-05
| 0.0088012 |  | 0.0088012 |  | 0.00056426 |  | 0 |  | 0.00016357 |  | -0.0001084 |  | -0.0001084 |  | 0.00050429 |  | 0.00016743 |  | 0 |  | 0.00032074 |  | 8.4125e-05 |  | 4.3621e-05 |  | #VALUE! |  | 0 |  | 2.7746e-05 |  | 5.108e-05 |  | 0 |  | 0 |  | 1.2869e-05
| 0.009268 |  | 0.009268 |  | 0.00049895 |  | 0 |  | 0.00016358 |  | -0.00010652 |  | -0.00010652 |  | 0.00056025 |  | 0.00016741 |  | 0 |  | 0.00017582 |  | 8.4131e-05 |  | 5.3096e-05 |  | #VALUE! |  | 0 |  | 2.7742e-05 |  | -4.0212e-05 |  | 0 |  | 0 |  | -0.00018999
| 0.0098185 |  | 0.0098185 |  | 0.00059218 |  | 0 |  | 0.00026932 |  | -7.2402e-05 |  | -7.2402e-05 |  | 0.00050487 |  | 0.0003512 |  | 0 |  | 0.00052055 |  | 0.00016377 |  | 0.00014003 |  | #VALUE! |  | 0 |  | 4.1329e-05 |  | -0.00016521 |  | 0 |  | 0 |  | 5.124e-05
| 0.010371 |  | 0.010371 |  | 0.0010901 |  | 0 |  | 0.00026933 |  | -4.2238e-05 |  | -4.2238e-05 |  | 0.00051688 |  | 0.00035117 |  | 0 |  | 0.00067743 |  | 0.00016378 |  | 0.00011768 |  | #VALUE! |  | 0 |  | 4.1325e-05 |  | -2.9349e-05 |  | 0 |  | 0 |  | 0.00027623
| 0.011098 |  | 0.011098 |  | 0.0010655 |  | 0 |  | 0.00032994 |  | 9.4783e-05 |  | 9.4783e-05 |  | 0.0002587 |  | 0.00029362 |  | 0 |  | 0.00086319 |  | 0.00022223 |  | 8.4724e-05 |  | #VALUE! |  | 0 |  | 1.9747e-05 |  | 2.8263e-05 |  | 0 |  | 0 |  | 2.3495e-05
| 0.011638 |  | 0.011638 |  | 0.00059119 |  | 0 |  | 0.00032996 |  | 0.00020579 |  | 0.00020579 |  | 0.0005532 |  | 0.00029358 |  | 0 |  | 0.00063473 |  | 0.00022225 |  | 9.4536e-05 |  | #VALUE! |  | 0 |  | 1.9745e-05 |  | -8.5885e-05 |  | 0 |  | 0 |  | -0.00010893
| 0.011887 |  | 0.011887 |  | 0.00053443 |  | 0 |  | 0.00027521 |  | 1.7928e-05 |  | 1.7928e-05 |  | 0.0005448 |  | 0.00024469 |  | 0 |  | 0.00036182 |  | 6.8777e-05 |  | 0.00010194 |  | #VALUE! |  | 0 |  | 2.8129e-05 |  | -0.00020548 |  | 0 |  | 0 |  | 8.9822e-05
| 0.012334 |  | 0.012334 |  | 0.00042732 |  | 0 |  | 0.00027523 |  | -0.00017405 |  | -0.00017405 |  | 0.00054094 |  | 0.00024472 |  | 0 |  | 0.00058844 |  | 6.8782e-05 |  | 0.000134 |  | #VALUE! |  | 0 |  | 2.8133e-05 |  | -9.3508e-05 |  | 0 |  | 0 |  | 7.0979e-05
| 0.013165 |  | 0.013165 |  | 0.00040588 |  | 0 |  | 0.00033113 |  | -0.00037571 |  | -0.00037571 |  | 0.00055008 |  | 0.00024907 |  | 0 |  | 0.00047474 |  | 0.00010398 |  | 7.7927e-05 |  | #VALUE! |  | 0 |  | 3.3793e-05 |  | -0.00011427 |  | 0 |  | 0 |  | -0.00013426
| 0.013904 |  | 0.013904 |  | 0.0007166 |  | 0 |  | 0.00033115 |  | -0.00042593 |  | -0.00042593 |  | 0.00053912 |  | 0.00024907 |  | 0 |  | 0.00051863 |  | 0.00010398 |  | 5.5239e-05 |  | #VALUE! |  | 0 |  | 3.3793e-05 |  | -0.0002513 |  | 0 |  | 0 |  | -0.00013948
| 0.014524 |  | 0.014524 |  | 0.00086565 |  | 0 |  | 0.0002139 |  | -0.00035108 |  | -0.00035108 |  | 0.00047615 |  | 0.00022626 |  | 0 |  | 0.00087959 |  | 0.00013289 |  | 0.0001471 |  | #VALUE! |  | 0 |  | 4.3914e-05 |  | -0.0002349 |  | 0 |  | 0 |  | -8.0026e-05
| 0.015221 |  | 0.015221 |  | 0.00083454 |  | 0 |  | 0.00021391 |  | -0.00027394 |  | -0.00027394 |  | 0.00047909 |  | 0.00022629 |  | 0 |  | 0.00096081 |  | 0.0001329 |  | 0.00020852 |  | #VALUE! |  | 0 |  | 4.3921e-05 |  | -0.00031975 |  | 0 |  | -0.00062079 |  | 1.6277e-05
| 0.015996 |  | 0.015996 |  | 0.00073823 |  | 0 |  | 0.00019384 |  | -0.00030734 |  | -0.00030734 |  | 0.00050285 |  | 0.00017298 |  | 0 |  | 0.00045268 |  | 9.8306e-05 |  | 9.051e-05 |  | #VALUE! |  | 0 |  | 3.1328e-05 |  | -0.00020339 |  | 0 |  | -0.00068174 |  | -7.7073e-05
| 0.017017 |  | 0.017017 |  | 0.00081648 |  | 0 |  | 0.00019385 |  | -0.00021361 |  | -0.00021361 |  | 0.00049092 |  | 0.00017298 |  | 0 |  | 0.00041579 |  | 9.8313e-05 |  | 3.8691e-05 |  | #VALUE! |  | 0 |  | 3.1328e-05 |  | -0.00023495 |  | 0 |  | -0.00035664 |  | 9.4255e-05
| 0.017727 |  | 0.017727 |  | 0.00084645 |  | 0 |  | 0.00022304 |  | 0.00023218 |  | 0.00023218 |  | 0.00052085 |  | 0.00025135 |  | 0 |  | 0.00077136 |  | 0.00020009 |  | 4.0352e-05 |  | #VALUE! |  | 0 |  | 3.4706e-05 |  | 6.6356e-05 |  | 0 |  | 5.6571e-06 |  | 0.00027801
| 0.018733 |  | 0.018733 |  | 0.00074908 |  | 0 |  | 0.00022305 |  | 0.00032543 |  | 0.00032543 |  | 0.00050362 |  | 0.00025135 |  | 0 |  | 0.00050853 |  | 0.0002001 |  | 4.0709e-05 |  | #VALUE! |  | 0 |  | 3.4706e-05 |  | 0.00042563 |  | 0 |  | 0.00032872 |  | 0.00018432
| 0.019973 |  | 0.019973 |  | 0.00087871 |  | 0 |  | 0.00024605 |  | 0.00010597 |  | 0.00010597 |  | 0.00050179 |  | 0.00028294 |  | 0 |  | 0.0004066 |  | 3.9261e-05 |  | 0.00017911 |  | #VALUE! |  | 0 |  | 4.6141e-05 |  | 4.922e-05 |  | 0 |  | 0.0001042 |  | 1.5405e-05
| 0.02093 |  | 0.02093 |  | 0.00080492 |  | 0 |  | 0.00027733 |  | 9.567e-05 |  | 9.567e-05 |  | 0.00054611 |  | 0.00028294 |  | 0 |  | 0.00079361 |  | 3.9264e-05 |  | 0.00013592 |  | #VALUE! |  | 0 |  | 4.6141e-05 |  | 0.00010384 |  | 0 |  | -0.00012068 |  | 8.3972e-05
| 0.021818 |  | 0.021818 |  | 0.00063662 |  | 0 |  | 0.00031818 |  | -0.00021058 |  | -0.00021058 |  | 0.00055818 |  | 0.00015346 |  | 0 |  | 0.00095318 |  | 0.00011494 |  | 4.1903e-05 |  | #VALUE! |  | 0 |  | 2.0462e-05 |  | 6.2501e-05 |  | 0 |  | -0.00015306 |  | 3.3262e-05
| 0.022865 |  | 0.022865 |  | 0.00076419 |  | 0 |  | 0.00035515 |  | -0.00014257 |  | -0.00014257 |  | 0.00054534 |  | 0.00018602 |  | 0 |  | 0.0012388 |  | 0.00011495 |  | 0.00010646 |  | #VALUE! |  | 0 |  | 2.0463e-05 |  | -0.00023723 |  | 0 |  | -1.4995e-05 |  | 9.2279e-05
| 0.02387 |  | 0.02387 |  | 0.0007568 |  | 0 |  | 0.00029513 |  | 7.7904e-05 |  | 7.7904e-05 |  | 0.00050261 |  | 0.00021216 |  | 0 |  | 0.0012719 |  | 0.00011458 |  | 0.00018668 |  | #VALUE! |  | 0 |  | 4.9017e-05 |  | -4.353e-05 |  | 0 |  | 0.00016268 |  | 0.00021644
| 0.024878 |  | 0.024878 |  | 0.00072889 |  | 0 |  | 0.00022693 |  | 0.00016874 |  | 0.00016874 |  | 0.00054387 |  | 0.00020438 |  | 0 |  | 0.0011983 |  | 0.00011459 |  | 0.00020736 |  | #VALUE! |  | 0 |  | 4.9017e-05 |  | 0.00014584 |  | 0 |  | 0.0002433 |  | 7.1301e-05
| 0.026148 |  | 0.026148 |  | 0.00092308 |  | 0 |  | 0.0003834 |  | 0.00013456 |  | 0.00013456 |  | 0.00058061 |  | 0.00019676 |  | 0 |  | 0.0013188 |  | 0.00012796 |  | 0.000125 |  | #VALUE! |  | 0.00024363 |  | 2.4822e-05 |  | -4.3536e-05 |  | 0 |  | -1.9752e-05 |  | -0.00012144
| 0.027714 |  | 0.027714 |  | 0.00077724 |  | 0 |  | 0.00038342 |  | -0.00031045 |  | -0.00031045 |  | 0.00057638 |  | 0.00017202 |  | 0 |  | 0.0011165 |  | 0.00012797 |  | 0.00012242 |  | #VALUE! |  | 0.0004538 |  | 2.4827e-05 |  | -0.00023512 |  | 0 |  | -0.00058486 |  | -0.00018993
| 0.029448 |  | 0.029448 |  | 0.00076334 |  | 0 |  | 0.0003028 |  | -0.00043651 |  | -0.00043651 |  | 0.00057555 |  | 0.00018184 |  | 0 |  | 0.0010338 |  | 6.7612e-05 |  | 9.7234e-05 |  | #VALUE! |  | 0.00037266 |  | 1.3658e-05 |  | -0.00027004 |  | 0 |  | -0.00058016 |  | -0.00013513
| 0.030996 |  | 0.030996 |  | 0.00091677 |  | 0 |  | 0.00034216 |  | -0.00013638 |  | -0.00013638 |  | 0.00052857 |  | 0.00018184 |  | 0 |  | 0.0011704 |  | 6.7617e-05 |  | 7.2374e-05 |  | #VALUE! |  | 0.00015508 |  | 1.3658e-05 |  | -0.00014052 |  | 0 |  | -0.00039506 |  | 2.3607e-05
| 0.032374 |  | 0.032374 |  | 0.00099934 |  | 0 |  | 0.00041629 |  | 5.0081e-05 |  | 5.0081e-05 |  | 0.00051666 |  | 0.00026678 |  | 0 |  | 0.00086804 |  | 0.00010707 |  | 0.00016794 |  | #VALUE! |  | 0.00068896 |  | 1.952e-05 |  | -7.6209e-06 |  | 0 |  | -0.00045113 |  | 5.7611e-05
| 0.034186 |  | 0.034186 |  | 0.0010595 |  | 0 |  | 0.00037697 |  | 0.00011473 |  | 0.00011473 |  | 0.00053826 |  | 0.00028711 |  | 0 |  | 0.00091724 |  | 0.00010708 |  | 0.00014665 |  | #VALUE! |  | 0.00066484 |  | 1.9522e-05 |  | 3.593e-05 |  | 0 |  | -0.00038898 |  | -2.086e-05
| 0.036001 |  | 0.036001 |  | 0.00094371 |  | 0 |  | 0.00038688 |  | 0.0001779 |  | 0.0001779 |  | 0.000557 |  | 0.00025008 |  | 0 |  | 0.0011978 |  | 0.00029934 |  | 0.00011652 |  | #VALUE! |  | 0.00015347 |  | 4.2073e-05 |  | 8.7108e-05 |  | 0 |  | -0.00018382 |  | 3.2436e-05
| 0.037435 |  | 0.037435 |  | 0.0009909 |  | 0 |  | 0.00038691 |  | -5.4659e-05 |  | -5.4659e-05 |  | 0.00052094 |  | 0.00022982 |  | 0 |  | 0.0013489 |  | 0.00029936 |  | 0.00012023 |  | #VALUE! |  | 1.8466e-05 |  | 4.2081e-05 |  | 3.3756e-05 |  | 0 |  | -0.00023114 |  | -9.5234e-05
| 0.039063 |  | 0.039063 |  | 0.0012645 |  | 0 |  | 0.00041101 |  | -0.00015989 |  | -0.00015989 |  | 0.0005217 |  | 0.00019496 |  | 0 |  | 0.0015458 |  | 0.00018276 |  | 0.00014192 |  | #VALUE! |  | -0.00021749 |  | 1.6053e-05 |  | -2.8315e-05 |  | 0 |  | -0.00010519 |  | -0.00011589
| 0.04077 |  | 0.04077 |  | 0.0015015 |  | 0 |  | 0.00041104 |  | -6.416e-05 |  | -6.416e-05 |  | 0.00053676 |  | 0.00019499 |  | 0 |  | 0.0015633 |  | 0.00018277 |  | 0.00018521 |  | #VALUE! |  | 4.3517e-07 |  | 1.6056e-05 |  | -4.0295e-05 |  | 0 |  | 3.9436e-05 |  | 0.0001859
| 0.04228 |  | 0.04228 |  | 0.0015897 |  | 0 |  | 0.00025341 |  | -9.0024e-05 |  | -9.0024e-05 |  | 0.00056607 |  | 0.00016666 |  | 0 |  | 0.0015284 |  | 9.5136e-05 |  | 0.00010439 |  | #VALUE! |  | 0.0007185 |  | 9.7594e-06 |  | 9.6934e-05 |  | 0 |  | -0.0003398 |  | 0.00018785
| 0.043877 |  | 0.043877 |  | 0.001505 |  | 0 |  | 0.00025343 |  | -3.0715e-05 |  | -3.0715e-05 |  | 0.00061387 |  | 0.00016667 |  | 0 |  | 0.0015062 |  | 9.5142e-05 |  | 0.00010662 |  | #VALUE! |  | 0.00054011 |  | 9.7598e-06 |  | 0.0001013 |  | 0 |  | -0.0004615 |  | -7.3927e-05
| 0.045872 |  | 0.045872 |  | 0.0012776 |  | 0 |  | 0.00037333 |  | -0.00026573 |  | -0.00026573 |  | 0.00053828 |  | 0.00016017 |  | 0 |  | 0.0014238 |  | 0.00010271 |  | 0.00011132 |  | #VALUE! |  | 9.5184e-05 |  | 1.8269e-05 |  | -0.00011002 |  | 0 |  | -0.00063307 |  | -0.00015916
| 0.048329 |  | 0.048329 |  | 0.0011222 |  | 0 |  | 0.00037336 |  | -6.1752e-05 |  | -6.1752e-05 |  | 0.00049079 |  | 0.00016016 |  | 0 |  | 0.0016203 |  | 0.00010272 |  | 3.8106e-05 |  | #VALUE! |  | 6.2817e-05 |  | 1.8267e-05 |  | -7.5169e-05 |  | 0 |  | -0.00042433 |  | -0.00013507
| 0.05059 |  | 0.05059 |  | 0.0013314 |  | 0 |  | 0.00024447 |  | 0.00014381 |  | 0.00014381 |  | 0.00050069 |  | 0.00016781 |  | 0 |  | 0.0021722 |  | 0.00010907 |  | 8.8524e-05 |  | #VALUE! |  | 0.00053702 |  | 1.7185e-05 |  | -0.0001224 |  | 0 |  | 6.7393e-05 |  | -4.4553e-05
| 0.052378 |  | 0.052378 |  | 0.0015739 |  | 0.00026856 |  | 0.00030775 |  | -4.6283e-05 |  | -4.6283e-05 |  | 0.00052567 |  | 0.00016782 |  | 0 |  | 0.0020556 |  | 0.00010908 |  | 0.00014993 |  | #VALUE! |  | 0.00080059 |  | 1.7187e-05 |  | -0.00013767 |  | 0 |  | -0.00021079 |  | -8.5097e-05
| 0.054444 |  | 0.054444 |  | 0.0016031 |  | 0.00028135 |  | 0.00031995 |  | 3.4069e-05 |  | 3.4069e-05 |  | 0.00056835 |  | 0.00023427 |  | 0 |  | 0.0018786 |  | 2.2989e-05 |  | 0.00018701 |  | #VALUE! |  | 0.000667 |  | 4.8594e-05 |  | -7.0824e-05 |  | 0 |  | -0.00041304 |  | -0.00015423
| 0.056851 |  | 0.056851 |  | 0.0017396 |  | 0.00027554 |  | 0.00028026 |  | 3.3686e-05 |  | 3.3686e-05 |  | 0.00052575 |  | 0.00023433 |  | 0 |  | 0.0020333 |  | 2.2991e-05 |  | 0.00019343 |  | #VALUE! |  | 0.00030051 |  | 4.8605e-05 |  | -0.00010679 |  | 0 |  | -0.00027925 |  | -0.00011956
| 0.059606 |  | 0.059606 |  | 0.0017865 |  | 0.00028866 |  | 0.0003366 |  | -5.9958e-05 |  | -5.9958e-05 |  | 0.00050361 |  | 0.00021472 |  | 0 |  | 0.0023116 |  | 0.0001008 |  | 0.00014061 |  | #VALUE! |  | -8.5013e-05 |  | 2.4631e-05 |  | -0.00022668 |  | 0 |  | -3.3675e-06 |  | -6.3015e-05
| 0.062558 |  | 0.062558 |  | 0.0018233 |  | 0 |  | 0.00032111 |  | -0.00020713 |  | -0.00020713 |  | 0.00053867 |  | 0.00021472 |  | 0 |  | 0.0025494 |  | 0.00010081 |  | 0.00012241 |  | #VALUE! |  | -3.4002e-05 |  | 2.4631e-05 |  | -0.00015586 |  | 0 |  | -0.00012087 |  | -3.1099e-05
| 0.06531 |  | 0.06531 |  | 0.0017581 |  | 0 |  | 0.00040183 |  | -0.00024744 |  | -0.00024744 |  | 0.00052852 |  | 0.00017224 |  | 0 |  | 0.0025132 |  | 0.00015857 |  | 0.00015519 |  | #VALUE! |  | 0.00060725 |  | 3.9635e-05 |  | 4.3596e-06 |  | 0 |  | -0.00042204 |  | -0.00014039
| 0.06827 |  | 0.06827 |  | 0.0019062 |  | 0 |  | 0.0003938 |  | 9.1734e-07 |  | 9.1734e-07 |  | 0.00051878 |  | 0.00017223 |  | 0 |  | 0.0026779 |  | 0.00015858 |  | 0.00016242 |  | #VALUE! |  | 0.00088686 |  | 3.9633e-05 |  | 0.00011028 |  | 0 |  | -0.00023242 |  | 3.2822e-06
| 0.071676 |  | 0.071676 |  | 0.0021713 |  | 0 |  | 0.00043639 |  | 0.00014493 |  | 0.00014493 |  | 0.00049773 |  | 0.00020388 |  | 0 |  | 0.0026325 |  | 0.00010343 |  | 0.00015563 |  | #VALUE! |  | 0.00036034 |  | 3.3204e-05 |  | 0.00017787 |  | 0 |  | -0.00029069 |  | 7.7176e-05
| 0.075139 |  | 0.075139 |  | 0.002104 |  | 0 |  | 0.00043642 |  | 0.00021005 |  | 0.00021005 |  | 0.00052468 |  | 0.00023391 |  | 0 |  | 0.0027453 |  | 0.00010344 |  | 5.6227e-05 |  | #VALUE! |  | 0.00032891 |  | 3.3204e-05 |  | -1.3081e-05 |  | 0 |  | -0.00034179 |  | -9.8468e-05
| 0.078743 |  | 0.078743 |  | 0.0020771 |  | 0 |  | 0.00041662 |  | 0.00015297 |  | 0.00015297 |  | 0.00052026 |  | 0.00024372 |  | 0 |  | 0.0028747 |  | 0.00012149 |  | 2.0249e-05 |  | #VALUE! |  | 0.00044049 |  | 1.7697e-05 |  | -7.9585e-05 |  | 0 |  | -0.00014347 |  | -3.9005e-05
| 0.082182 |  | 0.082182 |  | 0.0022049 |  | 0 |  | 0.00054068 |  | -8.7159e-05 |  | -8.7159e-05 |  | 0.00048053 |  | 0.00021375 |  | 0 |  | 0.002776 |  | 0.0001215 |  | 0.00013971 |  | #VALUE! |  | 0.00043127 |  | 1.7702e-05 |  | -3.9251e-05 |  | 0 |  | -0.00045207 |  | 5.6574e-05
| 0.085564 |  | 0.085564 |  | 0.0026432 |  | 0 |  | 0.00050535 |  | -0.00024614 |  | -0.00024614 |  | 0.00052776 |  | 0.00019954 |  | 0 |  | 0.0027867 |  | 0 |  | 9.7006e-05 |  | #VALUE! |  | 0.00011851 |  | 3.3864e-05 |  | -0.00010358 |  | 0 |  | -0.00053144 |  | -6.3233e-07
| 0.089064 |  | 0.089064 |  | 0.002639 |  | 0 |  | 0.00044546 |  | -0.00041272 |  | -0.00041272 |  | 0.00052315 |  | 0.00019957 |  | 0 |  | 0.0027864 |  | 0 |  | 9.5171e-05 |  | #VALUE! |  | 0.00030409 |  | 3.3869e-05 |  | -9.8136e-05 |  | 0 |  | -0.00036499 |  | 2.0891e-05
| 0.092405 |  | 0.092405 |  | 0.0024385 |  | 0 |  | 0.00038849 |  | -0.00037498 |  | -0.00037498 |  | 0.00052984 |  | 0.00022249 |  | 0 |  | 0.0029089 |  | 3.5729e-05 |  | 0.0002171 |  | #VALUE! |  | 0.00028742 |  | 3.4821e-05 |  | -3.1624e-05 |  | 0 |  | -0.00032212 |  | 0.00015478
| 0.096158 |  | 0.096158 |  | 0.0028454 |  | 0 |  | 0.00037033 |  | -0.00017418 |  | -0.00017418 |  | 0.00053871 |  | 0.00022247 |  | 0 |  | 0.0032536 |  | 3.5731e-05 |  | 0.00021953 |  | #VALUE! |  | 1.2668e-05 |  | 3.4818e-05 |  | -2.1812e-05 |  | 0 |  | -0.0003819 |  | 3.1813e-05
| 0.10272 |  | 0.10272 |  | 0.0029872 |  | 0 |  | 0.00026328 |  | -0.00031587 |  | -0.00031587 |  | 0.00050372 |  | 1.8149e-05 |  | 0 |  | 0.0034888 |  | 0 |  | 7.0878e-05 |  | #VALUE! |  | -0.00016773 |  | 0 |  | -0.00047225 |  | 0 |  | -0.00068678 |  | -0.0003337
| 0.11024 |  | 0.11024 |  | 0.0032271 |  | 0.00057 |  | 0.00067538 |  | 7.9786e-05 |  | 7.9786e-05 |  | 0.00050462 |  | 0.00020687 |  | 0 |  | 0.0041312 |  | 6.1222e-05 |  | 7.9668e-05 |  | #VALUE! |  | 0.00036412 |  | 2.1319e-05 |  | -0.00014615 |  | 0 |  | -0.00016046 |  | 0.00011424
| 0.11428 |  | 0.11428 |  | 0.0033013 |  | 0.0005441 |  | 0.00052383 |  | 4.3081e-06 |  | 4.3081e-06 |  | 0.00048905 |  | 0.00018872 |  | 0 |  | 0.0040465 |  | 6.1226e-05 |  | 0.00014522 |  | #VALUE! |  | 0.00049269 |  | 2.1319e-05 |  | -1.1999e-05 |  | 0 |  | -0.00017098 |  | 1.3186e-05
| 0.11759 |  | 0.11759 |  | 0.0035025 |  | 0.00027106 |  | 0.00053225 |  | 4.4117e-05 |  | 4.4117e-05 |  | 0.00046018 |  | 0.00018002 |  | 0 |  | 0.0041539 |  | 0.00013268 |  | 0.00020186 |  | #VALUE! |  | 0.00017691 |  | 3.4412e-05 |  | -4.6915e-05 |  | 0 |  | -0.00013431 |  | -7.4488e-06
| 0.12121 |  | 0.12121 |  | 0.0037549 |  | 0.00052729 |  | 0.00070741 |  | 1.4706e-05 |  | 1.4706e-05 |  | 0.00044857 |  | 0.00018001 |  | 0 |  | 0.0041253 |  | 0.00013269 |  | 0.00016897 |  | #VALUE! |  | -4.8098e-05 |  | 3.4411e-05 |  | -0.00028911 |  | 0 |  | -0.00026307 |  | -7.1652e-06
| 0.12555 |  | 0.12555 |  | 0.0038313 |  | 0.00083375 |  | 0.00079336 |  | -8.2555e-05 |  | -8.2555e-05 |  | 0.0004826 |  | 0.00023132 |  | 0 |  | 0.004167 |  | 0.00016985 |  | 0.00015262 |  | #VALUE! |  | 1.2457e-05 |  | 4.2859e-05 |  | -0.00023239 |  | 0 |  | -0.0002525 |  | 8.0432e-05
| 0.12932 |  | 0.12932 |  | 0.0041153 |  | 0.0010714 |  | 0.00077345 |  | -5.7527e-05 |  | -5.7527e-05 |  | 0.00050022 |  | 0.00023132 |  | 0 |  | 0.0044836 |  | 0.00016986 |  | 0.00018069 |  | #VALUE! |  | 0.00010535 |  | 4.2859e-05 |  | -0.00011892 |  | 0 |  | 5.7022e-07 |  | 0.00018116
| 0.13269 |  | 0.13269 |  | 0.0043795 |  | 0.0016889 |  | 0.00069269 |  | -0.00011998 |  | -0.00011998 |  | 0.00046444 |  | 0.00019859 |  | 0 |  | 0.004347 |  | 0.00014472 |  | 0.00024084 |  | #VALUE! |  | -0.0001146 |  | 2.7759e-05 |  | -0.00015446 |  | 0 |  | -5.6472e-05 |  | 6.1242e-05
| 0.13702 |  | 0.13702 |  | 0.0042965 |  | 0.001068 |  | 0.0006523 |  | -8.3786e-05 |  | -8.3786e-05 |  | 0.00047427 |  | 0.00019862 |  | 0 |  | 0.0042902 |  | 0.00014473 |  | 0.00025596 |  | #VALUE! |  | -0.00020768 |  | 2.7762e-05 |  | -0.00012719 |  | 0 |  | -0.00018879 |  | -7.0287e-06
| 0.14199 |  | 0.14199 |  | 0.0044693 |  | 0.00057 |  | 0.00078484 |  | 4.7925e-05 |  | 4.7925e-05 |  | 0.00050566 |  | 0.00019428 |  | 0 |  | 0.0044534 |  | 0.00016225 |  | 0.0002381 |  | #VALUE! |  | 0.00017434 |  | 3.2582e-05 |  | -5.4565e-06 |  | 0 |  | -4.9534e-05 |  | -1.8244e-06
| 0.1476 |  | 0.1476 |  | 0.0048445 |  | 0.0010779 |  | 0.00090966 |  | 9.2344e-05 |  | 9.2344e-05 |  | 0.00048331 |  | 0.00019429 |  | 0 |  | 0.004631 |  | 0.00016226 |  | 0.00021688 |  | #VALUE! |  | 0.00050099 |  | 3.2583e-05 |  | 0.00010696 |  | 0 |  | 6.3128e-05 |  | -2.0396e-05
| 0.15255 |  | 0.15255 |  | 0.0051383 |  | 0.0016781 |  | 0.00082717 |  | -3.0864e-05 |  | -3.0864e-05 |  | 0.00047389 |  | 0.00011897 |  | 0 |  | 0.0046686 |  | 2.8366e-05 |  | 0.00024171 |  | #VALUE! |  | 0.0004802 |  | 2.0227e-05 |  | -5.9211e-05 |  | 0 |  | -0.0003395 |  | -0.00012768
| 0.15671 |  | 0.15671 |  | 0.0055146 |  | 0.0015953 |  | 0.00089536 |  | -4.7365e-06 |  | -4.7365e-06 |  | 0.00050991 |  | 0.00011898 |  | 0 |  | 0.0047168 |  | 2.8368e-05 |  | 0.00028657 |  | #VALUE! |  | 0.00037453 |  | 2.023e-05 |  | -0.00022622 |  | 0 |  | -0.00041541 |  | -5.1848e-05
| 0.16176 |  | 0.16176 |  | 0.0059858 |  | 0.0016645 |  | 0.00099247 |  | 0.00020255 |  | 0.00020255 |  | 0.0004987 |  | 0.00024888 |  | 0 |  | 0.0051349 |  | 0.00017109 |  | 0.00025381 |  | #VALUE! |  | 3.9883e-05 |  | 2.9127e-05 |  | -0.00012117 |  | 0 |  | -0.0001433 |  | 0.00012555
| 0.16725 |  | 0.16725 |  | 0.0062861 |  | 0.0018541 |  | 0.00096654 |  | 0.0002078 |  | 0.0002078 |  | 0.00051816 |  | 0.00024893 |  | 0 |  | 0.0056876 |  | 0.0001711 |  | 0.0001876 |  | #VALUE! |  | 0.00021783 |  | 2.9133e-05 |  | -1.965e-05 |  | 0 |  | -8.3125e-05 |  | 0.00012401
| 0.17142 |  | 0.17142 |  | 0.0064961 |  | 0.0022202 |  | 0.00098551 |  | -8.9604e-05 |  | -8.9604e-05 |  | 0.00053406 |  | 0.00016049 |  | 0 |  | 0.0056762 |  | 6.2116e-05 |  | 0.00018518 |  | #VALUE! |  | 0.00039576 |  | 3.5103e-05 |  | -0.00018799 |  | 0 |  | -0.00013456 |  | 1.8395e-05
| 0.17461 |  | 0.17461 |  | 0.0068512 |  | 0.0021128 |  | 0.00097794 |  | -0.00018776 |  | -0.00018776 |  | 0.00052859 |  | 0.00018654 |  | 0 |  | 0.0054449 |  | 6.212e-05 |  | 0.00022876 |  | #VALUE! |  | -0.00025859 |  | 3.5108e-05 |  | -0.00025022 |  | 0 |  | -0.00024603 |  | 2.5272e-05
| 0.17919 |  | 0.17919 |  | 0.0072301 |  | 0.0019424 |  | 0.0010404 |  | -0.0001259 |  | -0.0001259 |  | 0.00049365 |  | 0.00013741 |  | 0 |  | 0.0057648 |  | 1.4281e-06 |  | 0.00024687 |  | #VALUE! |  | -0.00024475 |  | 4.9283e-05 |  | -4.3676e-06 |  | 0 |  | -0.00024295 |  | -4.9642e-06
| 0.18522 |  | 0.18522 |  | 0.0074777 |  | 0.0021296 |  | 0.0011784 |  | -0.00012752 |  | -0.00012752 |  | 0.00042796 |  | 0.00011821 |  | 0 |  | 0.0060631 |  | 1.4282e-06 |  | 0.00021695 |  | #VALUE! |  | 0.00063797 |  | 4.9288e-05 |  | 0.0001414 |  | 0 |  | -0.00018165 |  | 3.294e-05
| 0.18862 |  | 0.18862 |  | 0.007525 |  | 0.0025021 |  | 0.0012265 |  | -6.6962e-05 |  | -6.6962e-05 |  | 0.00045988 |  | 0.00016299 |  | 0 |  | 0.0059838 |  | 0.00018165 |  | 0.00018942 |  | #VALUE! |  | 0.00052126 |  | 4.7903e-05 |  | 1.5074e-05 |  | 0 |  | -0.00021945 |  | 0.00010818
| 0.19064 |  | 0.19064 |  | 0.007931 |  | 0.0026535 |  | 0.0011988 |  | -1.169e-06 |  | -1.169e-06 |  | 0.00050572 |  | 0.00015618 |  | 0 |  | 0.0062177 |  | 0.00018166 |  | 0.0002266 |  | #VALUE! |  | 0.00014354 |  | 4.7908e-05 |  | -4.9889e-05 |  | 0 |  | -0.00022745 |  | -2.4302e-05
| 0.19465 |  | 0.19465 |  | 0.0084883 |  | 0.0027799 |  | 0.0013074 |  | 8.2318e-06 |  | 8.2318e-06 |  | 0.00048744 |  | 0.00011578 |  | 0 |  | 0.0066145 |  | 0.000101 |  | 0.00025689 |  | #VALUE! |  | 0.00048039 |  | 3.3421e-05 |  | -3.8227e-05 |  | 0 |  | -0.00025315 |  | -8.0514e-05
| 0.19905 |  | 0.19905 |  | 0.0089958 |  | 0.0026535 |  | 0.0015159 |  | 0.00013993 |  | 0.00013993 |  | 0.00048054 |  | 0.00017467 |  | 0 |  | 0.0068467 |  | 0.000101 |  | 0.00027915 |  | #VALUE! |  | 0.00043799 |  | 3.3419e-05 |  | -1.0922e-06 |  | 0 |  | -0.00012521 |  | 0.00010149
| 0.20291 |  | 0.20291 |  | 0.0091609 |  | 0.0027799 |  | 0.0016636 |  | 0.0002947 |  | 0.0002947 |  | 0.00049549 |  | 0.00023806 |  | 0 |  | 0.0071645 |  | 0.00011413 |  | 0.00024635 |  | #VALUE! |  | -0.00020781 |  | 4.5844e-05 |  | 3.714e-05 |  | 0 |  | 1.3194e-06 |  | 0.00017251
| 0.20567 |  | 0.20567 |  | 0.0095239 |  | 0.0026535 |  | 0.0017031 |  | 0.00012243 |  | 0.00012243 |  | 0.00053873 |  | 0.00017915 |  | 0 |  | 0.0071168 |  | 0.00011414 |  | 0.00022691 |  | #VALUE! |  | -0.00030732 |  | 4.5842e-05 |  | 6.5547e-06 |  | 0 |  | -0.00014357 |  | -2.3213e-05
| 0.20739 |  | 0.20739 |  | 0.010393 |  | 0.0030612 |  | 0.0017818 |  | -0.00015893 |  | -0.00015893 |  | 0.00054133 |  | 0.00013329 |  | 0 |  | 0.0070291 |  | 8.6539e-05 |  | 0.00041127 |  | #VALUE! |  | 2.6064e-05 |  | 2.0745e-05 |  | -4.6531e-05 |  | 0 |  | -0.00041489 |  | -0.00010522
| 0.20979 |  | 0.20979 |  | 0.010509 |  | 0.0029221 |  | 0.0017884 |  | -9.2426e-06 |  | -9.2426e-06 |  | 0.00049617 |  | 0.00013621 |  | 0 |  | 0.007347 |  | 8.6544e-05 |  | 0.00044433 |  | #VALUE! |  | -0.00021804 |  | 2.0747e-05 |  | -9.1334e-05 |  | 0 |  | -0.00032086 |  | 8.357e-06
| 0.21247 |  | 0.21247 |  | 0.010881 |  | 0.0030612 |  | 0.0017652 |  | 0.00010707 |  | 0.00010707 |  | 0.00048807 |  | 0.00015914 |  | 0 |  | 0.0076537 |  | 8.036e-05 |  | 0.00031665 |  | #VALUE! |  | -0.00040532 |  | 3.8069e-05 |  | -9.0902e-05 |  | 0 |  | -6.0362e-05 |  | 7.1076e-05
| 0.21343 |  | 0.21343 |  | 0.01175 |  | 0.0029221 |  | 0.0018686 |  | 6.4186e-05 |  | 6.4186e-05 |  | 0.00047012 |  | 0.00017794 |  | 0 |  | 0.0076432 |  | 8.0365e-05 |  | 0.00025691 |  | #VALUE! |  | 0.00010915 |  | 3.8079e-05 |  | -1.1139e-05 |  | 0 |  | -0.00019868 |  | 1.429e-05
| 0.21473 |  | 0.21473 |  | 0.012094 |  | 0.0027799 |  | 0.0020095 |  | 4.7738e-05 |  | 4.7738e-05 |  | 0.00045556 |  | 0.00014294 |  | 0 |  | 0.0076228 |  | 0.00011955 |  | 0.00026712 |  | #VALUE! |  | 0.00026834 |  | 3.9971e-05 |  | 1.0928e-05 |  | 0 |  | -0.00018805 |  | -7.5992e-05
| 0.2165 |  | 0.2165 |  | 0.012396 |  | 0.0026535 |  | 0.0021738 |  | -0.0001938 |  | -0.0001938 |  | 0.00044422 |  | 0.00012131 |  | 0 |  | 0.0080157 |  | 0.00011956 |  | 0.0002812 |  | #VALUE! |  | -0.00021934 |  | 3.9978e-05 |  | 0 |  | 0 |  | -0.00035154 |  | -0.00010735
| 0.21765 |  | 0.21765 |  | 0.013089 |  | 0.0033499 |  | 0.0023564 |  | -3.2478e-05 |  | -3.2478e-05 |  | 0.00045677 |  | 0.00019018 |  | 0 |  | 0.0085545 |  | 0.00010255 |  | 0.00023456 |  | #VALUE! |  | 2.9374e-05 |  | 3.2307e-05 |  | -2.2938e-05 |  | 0 |  | -0.00020692 |  | 7.5548e-05
| 0.21719 |  | 0.21719 |  | 0.013974 |  | 0.0037417 |  | 0.0024507 |  | 0.00017454 |  | 0.00017454 |  | 0.0005243 |  | 0.00019017 |  | 0 |  | 0.0085316 |  | 0.00010256 |  | 0.00028184 |  | #VALUE! |  | 0.00018414 |  | 3.2305e-05 |  | -7.6496e-05 |  | 0 |  | -8.3914e-06 |  | 0.00021414
| 0.21515 |  | 0.21515 |  | 0.014358 |  | 0.0036312 |  | 0.002433 |  | 1.7535e-06 |  | 1.7535e-06 |  | 0.00049561 |  | 0.00019237 |  | 0 |  | 0.0085812 |  | 7.0137e-05 |  | 0.00036193 |  | #VALUE! |  | -1.6795e-05 |  | 4.9566e-05 |  | -7.4515e-05 |  | 0 |  | -0.0002622 |  | 0.00012387
| 0.21472 |  | 0.21472 |  | 0.014729 |  | 0.0034494 |  | 0.0025859 |  | -0.00015679 |  | -0.00015679 |  | 0.00046837 |  | 0.00019239 |  | 0 |  | 0.008986 |  | 7.0142e-05 |  | 0.00029915 |  | #VALUE! |  | 7.0437e-05 |  | 4.9573e-05 |  | -1.8768e-05 |  | 0 |  | -0.00024717 |  | -1.8579e-05
| 0.21518 |  | 0.21518 |  | 0.015293 |  | 0.0044512 |  | 0.0027284 |  | -6.1508e-05 |  | -6.1508e-05 |  | 0.00045777 |  | 0.0001957 |  | 0 |  | 0.0090606 |  | 0.00021346 |  | 0.00026907 |  | #VALUE! |  | 0.00061215 |  | 4.314e-05 |  | 8.9647e-05 |  | 0 |  | -0.00011829 |  | 9.0895e-05
| 0.21326 |  | 0.21326 |  | 0.016099 |  | 0.0047896 |  | 0.0027593 |  | -4.2892e-06 |  | -4.2892e-06 |  | 0.00044507 |  | 0.0001957 |  | 0 |  | 0.0092574 |  | 0.00021347 |  | 0.00032786 |  | #VALUE! |  | 0.00047728 |  | 4.314e-05 |  | -5.4665e-06 |  | 0 |  | -8.0497e-05 |  | 9.1874e-05
| 0.21082 |  | 0.21082 |  | 0.017086 |  | 0.0052887 |  | 0.0030147 |  | -0.00011899 |  | -0.00011899 |  | 0.0004883 |  | 0.00013557 |  | 0 |  | 0.0096385 |  | 0.00012458 |  | 0.00046843 |  | #VALUE! |  | 5.8597e-05 |  | 3.6977e-05 |  | -0.00012248 |  | 0 |  | -0.00014497 |  | -3.1777e-06
| 0.2089 |  | 0.2089 |  | 0.017696 |  | 0.0047896 |  | 0.0031777 |  | -0.00021989 |  | -0.00021989 |  | 0.00048965 |  | 0.00013558 |  | 0 |  | 0.0095698 |  | 0.00012458 |  | 0.00051958 |  | #VALUE! |  | 0.0002625 |  | 3.698e-05 |  | -7.7653e-05 |  | 0 |  | -0.0003645 |  | -3.7301e-05
| 0.207 |  | 0.207 |  | 0.018393 |  | 0.005028 |  | 0.0034329 |  | -0.00013317 |  | -0.00013317 |  | 0.00046723 |  | 0.00017495 |  | 0 |  | 0.0097466 |  | 8.7522e-05 |  | 0.00048446 |  | #VALUE! |  | 0.00044732 |  | 4.0928e-05 |  | 4.9208e-05 |  | 0 |  | -0.00039368 |  | -0.00011251
| 0.20363 |  | 0.20363 |  | 0.019312 |  | 0.0053267 |  | 0.0036567 |  | -7.4858e-05 |  | -7.4858e-05 |  | 0.00049075 |  | 0.00017498 |  | 0 |  | 0.010237 |  | 8.7527e-05 |  | 0.00054282 |  | #VALUE! |  | 0.00090593 |  | 4.0933e-05 |  | 4.3744e-06 |  | 0 |  | -0.00046351 |  | -0.00011206
| 0.19926 |  | 0.19926 |  | 0.020164 |  | 0.0058514 |  | 0.0036816 |  | -0.00010873 |  | -0.00010873 |  | 0.00048788 |  | 0.00011045 |  | 0 |  | 0.010118 |  | 4.5681e-05 |  | 0.00051002 |  | #VALUE! |  | 0.00084628 |  | 2.5855e-05 |  | -8.7496e-05 |  | 0 |  | -0.00059971 |  | -7.6786e-05
| 0.19542 |  | 0.19542 |  | 0.020757 |  | 0.0061197 |  | 0.0038008 |  | -0.00014259 |  | -0.00014259 |  | 0.0004797 |  | 0.00011045 |  | 0 |  | 0.0099975 |  | 4.5684e-05 |  | 0.00045383 |  | #VALUE! |  | 0.00012069 |  | 2.5855e-05 |  | -6.2344e-05 |  | 0 |  | -0.00046291 |  | -9.7283e-05
| 0.19169 |  | 0.19169 |  | 0.021786 |  | 0.0064111 |  | 0.0040172 |  | 0.00019117 |  | 0.00019117 |  | 0.00045347 |  | 0.00025812 |  | 0 |  | 0.010456 |  | 0.0002289 |  | 0.00046755 |  | #VALUE! |  | 0.00019103 |  | 4.9772e-05 |  | 0.00012141 |  | 0 |  | 0.000188 |  | 7.8095e-05
| 0.18715 |  | 0.18715 |  | 0.02302 |  | 0.0061225 |  | 0.0042933 |  | 0.0002615 |  | 0.0002615 |  | 0.00043817 |  | 0.00025816 |  | 0 |  | 0.010609 |  | 0.00022891 |  | 0.00044807 |  | #VALUE! |  | 0.00041333 |  | 4.9779e-05 |  | 0.00013236 |  | 0 |  | 0.00024821 |  | 0.00016989
| 0.18152 |  | 0.18152 |  | 0.02386 |  | 0.0061197 |  | 0.0043954 |  | 3.0476e-05 |  | 3.0476e-05 |  | 0.00049187 |  | 8.2002e-05 |  | 0 |  | 0.010481 |  | 8.4195e-05 |  | 0.00045558 |  | #VALUE! |  | 9.3999e-05 |  | 3.3646e-05 |  | -0.00010456 |  | 0 |  | -0.0003762 |  | -0.00010862
| 0.17621 |  | 0.17621 |  | 0.02481 |  | 0.00696 |  | 0.0045467 |  | -0.00011051 |  | -0.00011051 |  | 0.00052708 |  | 8.2002e-05 |  | 0 |  | 0.010538 |  | 8.42e-05 |  | 0.0005331 |  | #VALUE! |  | -4.0701e-05 |  | 3.3646e-05 |  | -0.00020085 |  | 0 |  | -0.00047701 |  | -0.0001125
| 0.17115 |  | 0.17115 |  | 0.025935 |  | 0.0074362 |  | 0.0049666 |  | 1.7785e-05 |  | 1.7785e-05 |  | 0.00047416 |  | 0.00025273 |  | 0 |  | 0.010612 |  | 0.00021851 |  | 0.00051044 |  | #VALUE! |  | 0.00034706 |  | 3.5276e-05 |  | -0.00012801 |  | 0 |  | -4.1501e-05 |  | 3.8595e-05
| 0.16596 |  | 0.16596 |  | 0.027287 |  | 0.0080716 |  | 0.005302 |  | -6.4916e-05 |  | -6.4916e-05 |  | 0.00043584 |  | 0.00025274 |  | 0 |  | 0.010746 |  | 0.00021853 |  | 0.0004908 |  | #VALUE! |  | 0.000432 |  | 3.5277e-05 |  | -4.7051e-05 |  | 0 |  | -0.00013274 |  | -4.6114e-05
| 0.16014 |  | 0.16014 |  | 0.028658 |  | 0.0079635 |  | 0.0054 |  | -0.00028819 |  | -0.00028819 |  | 0.00045586 |  | 0.00017617 |  | 0 |  | 0.01069 |  | 3.0333e-05 |  | 0.00054305 |  | #VALUE! |  | -0.0001998 |  | 5.5896e-05 |  | -5.2524e-05 |  | 0 |  | -0.00042426 |  | -9.4198e-05
| 0.15478 |  | 0.15478 |  | 0.029905 |  | 0.0086313 |  | 0.0055316 |  | -0.00016935 |  | -0.00016935 |  | 0.00046739 |  | 0.00017617 |  | 0 |  | 0.010666 |  | 3.0335e-05 |  | 0.00054859 |  | #VALUE! |  | -0.00035274 |  | 5.5896e-05 |  | 8.7548e-06 |  | 0 |  | -0.00015082 |  | -9.7753e-05
| 0.15022 |  | 0.15022 |  | 0.031219 |  | 0.008239 |  | 0.0058332 |  | -2.4889e-06 |  | -2.4889e-06 |  | 0.00046509 |  | 0.00025717 |  | 0 |  | 0.01102 |  | 9.6532e-05 |  | 0.00052573 |  | #VALUE! |  | -0.00010085 |  | 3.7507e-05 |  | 9.7402e-05 |  | 0 |  | 2.722e-05 |  | -4.4511e-05
| 0.14464 |  | 0.14464 |  | 0.032512 |  | 0.0089024 |  | 0.0061293 |  | -3.4306e-06 |  | -3.4306e-06 |  | 0.00049744 |  | 0.00025717 |  | 0 |  | 0.011184 |  | 9.6538e-05 |  | 0.00053302 |  | #VALUE! |  | 0.00028835 |  | 3.7507e-05 |  | -2.4079e-05 |  | 0 |  | -0.00014553 |  | -5.4587e-05
| 0.13802 |  | 0.13802 |  | 0.033837 |  | 0.009032 |  | 0.0064095 |  | -0.00010256 |  | -0.00010256 |  | 0.00051553 |  | 0.00021343 |  | 0 |  | 0.011024 |  | 3.1096e-05 |  | 0.00054458 |  | #VALUE! |  | 0.00085791 |  | 4.9535e-05 |  | -0.00020129 |  | 0 |  | -0.0003602 |  | 1.3943e-06
| 0.13151 |  | 0.13151 |  | 0.035271 |  | 0.010022 |  | 0.0066512 |  | -2.8082e-05 |  | -2.8082e-05 |  | 0.00047338 |  | 0.00021344 |  | 0 |  | 0.010846 |  | 3.1098e-05 |  | 0.00048992 |  | #VALUE! |  | 0.00037088 |  | 4.9537e-05 |  | -0.00012359 |  | 0 |  | -0.00025549 |  | -5.8316e-05
| 0.12546 |  | 0.12546 |  | 0.036648 |  | 0.0101 |  | 0.0067587 |  | -0.00013318 |  | -0.00013318 |  | 0.00047039 |  | 0.00016746 |  | 0 |  | 0.010726 |  | 0.00013648 |  | 0.00041904 |  | #VALUE! |  | -6.239e-05 |  | 3.4688e-05 |  | -9.5377e-05 |  | 0 |  | -0.00032414 |  | -0.0001599
| 0.12028 |  | 0.12028 |  | 0.038036 |  | 0.011133 |  | 0.0070014 |  | -0.00012606 |  | -0.00012606 |  | 0.00048279 |  | 0.00016748 |  | 0 |  | 0.010641 |  | 0.00013649 |  | 0.00042805 |  | #VALUE! |  | 0.0001311 |  | 3.4693e-05 |  | -0.00010524 |  | 0 |  | -0.00034519 |  | -6.8598e-05
| 0.11518 |  | 0.11518 |  | 0.039954 |  | 0.011404 |  | 0.007262 |  | -5.4583e-05 |  | -5.4583e-05 |  | 0.00047898 |  | 0.00019598 |  | 0 |  | 0.01078 |  | 3.1122e-05 |  | 0.00044469 |  | #VALUE! |  | 6.7813e-05 |  | 2.4891e-05 |  | -5.5835e-05 |  | 0 |  | -0.00019339 |  | -1.9563e-06
| 0.11019 |  | 0.11019 |  | 0.041844 |  | 0.011151 |  | 0.0075578 |  | -4.3034e-05 |  | -4.3034e-05 |  | 0.00045655 |  | 0.00019597 |  | 0 |  | 0.010717 |  | 3.1124e-05 |  | 0.00044669 |  | #VALUE! |  | 0.00012273 |  | 2.489e-05 |  | -2.8469e-05 |  | 0 |  | -0.00016807 |  | 1.3004e-05
| 0.10603 |  | 0.10603 |  | 0.043016 |  | 0.012252 |  | 0.0078311 |  | -4.0508e-05 |  | -4.0508e-05 |  | 0.00041464 |  | 0.00020473 |  | 0 |  | 0.010722 |  | 0.00013832 |  | 0.00047281 |  | #VALUE! |  | 0.0001065 |  | 4.4243e-05 |  | -4.161e-05 |  | 0 |  | -0.00010538 |  | -0.00012127
| 0.10271 |  | 0.10271 |  | 0.044562 |  | 0.012239 |  | 0.0079828 |  | 5.8299e-05 |  | 5.8299e-05 |  | 0.00046178 |  | 0.00020477 |  | 0 |  | 0.01068 |  | 0.00013833 |  | 0.0005144 |  | #VALUE! |  | -2.534e-05 |  | 4.4251e-05 |  | 5.1088e-05 |  | 0 |  | -0.00011435 |  | -3.943e-05
| 0.099039 |  | 0.099039 |  | 0.046697 |  | 0.013371 |  | 0.0083527 |  | 3.7466e-05 |  | 3.7466e-05 |  | 0.00046752 |  | 0.00017957 |  | 0 |  | 0.010689 |  | 0.0001648 |  | 0.00052895 |  | #VALUE! |  | -7.6555e-05 |  | 3.6183e-05 |  | 0.00021646 |  | 0 |  | -4.5103e-05 |  | 8.9115e-05
| 0.095545 |  | 0.095545 |  | 0.048398 |  | 0.013287 |  | 0.0087117 |  | 8.6937e-05 |  | 8.6937e-05 |  | 0.0004252 |  | 0.0001796 |  | 0 |  | 0.011096 |  | 0.00016481 |  | 0.00050757 |  | #VALUE! |  | -0.00013032 |  | 3.6189e-05 |  | 0.00013909 |  | 0 |  | -2.5448e-05 |  | 6.617e-05
| 0.092035 |  | 0.092035 |  | 0.049811 |  | 0.014472 |  | 0.0089155 |  | 0.00016523 |  | 0.00016523 |  | 0.00042633 |  | 0.0001555 |  | 0 |  | 0.01074 |  | 0.00015766 |  | 0.00052762 |  | #VALUE! |  | 0.00027018 |  | 1.1398e-05 |  | 5.4765e-05 |  | 0 |  | -0.00037523 |  | -7.771e-05
| 0.088481 |  | 0.088481 |  | 0.051603 |  | 0.014342 |  | 0.0093008 |  | 0.00030253 |  | 0.00030253 |  | 0.00043488 |  | 0.00018913 |  | 0 |  | 0.010617 |  | 0.00015767 |  | 0.00056607 |  | #VALUE! |  | 0.00021221 |  | 1.14e-05 |  | 2.1907e-05 |  | 0 |  | -0.00025563 |  | -2.3876e-05
| 0.085795 |  | 0.085795 |  | 0.053479 |  | 0.015585 |  | 0.0097773 |  | 0.00023452 |  | 0.00023452 |  | 0.00046129 |  | 0.00018036 |  | 0 |  | 0.010816 |  | 0.00010044 |  | 0.00060689 |  | #VALUE! |  | -8.1457e-05 |  | 4.8766e-05 |  | -5.6961e-05 |  | 0 |  | -0.00013129 |  | 0.0001434
| 0.083364 |  | 0.083364 |  | 0.055182 |  | 0.015944 |  | 0.010282 |  | 7.4899e-05 |  | 7.4899e-05 |  | 0.00049803 |  | 0.00014677 |  | 0 |  | 0.010396 |  | 0.00010045 |  | 0.0006786 |  | #VALUE! |  | 0.00024886 |  | 4.8768e-05 |  | -4.7107e-05 |  | 0 |  | -0.00025196 |  | 2.2311e-05
| 0.080659 |  | 0.080659 |  | 0.057293 |  | 0.017263 |  | 0.010717 |  | -7.673e-05 |  | -7.673e-05 |  | 0.0004847 |  | 0.00011502 |  | 0 |  | 0.010262 |  | 1.483e-05 |  | 0.00059642 |  | #VALUE! |  | 0.00033016 |  | 4.0308e-05 |  | -8.7648e-06 |  | 0 |  | -0.00042727 |  | -0.00010573
| 0.078345 |  | 0.078345 |  | 0.059546 |  | 0.017263 |  | 0.011234 |  | -4.1766e-05 |  | -4.1766e-05 |  | 0.00045292 |  | 0.00011502 |  | 0 |  | 0.01055 |  | 1.4831e-05 |  | 0.00053774 |  | #VALUE! |  | 6.4148e-05 |  | 4.0309e-05 |  | 0.00010725 |  | 0 |  | -0.00034144 |  | -4.7361e-05
| 0.076807 |  | 0.076807 |  | 0.061304 |  | 0.017012 |  | 0.011896 |  | 0.00017094 |  | 0.00017094 |  | 0.00046213 |  | 0.00012599 |  | 0 |  | 0.010694 |  | 0.00018675 |  | 0.00058415 |  | #VALUE! |  | 1.168e-05 |  | 2.841e-05 |  | 4.2351e-05 |  | 0 |  | -0.00011695 |  | 2.8611e-05
| 0.074932 |  | 0.074932 |  | 0.063538 |  | 0.018931 |  | 0.012269 |  | 0.00013856 |  | 0.00013856 |  | 0.00048701 |  | 0.00012601 |  | 0 |  | 0.010569 |  | 0.00018676 |  | 0.00059658 |  | #VALUE! |  | 2.0348e-05 |  | 2.8415e-05 |  | -8.1352e-05 |  | 0 |  | -0.00029589 |  | -1.564e-05
| 0.073059 |  | 0.073059 |  | 0.06583 |  | 0.018863 |  | 0.012772 |  | 0.00015348 |  | 0.00015348 |  | 0.00049099 |  | 0.00022131 |  | 0 |  | 0.010116 |  | 0.00010886 |  | 0.00065434 |  | #VALUE! |  | -3.0008e-05 |  | 3.4694e-05 |  | -0.00016429 |  | 0 |  | -0.00032782 |  | 3.6248e-05
| 0.071682 |  | 0.071682 |  | 0.068058 |  | 0.020866 |  | 0.013571 |  | 1.1387e-06 |  | 1.1387e-06 |  | 0.00045996 |  | 0.00022136 |  | 0 |  | 0.0099553 |  | 0.00010887 |  | 0.00063698 |  | #VALUE! |  | 0.00036952 |  | 3.4702e-05 |  | -0.00021909 |  | 0 |  | -0.00035535 |  | -2.8403e-06
| 0.070848 |  | 0.070848 |  | 0.070855 |  | 0.021244 |  | 0.014293 |  | -0.00014496 |  | -0.00014496 |  | 0.00046761 |  | 0.00022134 |  | 0 |  | 0.0099304 |  | 0.00013205 |  | 0.00054789 |  | #VALUE! |  | 0.00056147 |  | 3.4354e-05 |  | -0.00010193 |  | 0 |  | -0.00031886 |  | -0.00017429
| 0.06958 |  | 0.06958 |  | 0.072779 |  | 0.023104 |  | 0.015056 |  | -6.4599e-06 |  | -6.4599e-06 |  | 0.00048955 |  | 0.00022137 |  | 0 |  | 0.0098721 |  | 0.00013206 |  | 0.00067557 |  | #VALUE! |  | 5.2311e-05 |  | 3.4359e-05 |  | -2.1921e-05 |  | 0 |  | -0.00017424 |  | -0.00023842
| 0.067712 |  | 0.067712 |  | 0.074968 |  | 0.024216 |  | 0.015621 |  | 0.00017065 |  | 0.00017065 |  | 0.00049523 |  | 0.00016879 |  | 0 |  | 0.0096967 |  | 0.00023578 |  | 0.00072106 |  | #VALUE! |  | -3.9283e-05 |  | 3.1674e-05 |  | -7.8237e-05 |  | 0 |  | -0.00025067 |  | -6.3712e-05
| 0.066325 |  | 0.066325 |  | 0.077702 |  | 0.023901 |  | 0.016088 |  | 2.3741e-05 |  | 2.3741e-05 |  | 0.00048854 |  | 0.00016878 |  | 0 |  | 0.0094854 |  | 0.0002358 |  | 0.000611 |  | #VALUE! |  | 0.00038223 |  | 3.1672e-05 |  | -0.00012648 |  | 0 |  | -0.00050763 |  | -7.5847e-05
| 0.065192 |  | 0.065192 |  | 0.079922 |  | 0.025599 |  | 0.016849 |  | -8.5806e-05 |  | -8.5806e-05 |  | 0.00050363 |  | 0.00017208 |  | 0 |  | 0.0097709 |  | 0.00015507 |  | 0.00061032 |  | #VALUE! |  | 0.00021418 |  | 3.8718e-05 |  | -5.7008e-05 |  | 0 |  | -0.00030974 |  | -0.00016441
| 0.063515 |  | 0.063515 |  | 0.082292 |  | 0.025234 |  | 0.017609 |  | -1.5464e-05 |  | -1.5464e-05 |  | 0.00054445 |  | 0.0001721 |  | 0 |  | 0.0094176 |  | 0.00015508 |  | 0.00068555 |  | #VALUE! |  | 4.0765e-05 |  | 3.8724e-05 |  | -7.017e-05 |  | 0 |  | -0.00019302 |  | -4.1763e-05
| 0.061508 |  | 0.061508 |  | 0.085362 |  | 0.027537 |  | 0.018239 |  | -9.7957e-05 |  | -9.7957e-05 |  | 0.00053572 |  | 6.3393e-05 |  | 0 |  | 0.0089592 |  | 3.5874e-05 |  | 0.00069062 |  | #VALUE! |  | 0.00022223 |  | 4.133e-05 |  | -0.0001813 |  | 0 |  | -0.00045218 |  | -7.3093e-05
| 0.059862 |  | 0.059862 |  | 0.088436 |  | 0.027629 |  | 0.018871 |  | -0.00022361 |  | -0.00022361 |  | 0.00052601 |  | 6.3393e-05 |  | 0 |  | 0.0090301 |  | 3.5876e-05 |  | 0.00063033 |  | #VALUE! |  | 0.00035328 |  | 4.133e-05 |  | -0.00011443 |  | 0 |  | -0.00062178 |  | -7.4672e-05
| 0.059015 |  | 0.059015 |  | 0.091182 |  | 0.030624 |  | 0.019725 |  | -0.0001129 |  | -0.0001129 |  | 0.0005144 |  | 0.00020063 |  | 0 |  | 0.0090105 |  | 7.9808e-05 |  | 0.00068188 |  | #VALUE! |  | 0.00048262 |  | 3.3083e-05 |  | -6.7908e-05 |  | 0 |  | -0.00049303 |  | 1.9905e-05
| 0.058031 |  | 0.058031 |  | 0.093792 |  | 0.030551 |  | 0.020672 |  | 5.6182e-05 |  | 5.6182e-05 |  | 0.00049197 |  | 0.00020066 |  | 0 |  | 0.008597 |  | 7.9813e-05 |  | 0.00068672 |  | #VALUE! |  | 0.00024203 |  | 3.3088e-05 |  | -7.1201e-05 |  | 0 |  | -0.00034539 |  | -1.888e-05
| 0.056916 |  | 0.056916 |  | 0.096669 |  | 0.033125 |  | 0.021564 |  | -0.00020614 |  | -0.00020614 |  | 0.00049179 |  | 0.00018969 |  | 0 |  | 0.0082867 |  | 6.9263e-05 |  | 0.00069265 |  | #VALUE! |  | 0.00048627 |  | 1.8426e-05 |  | 5.7031e-05 |  | 0 |  | -0.00046723 |  | -5.7665e-05
| 0.055964 |  | 0.055964 |  | 0.10014 |  | 0.034234 |  | 0.022406 |  | -0.00033471 |  | -0.00033471 |  | 0.00047271 |  | 0.00018969 |  | 0 |  | 0.00855 |  | 6.9267e-05 |  | 0.00060862 |  | #VALUE! |  | 0.00082322 |  | 1.8425e-05 |  | -0.00014368 |  | 0 |  | -0.00041065 |  | -0.00017806
| 0.054885 |  | 0.054885 |  | 0.10305 |  | 0.033732 |  | 0.023547 |  | -2.0084e-05 |  | -2.0084e-05 |  | 0.00048873 |  | 0.00015246 |  | 0 |  | 0.0082808 |  | 9.3594e-05 |  | 0.00061583 |  | #VALUE! |  | 0.00028428 |  | 4.8859e-05 |  | -0.00011627 |  | 0 |  | -0.00026823 |  | -0.0001816
| 0.054049 |  | 0.054049 |  | 0.10572 |  | 0.036728 |  | 0.024743 |  | 0.00011315 |  | 0.00011315 |  | 0.00048524 |  | 0.00021696 |  | 0 |  | 0.0081465 |  | 9.36e-05 |  | 0.00075593 |  | #VALUE! |  | -0.00026117 |  | 4.885e-05 |  | 9.5435e-05 |  | 0 |  | 0.00014858 |  | 6.6255e-05
| 0.052525 |  | 0.052525 |  | 0.10965 |  | 0.036917 |  | 0.025557 |  | 2.7145e-05 |  | 2.7145e-05 |  | 0.00046195 |  | 0.00022467 |  | 0 |  | 0.0079346 |  | 8.1071e-05 |  | 0.00069589 |  | #VALUE! |  | -0.00048652 |  | 3.0526e-05 |  | -2.0844e-05 |  | 0 |  | -8.4576e-06 |  | 3.9759e-05
| 0.050491 |  | 0.050491 |  | 0.11352 |  | 0.040346 |  | 0.026174 |  | -0.00010712 |  | -0.00010712 |  | 0.00049997 |  | 0.00016013 |  | 0 |  | 0.0072455 |  | 8.1076e-05 |  | 0.00068156 |  | #VALUE! |  | -2.6951e-05 |  | 3.0526e-05 |  | -8.4477e-05 |  | 0 |  | -0.00033156 |  | -1.6429e-05
| 0.049152 |  | 0.049152 |  | 0.11693 |  | 0.041187 |  | 0.027025 |  | -7.8017e-05 |  | -7.8017e-05 |  | 0.00051856 |  | 0.00017551 |  | 0 |  | 0.0073707 |  | 2.6517e-05 |  | 0.00072733 |  | #VALUE! |  | 0.00061545 |  | 2.7165e-05 |  | -0.00013756 |  | 0 |  | -0.00019585 |  | 1.6867e-05
| 0.048001 |  | 0.048001 |  | 0.12114 |  | 0.040642 |  | 0.028147 |  | 3.2011e-05 |  | 3.2011e-05 |  | 0.00052563 |  | 0.00017554 |  | 0 |  | 0.0073259 |  | 2.6519e-05 |  | 0.00072804 |  | #VALUE! |  | 0.00059633 |  | 2.7169e-05 |  | -0.00011014 |  | 0 |  | -0.00032263 |  | -4.4547e-05
| 0.046876 |  | 0.046876 |  | 0.12469 |  | 0.044797 |  | 0.029196 |  | 0.00014365 |  | 0.00014365 |  | 0.0005352 |  | 0.00019967 |  | 0 |  | 0.007106 |  | 0.00015982 |  | 0.0007287 |  | #VALUE! |  | -1.3534e-05 |  | 3.2166e-05 |  | -3.0726e-05 |  | 0 |  | -9.0308e-05 |  | -0.00012148
| 0.045785 |  | 0.045785 |  | 0.12825 |  | 0.044615 |  | 0.030017 |  | 0.00024492 |  | 0.00024492 |  | 0.00054099 |  | 0.00019967 |  | 0 |  | 0.0071512 |  | 0.00015983 |  | 0.000704 |  | #VALUE! |  | 8.6928e-05 |  | 3.2166e-05 |  | -3.1823e-05 |  | 0 |  | 8.8468e-05 |  | -3.9025e-05
| 0.044526 |  | 0.044526 |  | 0.13256 |  | 0.048129 |  | 0.030879 |  | 0.00011224 |  | 0.00011224 |  | 0.00053452 |  | 0.00015689 |  | 0 |  | 0.0065237 |  | 8.5946e-05 |  | 0.00067672 |  | #VALUE! |  | 0.00015323 |  | 4.4271e-05 |  | -0.00014379 |  | 0 |  | -0.00025118 |  | -4.0629e-05
| 0.043528 |  | 0.043528 |  | 0.13677 |  | 0.047268 |  | 0.032419 |  | 0.00017173 |  | 0.00017173 |  | 0.0005593 |  | 0.00015693 |  | 0 |  | 0.0061014 |  | 8.5951e-05 |  | 0.00066483 |  | #VALUE! |  | 6.938e-05 |  | 4.4283e-05 |  | -0.00014269 |  | 0 |  | -0.00028013 |  | -0.00013531
| 0.042461 |  | 0.042461 |  | 0.14098 |  | 0.050909 |  | 0.034028 |  | 0.00015548 |  | 0.00015548 |  | 0.00057058 |  | 0.00015911 |  | 0 |  | 0.0061806 |  | 7.5232e-05 |  | 0.0007256 |  | #VALUE! |  | 0.00033569 |  | 3.8673e-05 |  | -0.00012645 |  | 0 |  | -0.00038088 |  | -0.00011692
| 0.040975 |  | 0.040975 |  | 0.14531 |  | 0.052866 |  | 0.035105 |  | -2.711e-05 |  | -2.711e-05 |  | 0.00054671 |  | 0.00015912 |  | 0 |  | 0.0059759 |  | 7.5237e-05 |  | 0.00073105 |  | #VALUE! |  | 0.0002535 |  | 3.8676e-05 |  | -4.4147e-05 |  | 0 |  | -0.00056459 |  | -2.4553e-05
| 0.039597 |  | 0.039597 |  | 0.14934 |  | 0.052317 |  | 0.036006 |  | 1.0362e-06 |  | 1.0362e-06 |  | 0.00060789 |  | 0.00015805 |  | 0 |  | 0.006133 |  | 0.00020849 |  | 0.00071479 |  | #VALUE! |  | 0.00020263 |  | 1.718e-05 |  | 6.475e-05 |  | 0 |  | -0.00028605 |  | -1.9296e-05
| 0.038297 |  | 0.038297 |  | 0.15258 |  | 0.056754 |  | 0.036993 |  | 9.5243e-05 |  | 9.5243e-05 |  | 0.00066073 |  | 0.00015805 |  | 0 |  | 0.0059326 |  | 0.0002085 |  | 0.00079423 |  | #VALUE! |  | 0.00055742 |  | 1.718e-05 |  | 3.1838e-05 |  | 0 |  | -0.00032992 |  | -1.9805e-05
| 0.036829 |  | 0.036829 |  | 0.15669 |  | 0.05631 |  | 0.038241 |  | 0.00021835 |  | 0.00021835 |  | 0.00063831 |  | 0.00014927 |  | 0 |  | 0.0053222 |  | 0.00013385 |  | 0.00076029 |  | #VALUE! |  | 0.00063464 |  | 1.4189e-05 |  | 5.5993e-05 |  | 0 |  | -0.00020068 |  | -3.7178e-05
| 0.035478 |  | 0.035478 |  | 0.16069 |  | 0.060937 |  | 0.039548 |  | 0.00020766 |  | 0.00020766 |  | 0.000641 |  | 0.00014929 |  | 0 |  | 0.0052593 |  | 0.00013386 |  | 0.00065843 |  | #VALUE! |  | 0.00023654 |  | 1.419e-05 |  | 7.6857e-06 |  | 0 |  | -9.9209e-05 |  | -0.00015307
| 0.034528 |  | 0.034528 |  | 0.16411 |  | 0.062591 |  | 0.040776 |  | 0.00012681 |  | 0.00012681 |  | 0.00064252 |  | 0.00012404 |  | 0 |  | 0.0052732 |  | 0.00010534 |  | 0.0007919 |  | #VALUE! |  | -0.00011569 |  | 3.6338e-05 |  | -9.6613e-05 |  | 0 |  | -0.00014596 |  | -0.0001406
| 0.033872 |  | 0.033872 |  | 0.16764 |  | 0.061607 |  | 0.042331 |  | 0.00018997 |  | 0.00018997 |  | 0.00061876 |  | 0.00012406 |  | 0 |  | 0.0052864 |  | 0.00010535 |  | 0.00080276 |  | #VALUE! |  | -0.00016132 |  | 3.6345e-05 |  | -0.00014493 |  | 0 |  | -0.00014762 |  | -0.00011895
| 0.033141 |  | 0.033141 |  | 0.17126 |  | 0.066219 |  | 0.044476 |  | 0.00018286 |  | 0.00018286 |  | 0.00061305 |  | 0.00018883 |  | 0 |  | 0.0052374 |  | 0.00010591 |  | 0.00070428 |  | #VALUE! |  | 0.00027369 |  | 3.0089e-05 |  | -0.00010653 |  | 0 |  | -0.00020246 |  | -0.00014682
| 0.032566 |  | 0.032566 |  | 0.17542 |  | 0.065322 |  | 0.046975 |  | 4.9801e-05 |  | 4.9801e-05 |  | 0.00062478 |  | 0.00018886 |  | 0 |  | 0.0051723 |  | 0.00010592 |  | 0.00072151 |  | #VALUE! |  | 0.00032122 |  | 3.0094e-05 |  | -1.2081e-05 |  | 0 |  | -0.00013597 |  | -0.00013728
| 0.03198 |  | 0.03198 |  | 0.179 |  | 0.070941 |  | 0.049075 |  | 0.00019231 |  | 0.00019231 |  | 0.00059646 |  | 0.0002174 |  | 0 |  | 0.005085 |  | 0.00017592 |  | 0.00076794 |  | #VALUE! |  | 0.00015764 |  | 3.7971e-05 |  | 1.4279e-05 |  | 0 |  | -6.4966e-05 |  | 9.7599e-07
| 0.031008 |  | 0.031008 |  | 0.18154 |  | 0.072891 |  | 0.050916 |  | 0.00037388 |  | 0.00037388 |  | 0.00060449 |  | 0.00021741 |  | 0 |  | 0.0048273 |  | 0.00017593 |  | 0.00082517 |  | #VALUE! |  | 0.00022135 |  | 3.7973e-05 |  | 2.6362e-05 |  | 0 |  | -0.00010767 |  | 3.916e-05
| 0.02981 |  | 0.02981 |  | 0.18477 |  | 0.072231 |  | 0.052507 |  | 0.00030663 |  | 0.00030663 |  | 0.00061738 |  | 0.00020535 |  | 0 |  | 0.0047327 |  | 6.0259e-05 |  | 0.00078225 |  | #VALUE! |  | 0.00026046 |  | 3.1295e-05 |  | -4.3126e-05 |  | 0 |  | -0.00031055 |  | 3.5163e-05
| 0.028551 |  | 0.028551 |  | 0.18859 |  | 0.078173 |  | 0.053698 |  | 0.00023733 |  | 0.00023733 |  | 0.00061442 |  | 0.00020539 |  | 0 |  | 0.0044256 |  | 6.0263e-05 |  | 0.00072116 |  | #VALUE! |  | 0.00033954 |  | 3.1301e-05 |  | 1.4489e-05 |  | 0 |  | -0.00023122 |  | -1.0771e-05
| 0.027345 |  | 0.027345 |  | 0.19133 |  | 0.076205 |  | 0.055284 |  | 9.5978e-05 |  | 9.5978e-05 |  | 0.00063642 |  | 0.00017463 |  | 0 |  | 0.0041266 |  | 4.9189e-05 |  | 0.00074617 |  | #VALUE! |  | 3.1657e-05 |  | 4.0814e-05 |  | -1.5509e-05 |  | 0 |  | -0.000361 |  | -9.9755e-05
| 0.026304 |  | 0.026304 |  | 0.19422 |  | 0.08179 |  | 0.057089 |  | 0.00013182 |  | 0.00013182 |  | 0.00063818 |  | 0.00017464 |  | 0 |  | 0.004124 |  | 4.9192e-05 |  | 0.00082648 |  | #VALUE! |  | -0.00028634 |  | 4.0816e-05 |  | -0.00020058 |  | 0 |  | -0.0004619 |  | 2.7602e-05
| 0.025295 |  | 0.025295 |  | 0.19713 |  | 0.08401 |  | 0.058978 |  | 0.00031797 |  | 0.00031797 |  | 0.00064664 |  | 0.00017356 |  | 0 |  | 0.0040938 |  | 9.6421e-05 |  | 0.00079972 |  | #VALUE! |  | 3.2303e-05 |  | 4.5162e-05 |  | 9.8892e-06 |  | 0 |  | -0.00036369 |  | -5.0821e-05
| 0.024634 |  | 0.024634 |  | 0.19975 |  | 0.082835 |  | 0.061109 |  | 0.00024878 |  | 0.00024878 |  | 0.0006292 |  | 0.00017356 |  | 0 |  | 0.0041414 |  | 9.6427e-05 |  | 0.00071912 |  | #VALUE! |  | 0.00048626 |  | 4.5164e-05 |  | 0.00010548 |  | 0 |  | -0.00046952 |  | 8.7444e-06
| 0.023819 |  | 0.023819 |  | 0.20247 |  | 0.08958 |  | 0.063534 |  | 0.00022071 |  | 0.00022071 |  | 0.00062527 |  | 7.9319e-05 |  | 0 |  | 0.004056 |  | 5.8216e-05 |  | 0.00075224 |  | #VALUE! |  | 0.00028854 |  | 4.4532e-05 |  | -0.00011858 |  | 0 |  | -0.00061022 |  | -1.0555e-05
| 0.022997 |  | 0.022997 |  | 0.20496 |  | 0.087897 |  | 0.066039 |  | 0.00020596 |  | 0.00020596 |  | 0.00066162 |  | 7.9315e-05 |  | 0 |  | 0.0040723 |  | 5.8219e-05 |  | 0.00084189 |  | #VALUE! |  | 0.00014979 |  | 4.453e-05 |  | -0.00023177 |  | 0 |  | -0.00045665 |  | -0.00018566
| 0.022564 |  | 0.022564 |  | 0.20737 |  | 0.095122 |  | 0.068454 |  | 0.00014993 |  | 0.00014993 |  | 0.00069125 |  | 0.00011208 |  | 0 |  | 0.0040207 |  | 6.5812e-05 |  | 0.00087277 |  | #VALUE! |  | 0.00018538 |  | 3.2572e-05 |  | -0.00013738 |  | 0 |  | -0.00024727 |  | -0.00017318
| 0.022056 |  | 0.022056 |  | 0.20928 |  | 0.097635 |  | 0.071097 |  | 0.00030572 |  | 0.00030572 |  | 0.00069411 |  | 0.00011208 |  | 0 |  | 0.0038894 |  | 6.5816e-05 |  | 0.00085963 |  | #VALUE! |  | 0.00019621 |  | 3.2572e-05 |  | -2.4181e-05 |  | 0 |  | -0.00017442 |  | -0.00016791
| 0.02121 |  | 0.02121 |  | 0.21088 |  | 0.095592 |  | 0.073287 |  | 0.00044138 |  | 0.00044138 |  | 0.00068076 |  | 0.00014064 |  | 0 |  | 0.0038297 |  | 0.0001415 |  | 0.00083027 |  | #VALUE! |  | 0.00038085 |  | 3.4027e-05 |  | 5.3861e-05 |  | 0 |  | -0.00029451 |  | -0.00011428
| 0.020291 |  | 0.020291 |  | 0.21189 |  | 0.10264 |  | 0.07453 |  | 0.00035408 |  | 0.00035408 |  | 0.00070136 |  | 0.00014067 |  | 0 |  | 0.003504 |  | 0.00014151 |  | 0.00073424 |  | #VALUE! |  | 0.00013256 |  | 3.4033e-05 |  | 5.6062e-05 |  | 0 |  | -0.00025653 |  | -4.1918e-05
| 0.019338 |  | 0.019338 |  | 0.21257 |  | 0.10514 |  | 0.075419 |  | 0.00032394 |  | 0.00032394 |  | 0.00070408 |  | 0.00014836 |  | 0 |  | 0.0033453 |  | 0.00013591 |  | 0.00073125 |  | #VALUE! |  | -0.00010209 |  | 2.4315e-05 |  | 7.6955e-05 |  | 0 |  | -6.4032e-05 |  | -3.516e-05
| 0.01837 |  | 0.01837 |  | 0.21384 |  | 0.10327 |  | 0.07684 |  | 0.00050427 |  | 0.00050427 |  | 0.00070352 |  | 0.00014838 |  | 0 |  | 0.0034527 |  | 0.00013591 |  | 0.00084056 |  | #VALUE! |  | 0.00015666 |  | 2.4318e-05 |  | 9.4548e-05 |  | 0 |  | -8.9522e-05 |  | -5.8723e-05
| 0.017675 |  | 0.017675 |  | 0.21526 |  | 0.11069 |  | 0.07891 |  | 0.00066222 |  | 0.00066222 |  | 0.00073487 |  | 0.00017805 |  | 0 |  | 0.0033765 |  | 0.00014501 |  | 0.00081448 |  | #VALUE! |  | 0.00017345 |  | 2.2345e-05 |  | -2.9507e-05 |  | 0 |  | -4.3791e-05 |  | -7.0478e-05
| 0.017202 |  | 0.017202 |  | 0.216 |  | 0.10885 |  | 0.081739 |  | 0.00060153 |  | 0.00060153 |  | 0.0007574 |  | 0.00018821 |  | 0 |  | 0.0031855 |  | 0.00014502 |  | 0.00079208 |  | #VALUE! |  | 0.00012815 |  | 2.2347e-05 |  | 3.7356e-05 |  | 0 |  | -6.2646e-05 |  | -3.2851e-05
| 0.016701 |  | 0.016701 |  | 0.2156 |  | 0.1168 |  | 0.084762 |  | 0.0003591 |  | 0.0003591 |  | 0.00076267 |  | 0.00012776 |  | 0 |  | 0.0029994 |  | 3.1515e-05 |  | 0.00085603 |  | #VALUE! |  | -3.1177e-05 |  | 6.5318e-06 |  | 1.7738e-05 |  | 0 |  | -0.00033963 |  | -2.778e-05
| 0.016266 |  | 0.016266 |  | 0.21564 |  | 0.11846 |  | 0.087359 |  | 0.0003744 |  | 0.0003744 |  | 0.00078407 |  | 0.00011764 |  | 0 |  | 0.0030489 |  | 3.1517e-05 |  | 0.00083459 |  | #VALUE! |  | -3.7802e-05 |  | 6.5327e-06 |  | -0.00013381 |  | 0 |  | -0.00033172 |  | -6.566e-05
| 0.015905 |  | 0.015905 |  | 0.21483 |  | 0.11627 |  | 0.089768 |  | 0.00062094 |  | 0.00062094 |  | 0.00081788 |  | 0.0001792 |  | 0 |  | 0.0030223 |  | 6.9941e-05 |  | 0.00082231 |  | #VALUE! |  | 0.0002566 |  | 2.1448e-05 |  | -0.00012055 |  | 0 |  | -6.9095e-05 |  | -8.3123e-05
| 0.015384 |  | 0.015384 |  | 0.21436 |  | 0.12515 |  | 0.092386 |  | 0.0007549 |  | 0.0007549 |  | 0.00081287 |  | 0.00018276 |  | 0 |  | 0.0028631 |  | 6.9946e-05 |  | 0.00085718 |  | #VALUE! |  | 0.00018747 |  | 2.1448e-05 |  | -8.7566e-05 |  | 0 |  | -1.3405e-05 |  | -5.1692e-05
| 0.014881 |  | 0.014881 |  | 0.21428 |  | 0.12819 |  | 0.095204 |  | 0.00062136 |  | 0.00062136 |  | 0.0007809 |  | 0.00015749 |  | 0 |  | 0.0028618 |  | 8.0529e-05 |  | 0.00076199 |  | #VALUE! |  | 0.00025337 |  | 1.7591e-05 |  | -7.6056e-05 |  | 0 |  | -7.5889e-05 |  | -3.9638e-05
| 0.014412 |  | 0.014412 |  | 0.21268 |  | 0.12529 |  | 0.097675 |  | 0.00058619 |  | 0.00058619 |  | 0.00083004 |  | 0.00015396 |  | 0 |  | 0.0029314 |  | 8.0534e-05 |  | 0.00072759 |  | #VALUE! |  | 0.00017292 |  | 1.7594e-05 |  | 4.5583e-05 |  | 0 |  | -0.00016768 |  | -0.00010263
| 0.013935 |  | 0.013935 |  | 0.21106 |  | 0.13405 |  | 0.10024 |  | 0.00069089 |  | 0.00069089 |  | 0.00088084 |  | 0.00014406 |  | 0 |  | 0.0026731 |  | 7.5596e-05 |  | 0.00079755 |  | #VALUE! |  | 0.00031669 |  | 3.631e-05 |  | 8.7548e-05 |  | 0 |  | -0.00020849 |  | -0.00011951
| 0.013565 |  | 0.013565 |  | 0.20954 |  | 0.13139 |  | 0.10319 |  | 0.00069804 |  | 0.00069804 |  | 0.00091199 |  | 0.00015074 |  | 0 |  | 0.0025328 |  | 7.5601e-05 |  | 0.00083608 |  | #VALUE! |  | 0.00094934 |  | 3.631e-05 |  | 5.9269e-05 |  | 0 |  | -0.00010637 |  | -0.00011784
| 0.013204 |  | 0.013204 |  | 0.20825 |  | 0.14097 |  | 0.10571 |  | 0.00075386 |  | 0.00075386 |  | 0.00092934 |  | 9.9898e-05 |  | 0 |  | 0.0026967 |  | 5.2981e-05 |  | 0.00083422 |  | #VALUE! |  | 0.00055373 |  | 3.1585e-05 |  | -3.5941e-06 |  | 0 |  | -0.00014152 |  | -9.5714e-05
| 0.01271 |  | 0.01271 |  | 0.20626 |  | 0.1443 |  | 0.10754 |  | 0.00077233 |  | 0.00077233 |  | 0.00089688 |  | 9.3222e-05 |  | 0 |  | 0.0025851 |  | 5.2984e-05 |  | 0.00073965 |  | #VALUE! |  | -0.00027049 |  | 3.1585e-05 |  | -2.8761e-05 |  | 0 |  | -0.00016187 |  | -9.3545e-05
| 0.012384 |  | 0.012384 |  | 0.20425 |  | 0.14119 |  | 0.11036 |  | 0.00071701 |  | 0.00071701 |  | 0.00090939 |  | 0.00013858 |  | 0 |  | 0.0023357 |  | 0.0001354 |  | 0.0007981 |  | #VALUE! |  | -0.00069034 |  | 1.2182e-05 |  | -5.4763e-05 |  | 0 |  | -0.00026455 |  | -6.6504e-05
| 0.012103 |  | 0.012103 |  | 0.20269 |  | 0.15098 |  | 0.11384 |  | 0.00073095 |  | 0.00073095 |  | 0.00095909 |  | 0.00013862 |  | 0 |  | 0.0025269 |  | 0.00013541 |  | 0.00085631 |  | #VALUE! |  | -0.00053553 |  | 1.2185e-05 |  | -5.4768e-05 |  | 0 |  | -0.00038146 |  | -0.00010507
| 0.011892 |  | 0.011892 |  | 0.20069 |  | 0.15403 |  | 0.11717 |  | 0.0010153 |  | 0.0010153 |  | 0.00098341 |  | 0.00022441 |  | 0 |  | 0.0028394 |  | 0.00019739 |  | 0.00084239 |  | #VALUE! |  | 0.00022077 |  | 6.2264e-05 |  | 3.7415e-05 |  | 0 |  | -3.9787e-05 |  | 5.8442e-05
| 0.011704 |  | 0.011704 |  | 0.19821 |  | 0.14964 |  | 0.12092 |  | 0.0010261 |  | 0.0010261 |  | 0.00097753 |  | 0.00023646 |  | 0 |  | 0.0026272 |  | 0.0001974 |  | 0.00079549 |  | #VALUE! |  | 0.00049176 |  | 6.227e-05 |  | 1.2106e-05 |  | 0 |  | -0.00012152 |  | 0.00010762
| 0.011358 |  | 0.011358 |  | 0.19537 |  | 0.16012 |  | 0.12453 |  | 0.00090032 |  | 0.00090032 |  | 0.001022 |  | 0.00014734 |  | 0 |  | 0.0022621 |  | 0.00011949 |  | 0.00070533 |  | #VALUE! |  | 0.0005035 |  | 3.224e-05 |  | -9.954e-05 |  | 0 |  | -0.00045489 |  | -3.2891e-05
| 0.011007 |  | 0.011007 |  | 0.19301 |  | 0.16318 |  | 0.12782 |  | 0.00097919 |  | 0.00097919 |  | 0.0010449 |  | 0.00013534 |  | 0 |  | 0.0020395 |  | 0.0001195 |  | 0.00078507 |  | #VALUE! |  | 0.00046907 |  | 3.2244e-05 |  | -6.7343e-05 |  | 0 |  | -0.00037783 |  | -6.5776e-05
| 0.010814 |  | 0.010814 |  | 0.19045 |  | 0.15918 |  | 0.13102 |  | 0.0010614 |  | 0.0010614 |  | 0.0010288 |  | 0.00019038 |  | 0 |  | 0.0022507 |  | 9.2624e-05 |  | 0.00081406 |  | #VALUE! |  | 0.00033802 |  | 2.1442e-05 |  | 6.1923e-05 |  | 0 |  | -0.00015409 |  | -3.154e-05
| 0.010663 |  | 0.010663 |  | 0.18743 |  | 0.17064 |  | 0.13368 |  | 0.0010576 |  | 0.0010576 |  | 0.0010537 |  | 0.00019036 |  | 0 |  | 0.0024458 |  | 9.263e-05 |  | 0.00082155 |  | #VALUE! |  | 0.00023551 |  | 2.144e-05 |  | 2.3118e-05 |  | 0 |  | -0.00020121 |  | -4.663e-05
| 0.010357 |  | 0.010357 |  | 0.18418 |  | 0.1653 |  | 0.13571 |  | 0.0011057 |  | 0.0011057 |  | 0.001078 |  | 0.00020141 |  | 0 |  | 0.0022061 |  | 5.5362e-05 |  | 0.00080686 |  | #VALUE! |  | -0.00010978 |  | 3.2252e-05 |  | -2.5322e-05 |  | 0 |  | -0.00025179 |  | -5.992e-05
| 0.010006 |  | 0.010006 |  | 0.18069 |  | 0.17624 |  | 0.13779 |  | 0.0012588 |  | 0.0012588 |  | 0.0011287 |  | 0.00020138 |  | 0 |  | 0.0019678 |  | 5.5365e-05 |  | 0.00071722 |  | #VALUE! |  | -6.2811e-05 |  | 3.2248e-05 |  | 1.101e-05 |  | 0 |  | -0.00019078 |  | 4.3294e-05
| 0.0097672 |  | 0.0097672 |  | 0.17741 |  | 0.17929 |  | 0.14068 |  | 0.001224 |  | 0.001224 |  | 0.0011649 |  | 0.0001629 |  | 0 |  | 0.0020672 |  | 0.00013235 |  | 0.00068336 |  | #VALUE! |  | 0.00027956 |  | 1.988e-05 |  | 6.6063e-06 |  | 0 |  | -0.00032894 |  | -5.3577e-06
| 0.0096043 |  | 0.0096043 |  | 0.17367 |  | 0.17404 |  | 0.14401 |  | 0.0012443 |  | 0.0012443 |  | 0.0011467 |  | 0.00016291 |  | 0 |  | 0.0020301 |  | 0.00013236 |  | 0.00077093 |  | #VALUE! |  | 0.00040367 |  | 1.9882e-05 |  | 5.1286e-05 |  | 0 |  | -0.00032583 |  | -1.234e-05
| 0.0093799 |  | 0.0093799 |  | 0.17024 |  | 0.18483 |  | 0.14654 |  | 0.0014123 |  | 0.0014123 |  | 0.0011725 |  | 0.00024216 |  | 0 |  | 0.0018769 |  | 9.5761e-05 |  | 0.00081591 |  | #VALUE! |  | 0.00025061 |  | 4.9358e-05 |  | 0.00018343 |  | 0 |  | -0.00010409 |  | 1.1669e-05
| 0.009053 |  | 0.009053 |  | 0.16734 |  | 0.18731 |  | 0.14865 |  | 0.0014166 |  | 0.0014166 |  | 0.0012422 |  | 0.00024218 |  | 0 |  | 0.0018356 |  | 9.5767e-05 |  | 0.00074104 |  | #VALUE! |  | 0.00025583 |  | 4.936e-05 |  | 0.00016509 |  | 0 |  | -3.1773e-05 |  | 3.3192e-05
| 0.0086476 |  | 0.0086476 |  | 0.1633 |  | 0.1817 |  | 0.15182 |  | 0.0013362 |  | 0.0013362 |  | 0.0012589 |  | 0.00015853 |  | 0 |  | 0.0017807 |  | 6.0363e-05 |  | 0.00074602 |  | #VALUE! |  | 0.00027247 |  | 3.2406e-05 |  | 5.8272e-05 |  | 0 |  | -0.00027702 |  | 3.155e-05
| 0.0084744 |  | 0.0084744 |  | 0.15958 |  | 0.19286 |  | 0.15516 |  | 0.0014584 |  | 0.0014584 |  | 0.0012897 |  | 0.00021365 |  | 0 |  | 0.0018571 |  | 6.0367e-05 |  | 0.0007557 |  | #VALUE! |  | -0.00038917 |  | 3.2407e-05 |  | -4.4058e-06 |  | 0 |  | -0.00012839 |  | 1.8047e-05
| 0.0083977 |  | 0.0083977 |  | 0.15587 |  | 0.19536 |  | 0.15769 |  | 0.0016567 |  | 0.0016567 |  | 0.0013147 |  | 0.00024339 |  | 0 |  | 0.0018699 |  | 9.7802e-05 |  | 0.0007126 |  | #VALUE! |  | -0.00031922 |  | 4.768e-05 |  | -6.6802e-05 |  | 0 |  | 7.039e-05 |  | -7.7252e-06
| 0.0081735 |  | 0.0081735 |  | 0.1526 |  | 0.18911 |  | 0.16074 |  | 0.0017697 |  | 0.0017697 |  | 0.0013191 |  | 0.00018829 |  | 0 |  | 0.0018886 |  | 9.7808e-05 |  | 0.0006975 |  | #VALUE! |  | 0.00040547 |  | 4.7682e-05 |  | 3.8341e-05 |  | 0 |  | -5.567e-05 |  | 5.2877e-06
| 0.0078842 |  | 0.0078842 |  | 0.14928 |  | 0.20117 |  | 0.16377 |  | 0.0015952 |  | 0.0015952 |  | 0.0013266 |  | 0.00013655 |  | 0 |  | 0.0017736 |  | 7.7945e-05 |  | 0.00067043 |  | #VALUE! |  | 0.00026911 |  | 3.3453e-05 |  | 1.6258e-05 |  | 0 |  | -0.00031401 |  | 5.5109e-06
| 0.0077374 |  | 0.0077374 |  | 0.1456 |  | 0.20394 |  | 0.16623 |  | 0.0015723 |  | 0.0015723 |  | 0.0013763 |  | 0.00017771 |  | 0 |  | 0.0015599 |  | 7.795e-05 |  | 0.00066078 |  | #VALUE! |  | 9.877e-05 |  | 3.3454e-05 |  | -0.00010984 |  | 0 |  | -0.00012099 |  | 3.766e-05
| 0.0075373 |  | 0.0075373 |  | 0.14221 |  | 0.19708 |  | 0.16868 |  | 0.0017751 |  | 0.0017751 |  | 0.0014364 |  | 0.00026143 |  | 0 |  | 0.001703 |  | 0.00011144 |  | 0.00068596 |  | #VALUE! |  | -9.1507e-05 |  | 3.3395e-05 |  | -5.9149e-05 |  | 0 |  | 6.8106e-05 |  | 0.00012428
| 0.0073816 |  | 0.0073816 |  | 0.13898 |  | 0.20813 |  | 0.17212 |  | 0.0019751 |  | 0.0019751 |  | 0.0014715 |  | 0.00025148 |  | 0 |  | 0.0019197 |  | 0.00011144 |  | 0.00070788 |  | #VALUE! |  | 0.00015768 |  | 3.3396e-05 |  | -0.00010102 |  | 0 |  | -2.0866e-05 |  | 0.00016032
| 0.0073037 |  | 0.0073037 |  | 0.13609 |  | 0.21005 |  | 0.17634 |  | 0.0020386 |  | 0.0020386 |  | 0.0014912 |  | 0.0001942 |  | 0 |  | 0.0019151 |  | 0.00010903 |  | 0.0007559 |  | #VALUE! |  | 0.00076639 |  | 4.5374e-05 |  | -0.00012284 |  | 0 |  | 5.315e-05 |  | 5.9201e-05
| 0.0071212 |  | 0.0071212 |  | 0.13287 |  | 0.20236 |  | 0.18049 |  | 0.0021327 |  | 0.0021327 |  | 0.001543 |  | 0.00020919 |  | 0 |  | 0.0017826 |  | 0.00010904 |  | 0.00072286 |  | #VALUE! |  | 0.00038856 |  | 4.5382e-05 |  | -1.4515e-05 |  | 0 |  | -3.7738e-05 |  | -4.337e-05
| 0.0069078 |  | 0.0069078 |  | 0.12994 |  | 0.21337 |  | 0.18366 |  | 0.0021226 |  | 0.0021226 |  | 0.0016178 |  | 0.00012253 |  | 0 |  | 0.0014949 |  | 8.7139e-05 |  | 0.0006744 |  | #VALUE! |  | -1.3231e-07 |  | 1.9983e-05 |  | -1.5036e-05 |  | 0 |  | -0.00016522 |  | -4.6493e-05
| 0.0065735 |  | 0.0065735 |  | 0.12674 |  | 0.21477 |  | 0.18483 |  | 0.0020075 |  | 0.0020075 |  | 0.0016525 |  | 7.6381e-05 |  | 0 |  | 0.0013699 |  | 8.7144e-05 |  | 0.00066119 |  | #VALUE! |  | 0.00015928 |  | 1.9985e-05 |  | -1.7745e-05 |  | 0 |  | -0.00027125 |  | -8.5666e-05
| 0.0063229 |  | 0.0063229 |  | 0.1238 |  | 0.20633 |  | 0.18467 |  | 0.0021291 |  | 0.0021291 |  | 0.0016958 |  | 0.00013331 |  | 0 |  | 0.0013898 |  | 2.7233e-05 |  | 0.00061595 |  | #VALUE! |  | 2.0155e-05 |  | 3.1896e-05 |  | -5.3787e-05 |  | 0 |  | -0.00031155 |  | -0.00013604
| 0.0061522 |  | 0.0061522 |  | 0.12092 |  | 0.21699 |  | 0.18462 |  | 0.0022453 |  | 0.0022453 |  | 0.0017799 |  | 0.00018282 |  | 0 |  | 0.0014197 |  | 2.7235e-05 |  | 0.00059762 |  | #VALUE! |  | -0.00029338 |  | 3.1901e-05 |  | -0.00015613 |  | 0 |  | -0.00025991 |  | 1.7195e-05
| 0.0059522 |  | 0.0059522 |  | 0.11782 |  | 0.21755 |  | 0.18462 |  | 0.0023813 |  | 0.0023813 |  | 0.0018701 |  | 0.00024343 |  | 0 |  | 0.001405 |  | 0.00011432 |  | 0.00051058 |  | #VALUE! |  | -0.00024862 |  | 4.79e-05 |  | -4.4094e-05 |  | 0 |  | -0.00016043 |  | 0.00015603
| 0.0057334 |  | 0.0057334 |  | 0.11516 |  | 0.2087 |  | 0.18462 |  | 0.0024114 |  | 0.0024114 |  | 0.0019228 |  | 0.00022054 |  | 0 |  | 0.0015127 |  | 0.00011433 |  | 0.00043727 |  | #VALUE! |  | -0.00027005 |  | 4.7897e-05 |  | -2.2048e-05 |  | 0 |  | -0.00015262 |  | 7.1787e-05
| 0.0054547 |  | 0.0054547 |  | 0.11224 |  | 0.21864 |  | 0.18491 |  | 0.0024168 |  | 0.0024168 |  | 0.001937 |  | 0.00018973 |  | 0 |  | 0.001526 |  | 6.4068e-05 |  | 0.00043379 |  | #VALUE! |  | -9.8406e-05 |  | 2.7486e-05 |  | -6.174e-05 |  | 0 |  | -0.00021419 |  | 4.5758e-05
| 0.0053273 |  | 0.0053273 |  | 0.1094 |  | 0.21839 |  | 0.18717 |  | 0.0025221 |  | 0.0025221 |  | 0.0020005 |  | 0.00024461 |  | 0 |  | 0.0012815 |  | 6.4072e-05 |  | 0.00042483 |  | #VALUE! |  | 0.00046724 |  | 2.7489e-05 |  | 2.1156e-05 |  | 0 |  | -0.00021399 |  | 8.0921e-05
| 0.0052165 |  | 0.0052165 |  | 0.10682 |  | 0.20897 |  | 0.18995 |  | 0.0027196 |  | 0.0027196 |  | 0.002064 |  | 0.00027437 |  | 0 |  | 0.0010615 |  | 0.00015549 |  | 0.00050479 |  | #VALUE! |  | 0.00042297 |  | 2.657e-05 |  | -4.3983e-05 |  | 0 |  | -0.00022323 |  | 3.1288e-05
| 0.004983 |  | 0.004983 |  | 0.10496 |  | 0.2192 |  | 0.19138 |  | 0.0028227 |  | 0.0028227 |  | 0.0021264 |  | 0.00023574 |  | 0 |  | 0.00096043 |  | 0.0001555 |  | 0.00053238 |  | #VALUE! |  | 0.00018336 |  | 2.657e-05 |  | -0.00010815 |  | 0 |  | -0.0001989 |  | -3.1911e-05
| 0.0048157 |  | 0.0048157 |  | 0.10262 |  | 0.21948 |  | 0.19358 |  | 0.0029306 |  | 0.0029306 |  | 0.0021966 |  | 0.00019168 |  | 0 |  | 0.00099693 |  | 0.00011361 |  | 0.0005063 |  | #VALUE! |  | 0.0002328 |  | 3.7964e-05 |  | -8.7391e-05 |  | 0 |  | -0.00016544 |  | 3.6699e-05
| 0.0048005 |  | 0.0048005 |  | 0.099615 |  | 0.20843 |  | 0.19711 |  | 0.0031349 |  | 0.0031349 |  | 0.0022451 |  | 0.0001488 |  | 0 |  | 0.0010341 |  | 0.00011362 |  | 0.00054218 |  | #VALUE! |  | 5.8638e-05 |  | 3.7962e-05 |  | -4.6593e-05 |  | 0 |  | -0.00023916 |  | -2.9188e-05
| 0.0047613 |  | 0.0047613 |  | 0.097374 |  | 0.21642 |  | 0.20199 |  | 0.0031146 |  | 0.0031146 |  | 0.0022824 |  | 0.00017419 |  | 0 |  | 0.00095797 |  | 6.0511e-05 |  | 0.00054468 |  | #VALUE! |  | 0.000229 |  | 3.385e-05 |  | 4.191e-05 |  | 0 |  | -0.000282 |  | -8.9468e-05
| 0.0045895 |  | 0.0045895 |  | 0.095725 |  | 0.21641 |  | 0.20713 |  | 0.0032593 |  | 0.0032593 |  | 0.0023277 |  | 0.00023137 |  | 0 |  | 0.00086318 |  | 6.0515e-05 |  | 0.00051988 |  | #VALUE! |  | 0.00028735 |  | 3.385e-05 |  | 0.000112 |  | 0 |  | -0.00022755 |  | -1.3818e-05
| 0.0044587 |  | 0.0044587 |  | 0.093733 |  | 0.20604 |  | 0.21049 |  | 0.0034613 |  | 0.0034613 |  | 0.0023834 |  | 0.00024239 |  | 0 |  | 0.0010253 |  | 0.00015334 |  | 0.00050787 |  | #VALUE! |  | 0.00030531 |  | 2.3722e-05 |  | -1.3929e-05 |  | 0 |  | -0.00026115 |  | -4.3641e-05
| 0.0043573 |  | 0.0043573 |  | 0.091776 |  | 0.21417 |  | 0.21333 |  | 0.003585 |  | 0.003585 |  | 0.0024585 |  | 0.00022621 |  | 0 |  | 0.0010619 |  | 0.00015335 |  | 0.00052062 |  | #VALUE! |  | 0.00046183 |  | 2.3726e-05 |  | -0.00010498 |  | 0 |  | -0.0002249 |  | -0.0001238
| 0.0042961 |  | 0.0042961 |  | 0.090059 |  | 0.21279 |  | 0.21745 |  | 0.0038532 |  | 0.0038532 |  | 0.0025344 |  | 0.00032545 |  | 0 |  | 0.0009857 |  | 0.00020427 |  | 0.00055201 |  | #VALUE! |  | 0.00051255 |  | 3.5954e-05 |  | 2.427e-05 |  | 0 |  | -7.4689e-05 |  | 1.3276e-05
| 0.0042476 |  | 0.0042476 |  | 0.088152 |  | 0.20072 |  | 0.22026 |  | 0.0039777 |  | 0.0039777 |  | 0.0026016 |  | 0.0003072 |  | 0 |  | 0.0010606 |  | 0.00020428 |  | 0.00050314 |  | #VALUE! |  | 0.00018821 |  | 3.5959e-05 |  | 1.9858e-05 |  | 0 |  | -0.00012872 |  | 4.5566e-05
| 0.0040462 |  | 0.0040462 |  | 0.086351 |  | 0.20862 |  | 0.21994 |  | 0.0040723 |  | 0.0040723 |  | 0.0026965 |  | 0.0002554 |  | 0 |  | 0.0012112 |  | 9.3414e-05 |  | 0.00042662 |  | #VALUE! |  | 0.00017682 |  | 3.7025e-05 |  | -2.317e-05 |  | 0 |  | -0.0001666 |  | -9.6139e-05
| 0.0037684 |  | 0.0037684 |  | 0.084582 |  | 0.20724 |  | 0.21712 |  | 0.0043134 |  | 0.0043134 |  | 0.0027933 |  | 0.00030111 |  | 0 |  | 0.0011946 |  | 9.342e-05 |  | 0.00039546 |  | #VALUE! |  | 4.1148e-05 |  | 3.702e-05 |  | 5.71e-05 |  | 0 |  | -9.9267e-05 |  | -9.1325e-05
| 0.0036276 |  | 0.0036276 |  | 0.082786 |  | 0.19542 |  | 0.21381 |  | 0.0043601 |  | 0.0043601 |  | 0.002877 |  | 0.00028572 |  | 0 |  | 0.00096224 |  | 0.00010966 |  | 0.00038312 |  | #VALUE! |  | -0.00049319 |  | 3.0282e-05 |  | 0.00011227 |  | 0 |  | -0.00010947 |  | -0.00010538
| 0.0034469 |  | 0.0034469 |  | 0.080952 |  | 0.20165 |  | 0.2114 |  | 0.0041904 |  | 0.0041904 |  | 0.0029408 |  | 0.00025684 |  | 0 |  | 0.00075813 |  | 0.00010967 |  | 0.00040336 |  | #VALUE! |  | -0.0001843 |  | 3.0285e-05 |  | 9.6161e-05 |  | 0 |  | -0.00024885 |  | -5.0855e-05
| 0.0033147 |  | 0.0033147 |  | 0.079064 |  | 0.19805 |  | 0.21006 |  | 0.0042956 |  | 0.0042956 |  | 0.0030411 |  | 0.00027228 |  | 0 |  | 0.00085661 |  | 0.00011753 |  | 0.00047107 |  | #VALUE! |  | -5.1703e-05 |  | 2.8036e-05 |  | 5.1071e-06 |  | 0 |  | -0.00031093 |  | -1.1629e-06
| 0.0032466 |  | 0.0032466 |  | 0.077474 |  | 0.18667 |  | 0.20954 |  | 0.0045924 |  | 0.0045924 |  | 0.0031503 |  | 0.00030049 |  | 0 |  | 0.00099509 |  | 0.00011754 |  | 0.00043207 |  | #VALUE! |  | -8.0132e-05 |  | 2.804e-05 |  | -4.0297e-05 |  | 0 |  | -0.00024 |  | -0.00010888
| 0.0031618 |  | 0.0031618 |  | 0.07636 |  | 0.19333 |  | 0.21005 |  | 0.0047281 |  | 0.0047281 |  | 0.0032458 |  | 0.00025746 |  | 0 |  | 0.00097185 |  | 7.8646e-05 |  | 0.00037475 |  | #VALUE! |  | 0.00029062 |  | 1.6436e-05 |  | 4.5254e-05 |  | 0 |  | -0.00023958 |  | -0.0001403
| 0.0031222 |  | 0.0031222 |  | 0.074937 |  | 0.19029 |  | 0.21186 |  | 0.0050029 |  | 0.0050029 |  | 0.0032989 |  | 0.00027157 |  | 0 |  | 0.00096553 |  | 7.8651e-05 |  | 0.00038125 |  | #VALUE! |  | 0.00047569 |  | 1.6436e-05 |  | 8.3473e-05 |  | 0 |  | -0.00023907 |  | 5.0333e-07
| 0.0030673 |  | 0.0030673 |  | 0.073321 |  | 0.18752 |  | 0.21213 |  | 0.005378 |  | 0.005378 |  | 0.0034002 |  | 0.00036097 |  | 0 |  | 0.0010617 |  | 6.9315e-05 |  | 0.00032221 |  | #VALUE! |  | 0.00026256 |  | 4.2529e-05 |  | 1.7243e-05 |  | 0 |  | -0.00010346 |  | 2.0074e-05
| 0.0029472 |  | 0.0029472 |  | 0.071879 |  | 0.17686 |  | 0.21009 |  | 0.0055134 |  | 0.0055134 |  | 0.0035895 |  | 0.00034537 |  | 0 |  | 0.0011295 |  | 6.9319e-05 |  | 0.00033036 |  | #VALUE! |  | -0.00023913 |  | 4.2529e-05 |  | 7.0779e-05 |  | 0 |  | -4.2047e-05 |  | -3.1976e-05
| 0.0029363 |  | 0.0029363 |  | 0.07036 |  | 0.18195 |  | 0.20813 |  | 0.0057889 |  | 0.0057889 |  | 0.0036879 |  | 0.0003697 |  | 0 |  | 0.0010691 |  | 0.0002047 |  | 0.00035927 |  | #VALUE! |  | -0.00027059 |  | 3.5756e-05 |  | 3.973e-05 |  | 0 |  | 1.3415e-05 |  | 7.3939e-05
| 0.0029112 |  | 0.0029112 |  | 0.068983 |  | 0.17864 |  | 0.20691 |  | 0.006086 |  | 0.006086 |  | 0.0037707 |  | 0.00038649 |  | 0 |  | 0.0009484 |  | 0.00020471 |  | 0.00037765 |  | #VALUE! |  | 0.00029843 |  | 3.5758e-05 |  | -1.0518e-05 |  | 0 |  | 0.00011769 |  | 9.0559e-05
| 0.0026133 |  | 0.0026133 |  | 0.067761 |  | 0.16787 |  | 0.20567 |  | 0.0060911 |  | 0.0060911 |  | 0.0038524 |  | 0.00031916 |  | 0 |  | 0.00073944 |  | 0.00013187 |  | 0.00035956 |  | #VALUE! |  | 0.00014625 |  | 3.4612e-05 |  | -8.5428e-05 |  | 0 |  | -4.2263e-05 |  | -7.2334e-05
| 0.0024171 |  | 0.0024171 |  | 0.066358 |  | 0.17167 |  | 0.20351 |  | 0.0062849 |  | 0.0062849 |  | 0.0039702 |  | 0.00030633 |  | 0 |  | 0.00070883 |  | 0.00013188 |  | 0.00032743 |  | #VALUE! |  | -0.00024628 |  | 3.4617e-05 |  | -0.00020757 |  | 0 |  | -0.00028102 |  | -0.00011233
| 0.0024248 |  | 0.0024248 |  | 0.064705 |  | 0.1675 |  | 0.20088 |  | 0.0065382 |  | 0.0065382 |  | 0.0041158 |  | 0.0003097 |  | 0 |  | 0.00069189 |  | 9.1818e-06 |  | 0.0003554 |  | #VALUE! |  | -0.00024899 |  | 1.3554e-05 |  | -2.54e-05 |  | 0 |  | -0.0004079 |  | -8.5361e-05
| 0.0024141 |  | 0.0024141 |  | 0.063364 |  | 0.15751 |  | 0.1982 |  | 0.0067019 |  | 0.0067019 |  | 0.0042367 |  | 0.00033921 |  | 0 |  | 0.00075304 |  | 9.1824e-06 |  | 0.00029855 |  | #VALUE! |  | -0.00013992 |  | 1.3554e-05 |  | -7.6204e-05 |  | 0 |  | -0.00029755 |  | -8.2966e-05
| 0.0022783 |  | 0.0022783 |  | 0.062117 |  | 0.16167 |  | 0.19597 |  | 0.0069388 |  | 0.0069388 |  | 0.0044165 |  | 0.00037124 |  | 0 |  | 0.00070673 |  | 0.00013594 |  | 0.00027228 |  | #VALUE! |  | 0.00022329 |  | 4.8445e-05 |  | -0.00010382 |  | 0 |  | -0.00023474 |  | -7.1921e-05
| 0.0021958 |  | 0.0021958 |  | 0.061051 |  | 0.15833 |  | 0.19364 |  | 0.0070915 |  | 0.0070915 |  | 0.0045644 |  | 0.00034687 |  | 0 |  | 0.00072308 |  | 0.00013595 |  | 0.00032259 |  | #VALUE! |  | 0.0002184 |  | 4.8449e-05 |  | -1.3254e-05 |  | 0 |  | -0.00035726 |  | -8.5267e-05
| 0.0021936 |  | 0.0021936 |  | 0.060035 |  | 0.14822 |  | 0.19093 |  | 0.0073009 |  | 0.0073009 |  | 0.0046758 |  | 0.00039657 |  | 0 |  | 0.00080463 |  | 7.6482e-05 |  | 0.00034401 |  | #VALUE! |  | -6.8211e-05 |  | 2.4086e-05 |  | -2.3198e-05 |  | 0 |  | -0.00038659 |  | 2.9065e-05
| 0.002196 |  | 0.002196 |  | 0.058471 |  | 0.15085 |  | 0.18831 |  | 0.0076637 |  | 0.0076637 |  | 0.0047727 |  | 0.00045599 |  | 0 |  | 0.00068479 |  | 7.6487e-05 |  | 0.00035194 |  | #VALUE! |  | -0.00022963 |  | 2.4088e-05 |  | -6.6279e-05 |  | 0 |  | -0.00033579 |  | -1.4556e-06
| 0.0021553 |  | 0.0021553 |  | 0.05725 |  | 0.1478 |  | 0.18519 |  | 0.0079986 |  | 0.0079986 |  | 0.0048544 |  | 0.00041295 |  | 0 |  | 0.000668 |  | 0.0001601 |  | 0.00036408 |  | #VALUE! |  | -0.00027174 |  | 2.9719e-05 |  | -8.3961e-05 |  | 0 |  | -0.00034485 |  | -0.00019694
| 0.0020295 |  | 0.0020295 |  | 0.056154 |  | 0.14501 |  | 0.18222 |  | 0.0083304 |  | 0.0083304 |  | 0.0049862 |  | 0.00038975 |  | 0 |  | 0.00059962 |  | 0.00016011 |  | 0.00034547 |  | #VALUE! |  | -0.00025123 |  | 2.9718e-05 |  | 5.8584e-05 |  | 0 |  | -0.00043449 |  | -0.00015403
| 0.0019756 |  | 0.0019756 |  | 0.054566 |  | 0.13471 |  | 0.17897 |  | 0.0086638 |  | 0.0086638 |  | 0.0051689 |  | 0.000487 |  | 0 |  | 0.00055918 |  | 9.4211e-05 |  | 0.00030678 |  | #VALUE! |  | 1.6227e-06 |  | 3.5909e-05 |  | 7.6267e-05 |  | 0 |  | -0.00029271 |  | -1.5639e-05
| 0.0019448 |  | 0.0019448 |  | 0.053475 |  | 0.13778 |  | 0.17507 |  | 0.0089596 |  | 0.0089596 |  | 0.0053756 |  | 0.00053453 |  | 0 |  | 0.00066494 |  | 9.4217e-05 |  | 0.00027869 |  | #VALUE! |  | -0.00030896 |  | 3.5912e-05 |  | 2.0994e-05 |  | 0 |  | -0.00011978 |  | -3.1909e-05
| 0.0018344 |  | 0.0018344 |  | 0.052697 |  | 0.13473 |  | 0.1714 |  | 0.0090674 |  | 0.0090674 |  | 0.005528 |  | 0.00043626 |  | 0 |  | 0.00079788 |  | 0.00021991 |  | 0.00027096 |  | #VALUE! |  | -0.00021191 |  | 3.3257e-05 |  | -9.2356e-05 |  | 0 |  | -7.9108e-05 |  | -0.00011157
| 0.0017683 |  | 0.0017683 |  | 0.051375 |  | 0.12517 |  | 0.16762 |  | 0.0093335 |  | 0.0093335 |  | 0.0057054 |  | 0.00040865 |  | 0 |  | 0.00070301 |  | 0.00021993 |  | 0.00022835 |  | #VALUE! |  | 0.00015884 |  | 3.3257e-05 |  | -7.0707e-05 |  | 0 |  | -0.00022268 |  | -0.0001189
| 0.0017308 |  | 0.0017308 |  | 0.050058 |  | 0.12808 |  | 0.16362 |  | 0.0097467 |  | 0.0097467 |  | 0.0058852 |  | 0.00046833 |  | 0 |  | 0.00037342 |  | 0.0001526 |  | 0.00024372 |  | #VALUE! |  | -0.00013424 |  | 1.9875e-05 |  | 7.9126e-05 |  | 0 |  | -0.00026008 |  | -8.1304e-05
| 0.001752 |  | 0.001752 |  | 0.048965 |  | 0.12587 |  | 0.15898 |  | 0.010055 |  | 0.010055 |  | 0.0059821 |  | 0.00052689 |  | 0 |  | 0.00059303 |  | 0.00015261 |  | 0.00022617 |  | #VALUE! |  | 0.00021281 |  | 1.9876e-05 |  | 0.00016898 |  | 0 |  | -7.0862e-05 |  | -2.1049e-05
| 0.0016581 |  | 0.0016581 |  | 0.047734 |  | 0.12225 |  | 0.15383 |  | 0.010224 |  | 0.010224 |  | 0.0061639 |  | 0.00048057 |  | 0 |  | 0.00063854 |  | 2.7284e-05 |  | 0.00024998 |  | #VALUE! |  | 0.00030427 |  | 2.9602e-05 |  | 0.00014799 |  | 0 |  | -0.0002121 |  | -5.2917e-05
| 0.0015058 |  | 0.0015058 |  | 0.046562 |  | 0.11378 |  | 0.14939 |  | 0.010342 |  | 0.010342 |  | 0.006418 |  | 0.00046066 |  | 0 |  | 0.00054686 |  | 2.7285e-05 |  | 0.00031591 |  | #VALUE! |  | -2.3631e-05 |  | 2.9601e-05 |  | 3.7584e-05 |  | 0 |  | -0.00038977 |  | -0.00014216
| 0.0015313 |  | 0.0015313 |  | 0.045347 |  | 0.11698 |  | 0.14587 |  | 0.01077 |  | 0.01077 |  | 0.0066897 |  | 0.00058773 |  | 0 |  | 0.00076894 |  | 0.00010517 |  | 0.00024543 |  | #VALUE! |  | -0.00026424 |  | 3.1106e-05 |  | -5.5273e-06 |  | 0 |  | -0.00020002 |  | -6.0981e-06
| 0.0015104 |  | 0.0015104 |  | 0.04437 |  | 0.11309 |  | 0.14241 |  | 0.011299 |  | 0.011299 |  | 0.0069416 |  | 0.00061985 |  | 0 |  | 0.00062353 |  | 0.00010518 |  | 0.00018471 |  | #VALUE! |  | -0.00019723 |  | 3.111e-05 |  | 2.8917e-05 |  | 0 |  | -1.5117e-06 |  | 6.0208e-05
| 0.0015646 |  | 0.0015646 |  | 0.043663 |  | 0.10528 |  | 0.13909 |  | 0.011765 |  | 0.011765 |  | 0.0071418 |  | 0.000632 |  | 0 |  | 0.00062392 |  | 0.00019189 |  | 0.00012347 |  | #VALUE! |  | 0.0002165 |  | 4.9785e-05 |  | 7.3141e-05 |  | 0 |  | 0.00011062 |  | 3.519e-05
| 0.0014674 |  | 0.0014674 |  | 0.042625 |  | 0.10835 |  | 0.13558 |  | 0.011897 |  | 0.011897 |  | 0.0076098 |  | 0.00060223 |  | 0 |  | 0.000537 |  | 0.00019191 |  | 0.00023359 |  | #VALUE! |  | 0.00017828 |  | 4.979e-05 |  | 1.2163e-05 |  | 0 |  | -5.8002e-06 |  | 3.0329e-05
| 0.0013316 |  | 0.0013316 |  | 0.041592 |  | 0.10558 |  | 0.13208 |  | 0.012318 |  | 0.012318 |  | 0.0077273 |  | 0.00064203 |  | 0 |  | 0.00056046 |  | 0.0001609 |  | 0.00033892 |  | #VALUE! |  | -0.00010731 |  | 4.9766e-05 |  | 7.7399e-06 |  | 0 |  | -3.6624e-05 |  | 4.9128e-06
| 0.0015118 |  | 0.0015118 |  | 0.040707 |  | 0.10337 |  | 0.12886 |  | 0.013025 |  | 0.013025 |  | 0.007978 |  | 0.00077917 |  | 0 |  | 0.00064816 |  | 0.00016091 |  | 0.00028965 |  | #VALUE! |  | -0.00016432 |  | 4.9773e-05 |  | 0.00012323 |  | 0 |  | 0.00024722 |  | 0.00010434
| 0.0014732 |  | 0.0014732 |  | 0.039545 |  | 0.096272 |  | 0.12474 |  | 0.013226 |  | 0.013226 |  | 0.0082842 |  | 0.00071175 |  | 0 |  | 0.00042645 |  | 8.1765e-05 |  | 0.0002695 |  | #VALUE! |  | -0.00015461 |  | 3.7571e-05 |  | 7.3472e-05 |  | 0 |  | 0.0001228 |  | 9.2473e-05
| 0.0012324 |  | 0.0012324 |  | 0.038391 |  | 0.098358 |  | 0.1203 |  | 0.013423 |  | 0.013423 |  | 0.008466 |  | 0.00063668 |  | 0 |  | 0.00055259 |  | 8.177e-05 |  | 0.00021749 |  | #VALUE! |  | -1.0999e-05 |  | 3.7576e-05 |  | 2.1865e-05 |  | 0 |  | -0.00012155 |  | 5.5174e-05
| 0.0011496 |  | 0.0011496 |  | 0.037715 |  | 0.096419 |  | 0.11707 |  | 0.013941 |  | 0.013941 |  | 0.0085732 |  | 0.00065989 |  | 0 |  | 0.00066625 |  | 0.0001041 |  | 0.0001451 |  | #VALUE! |  | 0.00013029 |  | 3.8379e-05 |  | 5.2834e-05 |  | 0 |  | -0.00016377 |  | -5.9421e-05
| 0.0012922 |  | 0.0012922 |  | 0.03664 |  | 0.094463 |  | 0.11464 |  | 0.01437 |  | 0.01437 |  | 0.0087812 |  | 0.00071627 |  | 0 |  | 0.00058064 |  | 0.00010411 |  | 0.00016997 |  | #VALUE! |  | 0.00025224 |  | 3.8379e-05 |  | -1.6592e-05 |  | 0 |  | -0.00028138 |  | -7.4637e-05
| 0.0013398 |  | 0.0013398 |  | 0.035536 |  | 0.087774 |  | 0.11199 |  | 0.014769 |  | 0.014769 |  | 0.0090713 |  | 0.00074621 |  | 0 |  | 0.00051361 |  | 0.00015773 |  | 0.00026991 |  | #VALUE! |  | 0.00017802 |  | 3.3967e-05 |  | -0.00010644 |  | 0 |  | -0.00029824 |  | 7.7548e-05
| 0.0013001 |  | 0.0013001 |  | 0.034878 |  | 0.089473 |  | 0.10871 |  | 0.015348 |  | 0.015348 |  | 0.0093734 |  | 0.00077285 |  | 0 |  | 0.00050574 |  | 0.00015774 |  | 0.00029275 |  | #VALUE! |  | 7.0141e-05 |  | 3.3971e-05 |  | -8.5437e-05 |  | 0 |  | 2.6572e-05 |  | 9.7442e-05
| 0.0012273 |  | 0.0012273 |  | 0.033847 |  | 0.088087 |  | 0.10569 |  | 0.015932 |  | 0.015932 |  | 0.0096034 |  | 0.00079375 |  | 0 |  | 0.00069382 |  | 7.0922e-05 |  | 0.00019582 |  | #VALUE! |  | -7.8005e-05 |  | 4.9835e-05 |  | 1.3275e-05 |  | 0 |  | 0.00010638 |  | 6.5522e-05
| 0.0011521 |  | 0.0011521 |  | 0.032928 |  | 0.082736 |  | 0.10359 |  | 0.016521 |  | 0.016521 |  | 0.0098092 |  | 0.00080381 |  | 0 |  | 0.00062122 |  | 7.0926e-05 |  | 0.00017623 |  | #VALUE! |  | 2.1416e-05 |  | 4.9842e-05 |  | 6.2455e-05 |  | 0 |  | 3.2519e-05 |  | 8.9866e-06
| 0.001067 |  | 0.001067 |  | 0.0322 |  | 0.085292 |  | 0.10131 |  | 0.016911 |  | 0.016911 |  | 0.010094 |  | 0.00078291 |  | 0 |  | 0.00050668 |  | 0.00014188 |  | 0.00027424 |  | #VALUE! |  | 0.0001243 |  | 2.5648e-05 |  | -5.5476e-06 |  | 0 |  | -4.0103e-05 |  | -9.3033e-06
| 0.0010406 |  | 0.0010406 |  | 0.031271 |  | 0.083906 |  | 0.09884 |  | 0.017407 |  | 0.017407 |  | 0.010419 |  | 0.00079065 |  | 0 |  | 0.00036113 |  | 0.00014189 |  | 0.00035595 |  | #VALUE! |  | -3.197e-05 |  | 2.5648e-05 |  | -0.0001001 |  | 0 |  | -0.00015757 |  | -3.3037e-05
| 0.0011025 |  | 0.0011025 |  | 0.030433 |  | 0.082245 |  | 0.096459 |  | 0.017995 |  | 0.017995 |  | 0.010673 |  | 0.00087038 |  | 0 |  | 0.00024393 |  | 0.00014314 |  | 0.00037028 |  | #VALUE! |  | -8.7594e-05 |  | 4.5844e-05 |  | -5.4221e-05 |  | 0 |  | -0.00016632 |  | -2.7647e-05
| 0.0010396 |  | 0.0010396 |  | 0.029266 |  | 0.076642 |  | 0.093847 |  | 0.018404 |  | 0.018404 |  | 0.010879 |  | 0.00088034 |  | 0 |  | 0.00042629 |  | 0.00014315 |  | 0.00035233 |  | #VALUE! |  | -6.7871e-05 |  | 4.5844e-05 |  | 4.4266e-06 |  | 0 |  | -0.0001398 |  | -8.8835e-05
| 0.0009589 |  | 0.0009589 |  | 0.028611 |  | 0.078631 |  | 0.090942 |  | 0.018879 |  | 0.018879 |  | 0.011296 |  | 0.00084716 |  | 0 |  | 0.00056095 |  | 8.8288e-05 |  | 0.00026896 |  | #VALUE! |  | -7.4043e-06 |  | 3.1083e-05 |  | -4.5487e-05 |  | 0 |  | -0.00027098 |  | -0.00015083
| 0.00098664 |  | 0.00098664 |  | 0.028128 |  | 0.077244 |  | 0.088317 |  | 0.019498 |  | 0.019498 |  | 0.011699 |  | 0.00087165 |  | 0 |  | 0.00063785 |  | 8.8293e-05 |  | 0.000193 |  | #VALUE! |  | 7.9742e-05 |  | 3.1089e-05 |  | -2.505e-06 |  | 0 |  | -0.00046992 |  | -6.1201e-05
| 0.00094686 |  | 0.00094686 |  | 0.027558 |  | 0.075288 |  | 0.085884 |  | 0.020089 |  | 0.020089 |  | 0.011983 |  | 0.00092028 |  | 0 |  | 0.00070449 |  | 0.00011002 |  | 0.00024082 |  | #VALUE! |  | 0.00022902 |  | 3.0988e-05 |  | -6.1805e-05 |  | 0 |  | -0.0003838 |  | -4.1006e-06
| 0.000875 |  | 0.000875 |  | 0.026795 |  | 0.070814 |  | 0.08407 |  | 0.020621 |  | 0.020621 |  | 0.01235 |  | 0.00090049 |  | 0 |  | 0.00066943 |  | 0.00011002 |  | 0.00026586 |  | #VALUE! |  | 0.00021657 |  | 3.0992e-05 |  | -5.92e-05 |  | 0 |  | -0.00019407 |  | 1.5303e-05
| 0.00088283 |  | 0.00088283 |  | 0.025511 |  | 0.073627 |  | 0.08239 |  | 0.021225 |  | 0.021225 |  | 0.012681 |  | 0.00090934 |  | 0 |  | 0.00058686 |  | 3.0674e-05 |  | 0.00020486 |  | #VALUE! |  | 4.9945e-05 |  | 5.2116e-05 |  | -4.4798e-05 |  | 0 |  | -0.00017507 |  | -1.7148e-05
| 0.00093818 |  | 0.00093818 |  | 0.025 |  | 0.072501 |  | 0.080628 |  | 0.021977 |  | 0.021977 |  | 0.01301 |  | 0.0010521 |  | 0 |  | 0.00060585 |  | 3.0676e-05 |  | 0.00021288 |  | #VALUE! |  | 8.6648e-05 |  | 5.2118e-05 |  | -0.00011476 |  | 0 |  | -5.6087e-05 |  | 3.4407e-06
| 0.00092827 |  | 0.00092827 |  | 0.024765 |  | 0.070829 |  | 0.079271 |  | 0.022945 |  | 0.022945 |  | 0.013383 |  | 0.001081 |  | 0 |  | 0.00051501 |  | 2.7607e-05 |  | 0.00024226 |  | #VALUE! |  | 2.7203e-05 |  | 6.4032e-05 |  | 4.65e-05 |  | 0 |  | 4.8709e-06 |  | -4.4472e-05
| 0.00087524 |  | 0.00087524 |  | 0.024049 |  | 0.066041 |  | 0.077845 |  | 0.023757 |  | 0.023757 |  | 0.013818 |  | 0.0010855 |  | 0 |  | 0.00046809 |  | 2.7609e-05 |  | 0.00018703 |  | #VALUE! |  | 2.6559e-05 |  | 6.404e-05 |  | 0.0001135 |  | 0 |  | -2.8014e-05 |  | 5.5606e-06
| 0.00097819 |  | 0.00097819 |  | 0.023223 |  | 0.067807 |  | 0.075945 |  | 0.024266 |  | 0.024266 |  | 0.014286 |  | 0.0011708 |  | 0 |  | 0.00064183 |  | 9.4469e-05 |  | 0.00022281 |  | #VALUE! |  | 0.00022935 |  | 5.5825e-05 |  | -2.6372e-05 |  | 0 |  | 5.1305e-05 |  | 9.1167e-05
| 0.0009727 |  | 0.0009727 |  | 0.022598 |  | 0.066417 |  | 0.073716 |  | 0.024857 |  | 0.024857 |  | 0.014696 |  | 0.0012261 |  | 0 |  | 0.00062617 |  | 9.4475e-05 |  | 0.00017579 |  | #VALUE! |  | 0.00029166 |  | 5.5822e-05 |  | -3.0147e-05 |  | 0 |  | 0.00014588 |  | 1.0418e-06
| 0.00085437 |  | 0.00085437 |  | 0.022109 |  | 0.065026 |  | 0.072021 |  | 0.025595 |  | 0.025595 |  | 0.015128 |  | 0.001255 |  | 0 |  | 0.00056858 |  | 7.4834e-05 |  | 0.00011569 |  | #VALUE! |  | 0.00014233 |  | 3.7686e-05 |  | -3.1852e-05 |  | 0 |  | 9.4842e-05 |  | -6.0206e-05
| 0.00082896 |  | 0.00082896 |  | 0.021638 |  | 0.061527 |  | 0.070758 |  | 0.026176 |  | 0.026176 |  | 0.015573 |  | 0.001213 |  | 0 |  | 0.00056277 |  | 7.4838e-05 |  | 0.00018678 |  | #VALUE! |  | -3.1369e-05 |  | 3.7688e-05 |  | -0.00011503 |  | 0 |  | -0.00015803 |  | -9.5492e-05
| 0.00080243 |  | 0.00080243 |  | 0.021093 |  | 0.063897 |  | 0.069177 |  | 0.026881 |  | 0.026881 |  | 0.016078 |  | 0.0011987 |  | 0 |  | 0.00068798 |  | 0.00012726 |  | 0.00023853 |  | #VALUE! |  | 2.9904e-05 |  | 4.3529e-05 |  | -0.00011228 |  | 0 |  | -0.00013305 |  | -5.789e-05
| 0.00079475 |  | 0.00079475 |  | 0.020528 |  | 0.062518 |  | 0.068028 |  | 0.027953 |  | 0.027953 |  | 0.016596 |  | 0.0013194 |  | 0 |  | 0.0007634 |  | 0.00012727 |  | 0.00031647 |  | #VALUE! |  | -3.127e-05 |  | 4.3531e-05 |  | -5.801e-05 |  | 0 |  | -8.6801e-05 |  | 2.5043e-05
| 0.00068742 |  | 0.00068742 |  | 0.020287 |  | 0.060839 |  | 0.067336 |  | 0.028814 |  | 0.028814 |  | 0.016978 |  | 0.001357 |  | 0 |  | 0.00042926 |  | 4.4535e-05 |  | 0.0002603 |  | #VALUE! |  | 0.00013581 |  | 5.0431e-05 |  | -2.6008e-05 |  | 0 |  | -0.000353 |  | -4.1855e-05
| 0.00060774 |  | 0.00060774 |  | 0.019717 |  | 0.05674 |  | 0.066183 |  | 0.029844 |  | 0.029844 |  | 0.017522 |  | 0.0013628 |  | 0 |  | 0.00035464 |  | 4.4537e-05 |  | 0.00019902 |  | #VALUE! |  | 0.00029377 |  | 5.044e-05 |  | 3.3895e-06 |  | 0 |  | -0.00039087 |  | -4.7681e-05
| 0.00065869 |  | 0.00065869 |  | 0.019118 |  | 0.058341 |  | 0.065127 |  | 0.031148 |  | 0.031148 |  | 0.018214 |  | 0.0014147 |  | 0 |  | 0.00049764 |  | 0 |  | 0.00026424 |  | #VALUE! |  | 0.0003136 |  | 4.8578e-05 |  | 5.9315e-05 |  | 0 |  | -0.00021632 |  | -6.2148e-05
| 0.00069418 |  | 0.00069418 |  | 0.018904 |  | 0.0575 |  | 0.064526 |  | 0.032342 |  | 0.032342 |  | 0.018731 |  | 0.0014925 |  | 0 |  | 0.00062697 |  | 0 |  | 0.00026291 |  | #VALUE! |  | 0.00022671 |  | 4.8587e-05 |  | 8.8628e-06 |  | 0 |  | -0.00014946 |  | -4.8002e-05
| 0.00074186 |  | 0.00074186 |  | 0.018416 |  | 0.056103 |  | 0.063635 |  | 0.033424 |  | 0.033424 |  | 0.019143 |  | 0.0015478 |  | 0 |  | 0.00054581 |  | 7.3881e-05 |  | 0.00024709 |  | #VALUE! |  | 8.1631e-05 |  | 4.2034e-05 |  | 2.216e-06 |  | 0 |  | -0.00014101 |  | 1.9887e-05
| 0.00069978 |  | 0.00069978 |  | 0.017892 |  | 0.052226 |  | 0.062221 |  | 0.03423 |  | 0.03423 |  | 0.01972 |  | 0.0015747 |  | 0 |  | 0.00046576 |  | 7.3885e-05 |  | 0.00025505 |  | #VALUE! |  | 0.00013596 |  | 4.2041e-05 |  | 1.4404e-05 |  | 0 |  | -0.00017677 |  | -7.3155e-05
| 0.0005725 |  | 0.0005725 |  | 0.017694 |  | 0.053889 |  | 0.060473 |  | 0.035021 |  | 0.035021 |  | 0.020358 |  | 0.00162 |  | 0 |  | 0.00053257 |  | 5.4935e-05 |  | 0.00018383 |  | #VALUE! |  | 0.00027365 |  | 4.8316e-05 |  | -4.1062e-05 |  | 0 |  | -0.00030956 |  | -0.00013966
| 0.00052491 |  | 0.00052491 |  | 0.017576 |  | 0.053052 |  | 0.058901 |  | 0.035548 |  | 0.035548 |  | 0.020837 |  | 0.001607 |  | 0 |  | 0.00056455 |  | 5.4938e-05 |  | 0.00015882 |  | #VALUE! |  | 0.00030274 |  | 4.8325e-05 |  | 4.0561e-05 |  | 0 |  | -0.00040665 |  | -0.00016385
| 0.00059694 |  | 0.00059694 |  | 0.017118 |  | 0.052204 |  | 0.057501 |  | 0.036168 |  | 0.036168 |  | 0.02139 |  | 0.0016369 |  | 0 |  | 0.00033435 |  | 7.3235e-05 |  | 0.00021267 |  | #VALUE! |  | -8.1019e-05 |  | 5.8903e-05 |  | 0.00014702 |  | 0 |  | -0.00026372 |  | -6.5645e-05
| 0.00060361 |  | 0.00060361 |  | 0.016392 |  | 0.049045 |  | 0.05624 |  | 0.03723 |  | 0.03723 |  | 0.022004 |  | 0.0016866 |  | 0 |  | 0.00026862 |  | 7.3239e-05 |  | 0.00017892 |  | #VALUE! |  | 0.00015349 |  | 5.8901e-05 |  | 0.00011769 |  | 0 |  | -0.00026786 |  | -5.4173e-05
| 0.00054605 |  | 0.00054605 |  | 0.015834 |  | 0.050289 |  | 0.055408 |  | 0.03864 |  | 0.03864 |  | 0.022528 |  | 0.0017722 |  | 0 |  | 0.00057168 |  | 5.7469e-05 |  | 0.00018871 |  | #VALUE! |  | 0.00045275 |  | 3.7954e-05 |  | 7.4469e-05 |  | 0 |  | -0.00032218 |  | -6.7144e-05
| 0.00055717 |  | 0.00055717 |  | 0.015554 |  | 0.048351 |  | 0.054528 |  | 0.040014 |  | 0.040014 |  | 0.023058 |  | 0.0018465 |  | 0 |  | 0.00046527 |  | 5.7473e-05 |  | 0.00023174 |  | #VALUE! |  | 0.0003572 |  | 3.7954e-05 |  | 0.0001363 |  | 0 |  | -0.00020913 |  | 1.3183e-05
| 0.00053723 |  | 0.00053723 |  | 0.015542 |  | 0.047509 |  | 0.053745 |  | 0.04125 |  | 0.04125 |  | 0.023623 |  | 0.0018733 |  | 0 |  | 0.00034037 |  | 5.5097e-05 |  | 0.00018701 |  | #VALUE! |  | 0.00038026 |  | 4.9071e-05 |  | 6.0544e-05 |  | 0 |  | -0.00030416 |  | -2.3372e-05
| 0.00054839 |  | 0.00054839 |  | 0.015082 |  | 0.044547 |  | 0.053052 |  | 0.04259 |  | 0.04259 |  | 0.024152 |  | 0.0019928 |  | 0 |  | 0.0003941 |  | 5.5101e-05 |  | 0.00016898 |  | #VALUE! |  | 0.00040112 |  | 4.9068e-05 |  | -1.3404e-05 |  | 0 |  | -7.2448e-05 |  | 1.3003e-05
| 0.00056943 |  | 0.00056943 |  | 0.01448 |  | 0.045278 |  | 0.051832 |  | 0.043643 |  | 0.043643 |  | 0.024793 |  | 0.0020442 |  | 0 |  | 0.0004234 |  | 0.00014298 |  | 0.00030215 |  | #VALUE! |  | 0.00025409 |  | 5.0899e-05 |  | 5.9039e-05 |  | 0 |  | 4.3709e-05 |  | -7.87e-06
| 0.00057503 |  | 0.00057503 |  | 0.014369 |  | 0.04417 |  | 0.050218 |  | 0.044603 |  | 0.044603 |  | 0.025617 |  | 0.0020508 |  | 0 |  | 0.00062212 |  | 0.00014299 |  | 0.00029915 |  | #VALUE! |  | 8.3846e-05 |  | 5.0899e-05 |  | 0.00013012 |  | 0 |  | -0.00012965 |  | 1.0556e-05
| 0.00060275 |  | 0.00060275 |  | 0.014144 |  | 0.043061 |  | 0.048713 |  | 0.045435 |  | 0.045435 |  | 0.026135 |  | 0.0020973 |  | 0 |  | 0.00061891 |  | 7.3347e-05 |  | 0.00021236 |  | #VALUE! |  | 0.0001306 |  | 5.2578e-05 |  | 1.2651e-05 |  | 0 |  | -0.00013341 |  | 3.6322e-05
| 0.00049283 |  | 0.00049283 |  | 0.013846 |  | 0.041671 |  | 0.047012 |  | 0.0461 |  | 0.0461 |  | 0.02654 |  | 0.0021143 |  | 0 |  | 0.00042429 |  | 7.3352e-05 |  | 0.00022348 |  | #VALUE! |  | -4.5666e-05 |  | 5.2585e-05 |  | -1.087e-05 |  | 0 |  | -0.00030507 |  | -3.7814e-05
| 0.00040974 |  | 0.00040974 |  | 0.013354 |  | 0.038709 |  | 0.045438 |  | 0.046946 |  | 0.046946 |  | 0.027172 |  | 0.0021375 |  | 0 |  | 0.00033507 |  | 5.1441e-05 |  | 0.0001587 |  | #VALUE! |  | 0.00024373 |  | 7.516e-05 |  | 3.234e-05 |  | 0 |  | -0.00042839 |  | -2.1573e-05
| 0.00063278 |  | 0.00063278 |  | 0.012813 |  | 0.039451 |  | 0.044488 |  | 0.049115 |  | 0.049115 |  | 0.02755 |  | 0.0023361 |  | 0 |  | 0.00057773 |  | 8.3044e-05 |  | 0.00027866 |  | #VALUE! |  | 0.00078608 |  | 0.00013088 |  | 0.00013043 |  | 0 |  | -0.00018263 |  | 0.00011405
| 0.00055967 |  | 0.00055967 |  | 0.012483 |  | 0.038061 |  | 0.043268 |  | 0.051422 |  | 0.051422 |  | 0.027881 |  | 0.0024049 |  | 0 |  | 0.00057102 |  | 3.1602e-05 |  | 0.00022489 |  | #VALUE! |  | 0.00028655 |  | 5.5718e-05 |  | -6.1448e-05 |  | 0 |  | -8.4564e-05 |  | 1.2359e-05
| 0.00056193 |  | 0.00056193 |  | 0.01216 |  | 0.037495 |  | 0.042618 |  | 0.053514 |  | 0.053514 |  | 0.028459 |  | 0.0025393 |  | 0 |  | 0.0006003 |  | 5.6402e-05 |  | 0.00023248 |  | #VALUE! |  | 9.415e-05 |  | 3.9587e-05 |  | 1.1092e-06 |  | 0 |  | 8.108e-05 |  | 6.4028e-05
| 0.0004217 |  | 0.0004217 |  | 0.011721 |  | 0.034464 |  | 0.04191 |  | 0.055262 |  | 0.055262 |  | 0.029328 |  | 0.0025715 |  | 0 |  | 0.00043434 |  | 5.6405e-05 |  | 0.0002861 |  | #VALUE! |  | 0.00021109 |  | 3.9587e-05 |  | 3.7547e-05 |  | 0 |  | -0.00013601 |  | -3.1606e-05
| 0.00043391 |  | 0.00043391 |  | 0.011588 |  | 0.035003 |  | 0.041073 |  | 0.056695 |  | 0.056695 |  | 0.03017 |  | 0.0026624 |  | 0 |  | 0.0003834 |  | 4.6121e-05 |  | 0.00024727 |  | #VALUE! |  | 0.00012087 |  | 7.2369e-05 |  | 7.0826e-05 |  | 0 |  | -0.00016933 |  | 4.9092e-05
| 0.00047224 |  | 0.00047224 |  | 0.011364 |  | 0.034454 |  | 0.04007 |  | 0.05818 |  | 0.05818 |  | 0.030857 |  | 0.0027658 |  | 0 |  | 0.00049771 |  | 4.6124e-05 |  | 0.00024459 |  | #VALUE! |  | -0.00010965 |  | 7.2379e-05 |  | 3.6609e-05 |  | 0 |  | -0.00013727 |  | 5.588e-05
| 0.00047337 |  | 0.00047337 |  | 0.010994 |  | 0.033624 |  | 0.039097 |  | 0.059796 |  | 0.059796 |  | 0.031562 |  | 0.0028604 |  | 0 |  | 0.0004941 |  | 3.1533e-05 |  | 0.00025247 |  | #VALUE! |  | -2.9585e-05 |  | 5.4337e-05 |  | 3.661e-05 |  | 0 |  | -0.00012688 |  | 7.5099e-05
| 0.00042514 |  | 0.00042514 |  | 0.010686 |  | 0.032783 |  | 0.038192 |  | 0.061136 |  | 0.061136 |  | 0.032225 |  | 0.0029 |  | 0 |  | 0.00056803 |  | 3.1535e-05 |  | 0.00027288 |  | #VALUE! |  | 3.5802e-05 |  | 5.4329e-05 |  | 5.8376e-05 |  | 0 |  | -0.00012778 |  | 5.6842e-05
| 0.00037414 |  | 0.00037414 |  | 0.010618 |  | 0.030231 |  | 0.037002 |  | 0.062383 |  | 0.062383 |  | 0.033255 |  | 0.0029329 |  | 0 |  | 0.00061029 |  | 3.4939e-06 |  | 0.0003069 |  | #VALUE! |  | 7.5922e-05 |  | 3.8635e-05 |  | 3.7297e-05 |  | 0 |  | -0.00025412 |  | -6.1877e-05
| 0.00042136 |  | 0.00042136 |  | 0.010504 |  | 0.03058 |  | 0.03608 |  | 0.06404 |  | 0.06404 |  | 0.034481 |  | 0.0030047 |  | 0 |  | 0.00041351 |  | 3.4942e-06 |  | 0.00026233 |  | #VALUE! |  | 0.00023942 |  | 3.8631e-05 |  | 4.8203e-05 |  | 0 |  | -0.00020724 |  | -7.1201e-05
| 0.00038144 |  | 0.00038144 |  | 0.010027 |  | 0.030302 |  | 0.035347 |  | 0.066042 |  | 0.066042 |  | 0.035748 |  | 0.0031181 |  | 0 |  | 0.00040395 |  | 8.6017e-05 |  | 0.00020267 |  | #VALUE! |  | 0.00032105 |  | 6.1016e-05 |  | -4.8124e-05 |  | 0 |  | -0.00017345 |  | -4.7037e-05
| 0.000397 |  | 0.000397 |  | 0.0097146 |  | 0.029732 |  | 0.034453 |  | 0.067977 |  | 0.067977 |  | 0.037328 |  | 0.0032815 |  | 0 |  | 0.0005631 |  | 8.6022e-05 |  | 0.00020606 |  | #VALUE! |  | 0.00012685 |  | 6.1024e-05 |  | 3.8715e-06 |  | 0 |  | -7.583e-05 |  | -7.0348e-06
| 0.00038039 |  | 0.00038039 |  | 0.009824 |  | 0.028053 |  | 0.033431 |  | 0.069602 |  | 0.069602 |  | 0.038702 |  | 0.0033547 |  | 0 |  | 0.00059887 |  | 2.8795e-05 |  | 0.00034724 |  | #VALUE! |  | 0.00023263 |  | 5.7953e-05 |  | 5.8852e-05 |  | 0 |  | -8.1615e-05 |  | -2.9792e-05
| 0.00034824 |  | 0.00034824 |  | 0.0094477 |  | 0.026237 |  | 0.032381 |  | 0.071233 |  | 0.071233 |  | 0.039801 |  | 0.0033847 |  | 0 |  | 0.00062949 |  | 2.8797e-05 |  | 0.00035668 |  | #VALUE! |  | 0.00029847 |  | 5.7953e-05 |  | -3.8033e-05 |  | 0 |  | -0.00021282 |  | -1.5829e-05
| 0.00038155 |  | 0.00038155 |  | 0.00896 |  | 0.026938 |  | 0.0317 |  | 0.073145 |  | 0.073145 |  | 0.040849 |  | 0.0034517 |  | 0 |  | 0.00061176 |  | 6.3828e-05 |  | 0.00022492 |  | #VALUE! |  | 0.00022957 |  | 5.2673e-05 |  | -9.6928e-05 |  | 0 |  | -0.00012579 |  | 1.3735e-06
| 0.00038046 |  | 0.00038046 |  | 0.0088693 |  | 0.025847 |  | 0.031074 |  | 0.07541 |  | 0.07541 |  | 0.042104 |  | 0.0035439 |  | 0 |  | 0.00054263 |  | 6.3832e-05 |  | 0.0003162 |  | #VALUE! |  | 0.00016862 |  | 5.2675e-05 |  | -9.5827e-05 |  | 0 |  | -8.6593e-05 |  | -6.6091e-05
| 0.00039267 |  | 0.00039267 |  | 0.0086596 |  | 0.025294 |  | 0.030332 |  | 0.077681 |  | 0.077681 |  | 0.043402 |  | 0.0036784 |  | 0 |  | 0.00043959 |  | 8.0989e-05 |  | 0.00032794 |  | #VALUE! |  | 0.00016919 |  | 4.317e-05 |  | 1.9982e-05 |  | 0 |  | -8.3055e-05 |  | -6.0272e-05
| 0.0003796 |  | 0.0003796 |  | 0.0084579 |  | 0.023876 |  | 0.029586 |  | 0.079729 |  | 0.079729 |  | 0.044421 |  | 0.0037994 |  | 0 |  | 0.00040725 |  | 8.0994e-05 |  | 0.00026801 |  | #VALUE! |  | 0.00032214 |  | 4.317e-05 |  | 3.1084e-05 |  | 0 |  | -7.331e-05 |  | -4.3077e-05
| 0.00034968 |  | 0.00034968 |  | 0.0081884 |  | 0.024724 |  | 0.028949 |  | 0.082102 |  | 0.082102 |  | 0.045296 |  | 0.003921 |  | 0 |  | 0.00048537 |  | 0.00010959 |  | 0.00030756 |  | #VALUE! |  | 0.00022246 |  | 1.9689e-05 |  | -4.2931e-05 |  | 0 |  | -8.649e-05 |  | -1.6713e-05
| 0.00038833 |  | 0.00038833 |  | 0.0079021 |  | 0.023887 |  | 0.028384 |  | 0.084825 |  | 0.084825 |  | 0.046228 |  | 0.0040928 |  | 0 |  | 0.00051063 |  | 0.00010959 |  | 0.0002768 |  | #VALUE! |  | 0.00023095 |  | 1.9689e-05 |  | 6.6232e-05 |  | 0 |  | -1.224e-05 |  | 2.5247e-05
| 0.00040386 |  | 0.00040386 |  | 0.0078509 |  | 0.023067 |  | 0.027693 |  | 0.087247 |  | 0.087247 |  | 0.047143 |  | 0.0042359 |  | 0 |  | 0.00070159 |  | 3.4193e-05 |  | 0.00022311 |  | #VALUE! |  | 6.4556e-05 |  | 6.3007e-05 |  | 7.0171e-05 |  | 0 |  | 3.2479e-05 |  | 6.9351e-05
| 0.00035828 |  | 0.00035828 |  | 0.0077583 |  | 0.022226 |  | 0.027094 |  | 0.089603 |  | 0.089603 |  | 0.047788 |  | 0.0043398 |  | 0 |  | 0.00090378 |  | 3.4195e-05 |  | 0.00021487 |  | #VALUE! |  | 5.9642e-06 |  | 6.3018e-05 |  | 8.4614e-06 |  | 0 |  | -1.4801e-05 |  | -2.5167e-05
| 0.00036607 |  | 0.00036607 |  | 0.0075236 |  | 0.020413 |  | 0.026566 |  | 0.092723 |  | 0.092723 |  | 0.048366 |  | 0.004455 |  | 0 |  | 0.00075151 |  | 1.3402e-05 |  | 0.00028711 |  | #VALUE! |  | 0.00042191 |  | 4.3285e-05 |  | 9.6036e-07 |  | 0 |  | -9.7649e-05 |  | -0.0001328
| 0.00037918 |  | 0.00037918 |  | 0.0072503 |  | 0.020836 |  | 0.025939 |  | 0.095979 |  | 0.095979 |  | 0.049306 |  | 0.0046032 |  | 0 |  | 0.00053083 |  | 1.3403e-05 |  | 0.00025611 |  | #VALUE! |  | 0.00064399 |  | 4.3291e-05 |  | -2.0376e-05 |  | 0 |  | -0.00011282 |  | -4.9638e-05
| 0.0003115 |  | 0.0003115 |  | 0.0071575 |  | 0.020565 |  | 0.025358 |  | 0.098485 |  | 0.098485 |  | 0.050574 |  | 0.00473 |  | 0 |  | 0.00044619 |  | 6.2799e-06 |  | 0.0001929 |  | #VALUE! |  | 0.00028426 |  | 3.8841e-05 |  | -2.1266e-06 |  | 0 |  | -0.00017504 |  | -6.2862e-05
| 0.0002493 |  | 0.0002493 |  | 0.0070442 |  | 0.020294 |  | 0.024937 |  | 0.10123 |  | 0.10123 |  | 0.051844 |  | 0.0048485 |  | 0 |  | 0.00054826 |  | 6.2803e-06 |  | 0.00027219 |  | #VALUE! |  | 5.0434e-05 |  | 3.8839e-05 |  | -5.6559e-06 |  | 0 |  | -0.00029416 |  | -0.00010564
| 0.00026152 |  | 0.00026152 |  | 0.0067178 |  | 0.020005 |  | 0.024448 |  | 0.10453 |  | 0.10453 |  | 0.053057 |  | 0.0050947 |  | 0 |  | 0.00074405 |  | 0.00012891 |  | 0.00030178 |  | #VALUE! |  | 4.915e-05 |  | 5.5181e-05 |  | 2.261e-05 |  | 0 |  | -0.00023033 |  | -3.391e-05
| 0.00033966 |  | 0.00033966 |  | 0.0066329 |  | 0.01882 |  | 0.023849 |  | 0.10746 |  | 0.10746 |  | 0.054372 |  | 0.0052861 |  | 0 |  | 0.00077317 |  | 0.00012892 |  | 0.00024838 |  | #VALUE! |  | -5.4524e-05 |  | 5.5186e-05 |  | 8.2503e-05 |  | 0 |  | -1.8176e-05 |  | 5.804e-05
| 0.00034301 |  | 0.00034301 |  | 0.0064552 |  | 0.018886 |  | 0.023257 |  | 0.11037 |  | 0.11037 |  | 0.055799 |  | 0.005384 |  | 0 |  | 0.00076576 |  | 0.00010791 |  | 0.00019579 |  | #VALUE! |  | 4.6004e-05 |  | 5.6132e-05 |  | 5.1516e-05 |  | 0 |  | -5.1797e-05 |  | 5.7146e-05
| 0.00026049 |  | 0.00026049 |  | 0.0062567 |  | 0.018615 |  | 0.022537 |  | 0.11275 |  | 0.11275 |  | 0.056968 |  | 0.0054692 |  | 0 |  | 0.00073489 |  | 0.00010792 |  | 0.00029918 |  | #VALUE! |  | 0.00013985 |  | 5.6129e-05 |  | 2.0161e-05 |  | 0 |  | -0.00024802 |  | -2.3404e-05
| 0.0002583 |  | 0.0002583 |  | 0.0060234 |  | 0.018344 |  | 0.02171 |  | 0.11453 |  | 0.11453 |  | 0.057977 |  | 0.0056079 |  | 0 |  | 0.0007289 |  | 0.00010839 |  | 0.00032223 |  | #VALUE! |  | 0.00014817 |  | 5.6145e-05 |  | -9.5461e-06 |  | 0 |  | -0.00020256 |  | 1.973e-05
| 0.00027681 |  | 0.00027681 |  | 0.0058323 |  | 0.017514 |  | 0.021104 |  | 0.11684 |  | 0.11684 |  | 0.058915 |  | 0.0057944 |  | 0 |  | 0.00076025 |  | 0.0001084 |  | 0.00025817 |  | #VALUE! |  | 0.00035626 |  | 5.6145e-05 |  | 3.0401e-05 |  | 0 |  | -0.00021309 |  | 3.6432e-05
| 0.00026572 |  | 0.00026572 |  | 0.0058072 |  | 0.017514 |  | 0.020489 |  | 0.11911 |  | 0.11911 |  | 0.060007 |  | 0.0059251 |  | 0 |  | 0.00085036 |  | 5.1422e-05 |  | 0.0002905 |  | #VALUE! |  | 0.00044948 |  | 5.3252e-05 |  | 2.5663e-05 |  | 0 |  | -0.00013586 |  | -1.815e-05
| 0.0002492 |  | 0.0002492 |  | 0.00576 |  | 0.016184 |  | 0.019821 |  | 0.12116 |  | 0.12116 |  | 0.061457 |  | 0.0060683 |  | 0 |  | 0.000787 |  | 5.1425e-05 |  | 0.00033814 |  | #VALUE! |  | 0.00030257 |  | 5.3261e-05 |  | -5.1861e-05 |  | 0 |  | -3.2005e-05 |  | -2.5541e-05
| 0.00032917 |  | 0.00032917 |  | 0.0057011 |  | 0.016117 |  | 0.019444 |  | 0.124 |  | 0.124 |  | 0.063198 |  | 0.0062654 |  | 0 |  | 0.00074593 |  | 6.9446e-05 |  | 0.00032976 |  | #VALUE! |  | 8.1305e-05 |  | 6.4281e-05 |  | 1.5812e-05 |  | 0 |  | 8.6128e-05 |  | 6.3853e-05
| 0.00035762 |  | 0.00035762 |  | 0.0054829 |  | 0.016117 |  | 0.019034 |  | 0.12783 |  | 0.12783 |  | 0.064982 |  | 0.0064889 |  | 0 |  | 0.00093788 |  | 6.945e-05 |  | 0.00030349 |  | #VALUE! |  | 0.00040867 |  | 6.4284e-05 |  | 1.2368e-05 |  | 0 |  | 5.2358e-05 |  | 8.8213e-05
| 0.0002477 |  | 0.0002477 |  | 0.0053953 |  | 0.015839 |  | 0.018457 |  | 0.13108 |  | 0.13108 |  | 0.066611 |  | 0.0066444 |  | 0 |  | 0.00086504 |  | 0 |  | 0.00034594 |  | #VALUE! |  | 0.00025702 |  | 4.7532e-05 |  | -1.5474e-05 |  | 0 |  | -8.3546e-05 |  | 2.3775e-05
| 0.00027446 |  | 0.00027446 |  | 0.0053844 |  | 0.01529 |  | 0.018066 |  | 0.1338 |  | 0.1338 |  | 0.067962 |  | 0.0067942 |  | 0 |  | 0.00087191 |  | 0 |  | 0.00031389 |  | #VALUE! |  | -0.00017624 |  | 4.7538e-05 |  | -1.1947e-05 |  | 0 |  | 6.0626e-06 |  | -1.1413e-05
| 0.00030446 |  | 0.00030446 |  | 0.0052346 |  | 0.014601 |  | 0.017594 |  | 0.13603 |  | 0.13603 |  | 0.069187 |  | 0.0069482 |  | 0 |  | 0.00090392 |  | 8.1964e-05 |  | 0.00028934 |  | #VALUE! |  | 0.00023949 |  | 5.8514e-05 |  | -2.5615e-05 |  | 0 |  | -4.4407e-05 |  | -3.8142e-05
| 0.00024468 |  | 0.00024468 |  | 0.0049619 |  | 0.014727 |  | 0.017026 |  | 0.13778 |  | 0.13778 |  | 0.071278 |  | 0.0070729 |  | 0 |  | 0.00077543 |  | 8.1969e-05 |  | 0.00027278 |  | #VALUE! |  | 0.00036801 |  | 5.8517e-05 |  | 1.1116e-05 |  | 0 |  | -0.00018439 |  | -1.6113e-05
| 0.00025357 |  | 0.00025357 |  | 0.0048299 |  | 0.013896 |  | 0.016469 |  | 0.14031 |  | 0.14031 |  | 0.073015 |  | 0.0072483 |  | 0 |  | 0.00095385 |  | 6.626e-05 |  | 0.00022301 |  | #VALUE! |  | 1.8058e-05 |  | 6.8177e-05 |  | -2.0216e-05 |  | 0 |  | -0.00018111 |  | -2.2876e-05
| 0.00031315 |  | 0.00031315 |  | 0.0048844 |  | 0.013625 |  | 0.016038 |  | 0.14334 |  | 0.14334 |  | 0.073969 |  | 0.0074137 |  | 0 |  | 0.0010812 |  | 6.6264e-05 |  | 0.00023435 |  | #VALUE! |  | -0.00011508 |  | 6.8186e-05 |  | -2.5862e-05 |  | 0 |  | -0.00010207 |  | 7.1003e-06
| 0.00027649 |  | 0.00027649 |  | 0.0048022 |  | 0.013337 |  | 0.015734 |  | 0.14664 |  | 0.14664 |  | 0.074922 |  | 0.0075781 |  | 0 |  | 0.00090744 |  | 8.9505e-05 |  | 0.00032294 |  | #VALUE! |  | 7.9535e-05 |  | 5.2227e-05 |  | 3.6236e-06 |  | 0 |  | -0.00015869 |  | -6.0446e-05
| 0.00024052 |  | 0.00024052 |  | 0.0045998 |  | 0.013337 |  | 0.015415 |  | 0.15003 |  | 0.15003 |  | 0.075886 |  | 0.0078455 |  | 0 |  | 0.0010042 |  | 8.951e-05 |  | 0.00030411 |  | #VALUE! |  | -3.7669e-05 |  | 5.2225e-05 |  | 8.9549e-06 |  | 0 |  | -0.00011297 |  | -8.0044e-05
| 0.00027053 |  | 0.00027053 |  | 0.0045152 |  | 0.012731 |  | 0.015081 |  | 0.1536 |  | 0.1536 |  | 0.07684 |  | 0.0080936 |  | 0 |  | 0.0012212 |  | 6.7946e-05 |  | 0.00024645 |  | #VALUE! |  | -2.1835e-05 |  | 5.7944e-05 |  | 3.1627e-05 |  | 0 |  | -5.2319e-05 |  | 3.1812e-05
| 0.00026499 |  | 0.00026499 |  | 0.004614 |  | 0.01277 |  | 0.014758 |  | 0.15684 |  | 0.15684 |  | 0.077793 |  | 0.0083247 |  | 0 |  | 0.0011872 |  | 6.795e-05 |  | 0.00029983 |  | #VALUE! |  | 0.00017721 |  | 5.7944e-05 |  | 2.9414e-05 |  | 0 |  | -7.9317e-05 |  | 5.3944e-05
| 0.00026169 |  | 0.00026169 |  | 0.0043802 |  | 0.01277 |  | 0.014548 |  | 0.16007 |  | 0.16007 |  | 0.078758 |  | 0.0085515 |  | 0 |  | 0.0011305 |  | 9.2577e-05 |  | 0.00035245 |  | #VALUE! |  | -7.9338e-05 |  | 4.9598e-05 |  | 5.0129e-05 |  | 0 |  | -8.5268e-05 |  | 5.6244e-05
| 0.00024825 |  | 0.00024825 |  | 0.0042403 |  | 0.013059 |  | 0.014294 |  | 0.1636 |  | 0.1636 |  | 0.079712 |  | 0.0087759 |  | 0 |  | 0.0011839 |  | 9.2582e-05 |  | 0.00033816 |  | #VALUE! |  | -0.00032045 |  | 4.9598e-05 |  | 6.3467e-05 |  | 0 |  | -9.6137e-05 |  | 2.4306e-05
| 0.00021492 |  | 0.00021492 |  | 0.0041584 |  | 0.013059 |  | 0.013976 |  | 0.16738 |  | 0.16738 |  | 0.080666 |  | 0.0090993 |  | 0 |  | 0.0013383 |  | 7.4474e-05 |  | 0.00028475 |  | #VALUE! |  | -2.0277e-07 |  | 4.791e-05 |  | 0.00013354 |  | 0 |  | -0.00014687 |  | -4.6806e-06
| 0.00018326 |  | 0.00018326 |  | 0.0039871 |  | 0.012788 |  | 0.013712 |  | 0.17092 |  | 0.17092 |  | 0.081631 |  | 0.0093951 |  | 0 |  | 0.0014535 |  | 7.4478e-05 |  | 0.00026458 |  | #VALUE! |  | 0.00029303 |  | 4.7916e-05 |  | 9.462e-05 |  | 0 |  | -0.00011868 |  | -6.0213e-05
| 0.00019883 |  | 0.00019883 |  | 0.0040751 |  | 0.011397 |  | 0.013425 |  | 0.17342 |  | 0.17342 |  | 0.082585 |  | 0.0095896 |  | 0 |  | 0.0013241 |  | 0.00012005 |  | 0.00025851 |  | #VALUE! |  | 0.00020717 |  | 4.8627e-05 |  | -3.4901e-05 |  | 0 |  | -7.9695e-05 |  | -0.00011746
| 0.00025485 |  | 0.00025485 |  | 0.0039805 |  | 0.01137 |  | 0.012999 |  | 0.17517 |  | 0.17517 |  | 0.08355 |  | 0.0097665 |  | 0 |  | 0.0012801 |  | 0.00012005 |  | 0.00025271 |  | #VALUE! |  | 0.00030161 |  | 4.8633e-05 |  | 1.3297e-05 |  | 0 |  | -0.00010589 |  | -8.1645e-05
| 0.00029267 |  | 0.00029267 |  | 0.00379 |  | 0.011398 |  | 0.012537 |  | 0.17651 |  | 0.17651 |  | 0.084504 |  | 0.0099555 |  | 0 |  | 0.0015146 |  | 7.644e-05 |  | 0.00032888 |  | #VALUE! |  | 0.00030754 |  | 5.2487e-05 |  | 2.1255e-05 |  | 0 |  | -9.2576e-05 |  | -1.5498e-05
| 0.00027204 |  | 0.00027204 |  | 0.003616 |  | 0.011127 |  | 0.012248 |  | 0.17945 |  | 0.17945 |  | 0.085458 |  | 0.010206 |  | 0 |  | 0.0015119 |  | 7.6444e-05 |  | 0.00033821 |  | #VALUE! |  | 0.00019638 |  | 5.2495e-05 |  | -4.0374e-05 |  | 0 |  | -0.00013657 |  | -5.7153e-08
| 0.00020312 |  | 0.00020312 |  | 0.0036437 |  | 0.010557 |  | 0.012001 |  | 0.18294 |  | 0.18294 |  | 0.086424 |  | 0.010517 |  | 0 |  | 0.0015044 |  | 9.2351e-05 |  | 0.00041943 |  | #VALUE! |  | 9.1948e-05 |  | 4.5974e-05 |  | -3.9448e-05 |  | 0 |  | -6.9412e-05 |  | -7.1508e-06
| 0.00019721 |  | 0.00019721 |  | 0.003498 |  | 0.010557 |  | 0.011722 |  | 0.1855 |  | 0.1855 |  | 0.087366 |  | 0.010809 |  | 0 |  | 0.0016472 |  | 9.2356e-05 |  | 0.00040868 |  | #VALUE! |  | 0.00019515 |  | 4.5976e-05 |  | -3.1543e-05 |  | 0 |  | -7.3412e-05 |  | -3.1623e-05
| 0.0001661 |  | 0.0001661 |  | 0.0033294 |  | 0.010077 |  | 0.011551 |  | 0.18834 |  | 0.18834 |  | 0.088345 |  | 0.011082 |  | 0 |  | 0.0016536 |  | 4.1554e-05 |  | 0.00030617 |  | #VALUE! |  | 7.6029e-05 |  | 6.1426e-05 |  | -2.4523e-05 |  | 0 |  | -0.00030534 |  | -7.6432e-05
| 0.0001313 |  | 0.0001313 |  | 0.0033679 |  | 0.010557 |  | 0.011397 |  | 0.19204 |  | 0.19204 |  | 0.089287 |  | 0.011361 |  | 0 |  | 0.0015074 |  | 4.1556e-05 |  | 0.00034844 |  | #VALUE! |  | -0.00017321 |  | 6.1426e-05 |  | -8.0741e-07 |  | 0 |  | -0.00035652 |  | -4.2914e-05
| 0.00018691 |  | 0.00018691 |  | 0.0032969 |  | 0.010008 |  | 0.011152 |  | 0.19587 |  | 0.19587 |  | 0.090266 |  | 0.011718 |  | 0 |  | 0.0017161 |  | 3.9407e-05 |  | 0.00033159 |  | #VALUE! |  | 0.00016662 |  | 6.7454e-05 |  | 8.3981e-06 |  | 0 |  | -0.00021867 |  | -2.2331e-05
| 0.00031584 |  | 0.00031584 |  | 0.0032031 |  | 0.010008 |  | 0.010971 |  | 0.19971 |  | 0.19971 |  | 0.091207 |  | 0.012176 |  | 0 |  | 0.0020484 |  | 3.941e-05 |  | 0.00027145 |  | #VALUE! |  | 0.00036035 |  | 6.7454e-05 |  | 7.7048e-05 |  | 0 |  | -8.8162e-06 |  | 2.4151e-05
| 0.00032252 |  | 0.00032252 |  | 0.0032416 |  | 0.010557 |  | 0.010847 |  | 0.2037 |  | 0.2037 |  | 0.093628 |  | 0.012627 |  | 0 |  | 0.0021378 |  | 9.478e-05 |  | 0.0002302 |  | #VALUE! |  | 0.00011548 |  | 6.9023e-05 |  | 7.6723e-05 |  | 0 |  | 2.019e-05 |  | 8.1242e-05
| 0.00019872 |  | 0.00019872 |  | 0.0032031 |  | 0.010008 |  | 0.010592 |  | 0.20652 |  | 0.20652 |  | 0.096346 |  | 0.012918 |  | 0 |  | 0.0020777 |  | 9.4786e-05 |  | 0.00029556 |  | #VALUE! |  | -0.00015509 |  | 6.902e-05 |  | 8.0017e-05 |  | 0 |  | -0.00012835 |  | 4.7227e-05
| 0.00021988 |  | 0.00021988 |  | 0.0030717 |  | 0.0092776 |  | 0.010341 |  | 0.208 |  | 0.208 |  | 0.098668 |  | 0.013177 |  | 0 |  | 0.0020765 |  | 9.2369e-05 |  | 0.00032933 |  | #VALUE! |  | 0.00024678 |  | 6.6744e-05 |  | 3.6604e-05 |  | 0 |  | -0.00015023 |  | 6.385e-05
| 0.00022918 |  | 0.00022918 |  | 0.0030124 |  | 0.0094483 |  | 0.010095 |  | 0.2082 |  | 0.2082 |  | 0.10264 |  | 0.013395 |  | 0 |  | 0.0022899 |  | 9.2375e-05 |  | 0.00029535 |  | #VALUE! |  | 0.00046346 |  | 6.6753e-05 |  | 3.3569e-05 |  | 0 |  | -0.00010718 |  | 7.0791e-05
| 0.00017691 |  | 0.00017691 |  | 0.0029432 |  | 0.0091881 |  | 0.0097773 |  | 0.20812 |  | 0.20812 |  | 0.10752 |  | 0.013569 |  | 0 |  | 0.0023193 |  | 4.8668e-05 |  | 0.00032581 |  | #VALUE! |  | 0.00030453 |  | 6.745e-05 |  | 8.8172e-05 |  | 0 |  | -0.00014333 |  | 9.0243e-06
| 0.00016028 |  | 0.00016028 |  | 0.0029517 |  | 0.0091705 |  | 0.0094724 |  | 0.20846 |  | 0.20846 |  | 0.11173 |  | 0.013855 |  | 0 |  | 0.0021741 |  | 4.8671e-05 |  | 0.00042547 |  | #VALUE! |  | 0.00023962 |  | 6.7456e-05 |  | 4.8992e-05 |  | 0 |  | -0.00016556 |  | -8.4698e-06
| 0.00014693 |  | 0.00014693 |  | 0.0028253 |  | 0.0088994 |  | 0.0091698 |  | 0.20952 |  | 0.20952 |  | 0.11544 |  | 0.014119 |  | 0 |  | 0.0021817 |  | 0.00011081 |  | 0.00039271 |  | #VALUE! |  | 8.1892e-05 |  | 6.8535e-05 |  | 1.2845e-05 |  | 0 |  | -0.0001716 |  | -3.941e-05
| 0.00016046 |  | 0.00016046 |  | 0.0027935 |  | 0.0088994 |  | 0.008925 |  | 0.21145 |  | 0.21145 |  | 0.11981 |  | 0.014419 |  | 0 |  | 0.0022236 |  | 0.00011082 |  | 0.00028072 |  | #VALUE! |  | 0.00012053 |  | 6.8548e-05 |  | -6.8582e-05 |  | 0 |  | -0.00020379 |  | -5.2048e-05
| 0.00025726 |  | 0.00025726 |  | 0.0027587 |  | 0.0088994 |  | 0.008794 |  | 0.21337 |  | 0.21337 |  | 0.1238 |  | 0.014903 |  | 0 |  | 0.0023654 |  | 0.00019982 |  | 0.00034984 |  | #VALUE! |  | 7.8077e-05 |  | 7.134e-05 |  | -3.3632e-05 |  | 0 |  | -5.0919e-05 |  | 6.7766e-05
| 0.00027607 |  | 0.00027607 |  | 0.0026464 |  | 0.0079676 |  | 0.0086873 |  | 0.21579 |  | 0.21579 |  | 0.12629 |  | 0.015401 |  | 0 |  | 0.0025292 |  | 0.00019984 |  | 0.00034467 |  | #VALUE! |  | 0.00010077 |  | 7.1343e-05 |  | 0.00010048 |  | 0 |  | 2.3701e-05 |  | -2.2744e-05
| 0.00026385 |  | 0.00026385 |  | 0.0025999 |  | 0.007777 |  | 0.0085938 |  | 0.21886 |  | 0.21886 |  | 0.12905 |  | 0.015835 |  | 0 |  | 0.0026873 |  | 5.0161e-05 |  | 0.00027121 |  | #VALUE! |  | 0.00025143 |  | 5.647e-05 |  | 3.5718e-05 |  | 0 |  | -3.3855e-05 |  | -0.00010819
| 0.00030554 |  | 0.00030554 |  | 0.0024848 |  | 0.007777 |  | 0.0084982 |  | 0.22115 |  | 0.22115 |  | 0.13252 |  | 0.016271 |  | 0 |  | 0.0027285 |  | 5.0163e-05 |  | 0.00023163 |  | #VALUE! |  | 0.00027319 |  | 5.6472e-05 |  | 4.8374e-05 |  | 0 |  | 5.4747e-05 |  | 5.8623e-06
| 0.0002221 |  | 0.0002221 |  | 0.0024555 |  | 0.0080583 |  | 0.0082585 |  | 0.22194 |  | 0.22194 |  | 0.13514 |  | 0.016591 |  | 0 |  | 0.0026953 |  | 1.8074e-05 |  | 0.00028489 |  | #VALUE! |  | 0.00026504 |  | 5.0102e-05 |  | 9.6844e-05 |  | 0 |  | -1.3634e-05 |  | 7.5763e-06
| 0.00022073 |  | 0.00022073 |  | 0.0024381 |  | 0.0080583 |  | 0.008019 |  | 0.22245 |  | 0.22245 |  | 0.13731 |  | 0.016913 |  | 0 |  | 0.0030199 |  | 1.8075e-05 |  | 0.0004043 |  | #VALUE! |  | 0.00014109 |  | 5.0104e-05 |  | 3.2584e-05 |  | 0 |  | -0.00014396 |  | 6.1742e-05
| 0.00022742 |  | 0.00022742 |  | 0.0024057 |  | 0.007777 |  | 0.0078342 |  | 0.22231 |  | 0.22231 |  | 0.13952 |  | 0.017315 |  | 0 |  | 0.003228 |  | 0.00012214 |  | 0.00037334 |  | #VALUE! |  | -2.806e-05 |  | 6.915e-05 |  | -3.5738e-06 |  | 0 |  | -5.6826e-05 |  | 5.9254e-05
| 0.00016791 |  | 0.00016791 |  | 0.0024002 |  | 0.0068996 |  | 0.0075914 |  | 0.2218 |  | 0.2218 |  | 0.14239 |  | 0.017646 |  | 0 |  | 0.0031541 |  | 0.00012215 |  | 0.00037103 |  | #VALUE! |  | -1.6023e-06 |  | 6.9153e-05 |  | -1.3717e-05 |  | 0 |  | -6.3166e-05 |  | 4.689e-06
| 0.00017127 |  | 0.00017127 |  | 0.0023862 |  | 0.0072281 |  | 0.0072816 |  | 0.22128 |  | 0.22128 |  | 0.14592 |  | 0.01796 |  | 0 |  | 0.0031114 |  | 2.1208e-05 |  | 0.0003175 |  | #VALUE! |  | 0.00011037 |  | 4.2191e-05 |  | 0.00010471 |  | 0 |  | -0.0001208 |  | -5.5152e-06
| 0.00015478 |  | 0.00015478 |  | 0.0023131 |  | 0.0072281 |  | 0.0070085 |  | 0.22098 |  | 0.22098 |  | 0.14885 |  | 0.018327 |  | 0 |  | 0.0032965 |  | 2.1209e-05 |  | 0.00029195 |  | #VALUE! |  | 0.00029331 |  | 4.2199e-05 |  | 6.2277e-05 |  | 0 |  | -1.7078e-05 |  | 1.1723e-05
| 0.00016258 |  | 0.00016258 |  | 0.0022431 |  | 0.0066792 |  | 0.0069062 |  | 0.22112 |  | 0.22112 |  | 0.15111 |  | 0.018744 |  | 0 |  | 0.0036273 |  | 6.0426e-05 |  | 0.00033418 |  | #VALUE! |  | 0.00034788 |  | 5.0288e-05 |  | -4.7672e-07 |  | 0 |  | -3.8717e-06 |  | -1.2885e-05
| 0.00014906 |  | 0.00014906 |  | 0.002206 |  | 0.0063906 |  | 0.0068098 |  | 0.22105 |  | 0.22105 |  | 0.1535 |  | 0.019195 |  | 0 |  | 0.0041086 |  | 6.043e-05 |  | 0.00037049 |  | #VALUE! |  | 0.00037683 |  | 5.0292e-05 |  | 3.0597e-05 |  | 0 |  | -0.00011851 |  | -6.472e-05
| 7.1219e-05 |  | 7.1219e-05 |  | 0.0021658 |  | 0.0066616 |  | 0.0065536 |  | 0.22072 |  | 0.22072 |  | 0.15603 |  | 0.01954 |  | 0 |  | 0.0043517 |  | 4.9128e-05 |  | 0.00037922 |  | #VALUE! |  | 0.00047268 |  | 4.6002e-05 |  | 1.3854e-05 |  | 0 |  | -0.00018425 |  | -7.1152e-05
| 0.00012301 |  | 0.00012301 |  | 0.002017 |  | 0.0063906 |  | 0.0063637 |  | 0.22008 |  | 0.22008 |  | 0.15774 |  | 0.019922 |  | 0 |  | 0.0045949 |  | 4.9131e-05 |  | 0.00042131 |  | #VALUE! |  | 0.00035202 |  | 4.6008e-05 |  | -4.75e-07 |  | 0 |  | -0.00012817 |  | -7.3611e-05
| 0.00015857 |  | 0.00015857 |  | 0.0019278 |  | 0.0058484 |  | 0.0062382 |  | 0.21964 |  | 0.21964 |  | 0.15962 |  | 0.02039 |  | 0 |  | 0.0048381 |  | 2.4271e-05 |  | 0.00034848 |  | #VALUE! |  | 0.00027425 |  | 4.3445e-05 |  | 1.0109e-05 |  | 0 |  | -0.00018437 |  | -9.2797e-05
| 0.00013887 |  | 0.00013887 |  | 0.0018851 |  | 0.0055826 |  | 0.0060973 |  | 0.2191 |  | 0.2191 |  | 0.16343 |  | 0.020844 |  | 0 |  | 0.0050813 |  | 2.4272e-05 |  | 0.0002991 |  | #VALUE! |  | 0.00033608 |  | 4.3447e-05 |  | 4.3228e-05 |  | 0 |  | -0.00015589 |  | -9.7232e-05
| 0.00017006 |  | 0.00017006 |  | 0.0018326 |  | 0.0055598 |  | 0.0059838 |  | 0.21808 |  | 0.21808 |  | 0.16767 |  | 0.021356 |  | 0 |  | 0.0053246 |  | 4.1771e-05 |  | 0.00037293 |  | #VALUE! |  | 0.00030565 |  | 7.1774e-05 |  | 3.0322e-06 |  | 0 |  | -6.9711e-05 |  | -2.942e-05
| 0.00014109 |  | 0.00014109 |  | 0.0019236 |  | 0.0055598 |  | 0.0057944 |  | 0.2174 |  | 0.2174 |  | 0.17035 |  | 0.021791 |  | 0 |  | 0.0055678 |  | 4.1774e-05 |  | 0.00040769 |  | #VALUE! |  | 0.00023479 |  | 7.1774e-05 |  | 2.2562e-06 |  | 0 |  | -0.00010143 |  | 2.3074e-05
| 0.00014779 |  | 0.00014779 |  | 0.0019947 |  | 0.0055598 |  | 0.0056323 |  | 0.21666 |  | 0.21666 |  | 0.17214 |  | 0.022207 |  | 0 |  | 0.0058111 |  | 6.3981e-05 |  | 0.00037229 |  | #VALUE! |  | 0.00018668 |  | 4.7872e-05 |  | 9.4253e-06 |  | 0 |  | -4.7004e-05 |  | 3.8851e-05
| 0.00018378 |  | 0.00018378 |  | 0.002007 |  | 0.0055598 |  | 0.0055004 |  | 0.21539 |  | 0.21539 |  | 0.1734 |  | 0.022746 |  | 0 |  | 0.0060545 |  | 6.3985e-05 |  | 0.0003291 |  | #VALUE! |  | 1.5975e-05 |  | 4.787e-05 |  | -3.6448e-06 |  | 0 |  | -5.0995e-05 |  | -3.6977e-05
| 0.00012843 |  | 0.00012843 |  | 0.0018955 |  | 0.0055598 |  | 0.005392 |  | 0.21425 |  | 0.21425 |  | 0.17506 |  | 0.023206 |  | 0 |  | 0.0062978 |  | 0.0001101 |  | 0.00047944 |  | #VALUE! |  | 4.9867e-05 |  | 5.1325e-05 |  | -6.3476e-06 |  | 0 |  | -0.00015814 |  | -6.0365e-05
| 9.8178e-05 |  | 9.8178e-05 |  | 0.001762 |  | 0.0055598 |  | 0.0052332 |  | 0.21291 |  | 0.21291 |  | 0.17711 |  | 0.023716 |  | 0 |  | 0.0065412 |  | 0.00011011 |  | 0.00042892 |  | #VALUE! |  | 2.0746e-05 |  | 5.1332e-05 |  | 8.8848e-06 |  | 0 |  | -0.00011635 |  | 2.0609e-05
| 0.00011233 |  | 0.00011233 |  | 0.0018145 |  | 0.0055598 |  | 0.0050596 |  | 0.21142 |  | 0.21142 |  | 0.17946 |  | 0.024298 |  | 0 |  | 0.0067847 |  | 6.4638e-05 |  | 0.00040668 |  | #VALUE! |  | -0.00024215 |  | 5.1488e-05 |  | 7.457e-05 |  | 0 |  | -7.2956e-05 |  | -3.6931e-06
| 0.00011757 |  | 0.00011757 |  | 0.001911 |  | 0.0050385 |  | 0.0049653 |  | 0.21017 |  | 0.21017 |  | 0.18353 |  | 0.024821 |  | 0 |  | 0.0070281 |  | 6.4641e-05 |  | 0.0004446 |  | #VALUE! |  | -0.00013644 |  | 5.1488e-05 |  | 0.00011351 |  | 0 |  | -0.00021349 |  | -3.5558e-05
| 0.00015323 |  | 0.00015323 |  | 0.0019365 |  | 0.0050074 |  | 0.0048197 |  | 0.2091 |  | 0.2091 |  | 0.18821 |  | 0.025357 |  | 0 |  | 0.0072716 |  | 5.0289e-05 |  | 0.0004101 |  | #VALUE! |  | 6.9817e-05 |  | 5.2063e-05 |  | 0.00013582 |  | 0 |  | -0.00025791 |  | -3.9374e-05
| 0.00018348 |  | 0.00018348 |  | 0.0018345 |  | 0.0050074 |  | 0.0047004 |  | 0.20769 |  | 0.20769 |  | 0.19097 |  | 0.025958 |  | 0 |  | 0.0075151 |  | 5.0292e-05 |  | 0.0004235 |  | #VALUE! |  | 3.4139e-05 |  | 5.2063e-05 |  | 5.6331e-05 |  | 0 |  | -6.8282e-05 |  | -4.2374e-05
| 0.00023475 |  | 0.00023475 |  | 0.0018588 |  | 0.0052784 |  | 0.0046542 |  | 0.20626 |  | 0.20626 |  | 0.19223 |  | 0.026607 |  | 0 |  | 0.0077586 |  | 8.2308e-05 |  | 0.00045993 |  | #VALUE! |  | 9.4096e-05 |  | 6.2018e-05 |  | 8.199e-05 |  | 0 |  | 0.00010042 |  | 7.2184e-05
| 0.00024144 |  | 0.00024144 |  | 0.0018755 |  | 0.0050006 |  | 0.0045308 |  | 0.20467 |  | 0.20467 |  | 0.19263 |  | 0.027182 |  | 0 |  | 0.0080022 |  | 8.2312e-05 |  | 0.00055879 |  | #VALUE! |  | 0.00032371 |  | 6.2026e-05 |  | 0.00019323 |  | 0 |  | -8.8399e-05 |  | 8.0534e-05
| 0.00017792 |  | 0.00017792 |  | 0.0017801 |  | 0.0047228 |  | 0.0043406 |  | 0.20269 |  | 0.20269 |  | 0.19312 |  | 0.027776 |  | 0 |  | 0.0082458 |  | 7.0053e-05 |  | 0.00054713 |  | #VALUE! |  | 0.00037112 |  | 5.1262e-05 |  | 8.961e-05 |  | 0 |  | -0.00018696 |  | 8.0252e-05
| 0.00016182 |  | 0.00016182 |  | 0.0017759 |  | 0.004712 |  | 0.0043259 |  | 0.2009 |  | 0.2009 |  | 0.19387 |  | 0.028343 |  | 0 |  | 0.0084894 |  | 7.0058e-05 |  | 0.00045748 |  | #VALUE! |  | 0.00010565 |  | 5.1262e-05 |  | 8.8902e-07 |  | 0 |  | -0.00019221 |  | 0.00012299
| 0.00013731 |  | 0.00013731 |  | 0.0017455 |  | 0.0047084 |  | 0.004283 |  | 0.19927 |  | 0.19927 |  | 0.19589 |  | 0.028902 |  | 0 |  | 0.0087331 |  | 4.8069e-05 |  | 0.00044165 |  | #VALUE! |  | 1.6519e-05 |  | 4.7689e-05 |  | -2.0302e-05 |  | 0 |  | -0.00020226 |  | 3.1708e-05
| 0.0001206 |  | 0.0001206 |  | 0.0015857 |  | 0.0042357 |  | 0.0040747 |  | 0.19756 |  | 0.19756 |  | 0.19874 |  | 0.02966 |  | 0 |  | 0.0089768 |  | 4.8071e-05 |  | 0.00045656 |  | #VALUE! |  | 2.8129e-05 |  | 4.7689e-05 |  | -6.1194e-05 |  | 0 |  | -0.0002062 |  | -8.6024e-05
| 7.6011e-05 |  | 7.6011e-05 |  | 0.0014839 |  | 0.0036174 |  | 0.0039898 |  | 0.19583 |  | 0.19583 |  | 0.20033 |  | 0.030401 |  | 0 |  | 0.0092205 |  | 7.3326e-05 |  | 0.00049288 |  | #VALUE! |  | 0.00016779 |  | 3.0667e-05 |  | -2.673e-05 |  | 0 |  | -0.00028711 |  | -0.00010409
| 4.5739e-05 |  | 4.5739e-05 |  | 0.0015652 |  | 0.0033572 |  | 0.0039795 |  | 0.19424 |  | 0.19424 |  | 0.20133 |  | 0.031035 |  | 0 |  | 0.0094642 |  | 7.333e-05 |  | 0.00050492 |  | #VALUE! |  | 0.00039119 |  | 3.0667e-05 |  | 1.9177e-05 |  | 0 |  | -0.00031241 |  | -6.4983e-05
| 0.00013047 |  | 0.00013047 |  | 0.001624 |  | 0.0033572 |  | 0.0038572 |  | 0.19232 |  | 0.19232 |  | 0.20075 |  | 0.031733 |  | 0 |  | 0.009708 |  | 7.0201e-05 |  | 0.00045721 |  | #VALUE! |  | 0.00036491 |  | 5.5449e-05 |  | 4.1706e-05 |  | 0 |  | -0.00023338 |  | -2.2606e-05
| 7.7431e-05 |  | 7.7431e-05 |  | 0.001584 |  | 0.0030686 |  | 0.0037031 |  | 0.19016 |  | 0.19016 |  | 0.20042 |  | 0.032477 |  | 0 |  | 0.0099518 |  | 7.0205e-05 |  | 0.00047105 |  | #VALUE! |  | 0.00020696 |  | 5.5454e-05 |  | 5.5089e-05 |  | 0 |  | -0.00024087 |  | -1.4421e-05
| 5.4019e-05 |  | 5.4019e-05 |  | 0.0013802 |  | 0.0027799 |  | 0.0035746 |  | 0.18821 |  | 0.18821 |  | 0.20141 |  | 0.033267 |  | 0 |  | 0.010196 |  | 8.3131e-05 |  | 0.00049391 |  | #VALUE! |  | 0.00012711 |  | 7.3124e-05 |  | 6.1576e-05 |  | 0 |  | -0.00024936 |  | -6.294e-05
| 0.00012875 |  | 0.00012875 |  | 0.0014122 |  | 0.0027799 |  | 0.0035192 |  | 0.18623 |  | 0.18623 |  | 0.20245 |  | 0.034021 |  | 0 |  | 0.01044 |  | 8.3136e-05 |  | 0.00048141 |  | #VALUE! |  | 0.00015603 |  | 7.3134e-05 |  | 5.3084e-05 |  | 0 |  | -0.00021539 |  | -6.8594e-05
| 0.00018673 |  | 0.00018673 |  | 0.0013838 |  | 0.0027799 |  | 0.003496 |  | 0.1843 |  | 0.1843 |  | 0.20515 |  | 0.034811 |  | 0 |  | 0.010683 |  | 0.00010239 |  | 0.00042947 |  | #VALUE! |  | 5.0201e-05 |  | 6.1814e-05 |  | 7.5411e-05 |  | 0 |  | -0.00017404 |  | -1.7054e-05
| 0.00017744 |  | 0.00017744 |  | 0.0013532 |  | 0.0027799 |  | 0.0034217 |  | 0.1826 |  | 0.1826 |  | 0.20927 |  | 0.035725 |  | 0 |  | 0.010927 |  | 0.00010239 |  | 0.00051757 |  | #VALUE! |  | 0.00019033 |  | 6.1825e-05 |  | 9.5987e-05 |  | 0 |  | -4.4652e-05 |  | 7.5797e-05
| 0.00011946 |  | 0.00011946 |  | 0.0014496 |  | 0.0027799 |  | 0.0033291 |  | 0.18099 |  | 0.18099 |  | 0.2123 |  | 0.036634 |  | 0 |  | 0.011171 |  | 4.9599e-05 |  | 0.00054271 |  | #VALUE! |  | 0.00021057 |  | 6.0779e-05 |  | 7.3432e-06 |  | 0 |  | -4.1351e-05 |  | 6.3924e-05
| 0.00013184 |  | 0.00013184 |  | 0.0013773 |  | 0.0026535 |  | 0.0032212 |  | 0.17908 |  | 0.17908 |  | 0.2131 |  | 0.037426 |  | 0 |  | 0.011415 |  | 4.9602e-05 |  | 0.00045821 |  | #VALUE! |  | 7.7767e-05 |  | 6.0779e-05 |  | -4.9796e-05 |  | 0 |  | -0.00016829 |  | -1.3355e-05
| 0.00010142 |  | 0.00010142 |  | 0.0012976 |  | 0.003051 |  | 0.0031531 |  | 0.17694 |  | 0.17694 |  | 0.21311 |  | 0.038277 |  | 0 |  | 0.011538 |  | 7.3695e-05 |  | 0.00050692 |  | #VALUE! |  | 0.00015795 |  | 4.6977e-05 |  | 5.8954e-05 |  | 0 |  | -0.00024582 |  | -2.3268e-05
| 0.00010455 |  | 0.00010455 |  | 0.0012274 |  | 0.003051 |  | 0.00313 |  | 0.17512 |  | 0.17512 |  | 0.21422 |  | 0.039224 |  | 0 |  | 0.011555 |  | 7.3699e-05 |  | 0.00048985 |  | #VALUE! |  | 0.00027374 |  | 4.6975e-05 |  | 4.1312e-05 |  | 0 |  | -0.00014375 |  | -3.0533e-05
| 0.00017404 |  | 0.00017404 |  | 0.0012681 |  | 0.0027799 |  | 0.0030439 |  | 0.17304 |  | 0.17304 |  | 0.21535 |  | 0.040183 |  | 0 |  | 0.011972 |  | 5.3369e-05 |  | 0.00055361 |  | #VALUE! |  | 0.00016164 |  | 5.4603e-05 |  | 3.5733e-05 |  | 0 |  | -0.00016981 |  | -3.6242e-05
| 0.00015245 |  | 0.00015245 |  | 0.0013142 |  | 0.0027799 |  | 0.0029772 |  | 0.17102 |  | 0.17102 |  | 0.21566 |  | 0.041142 |  | 0 |  | 0.012432 |  | 5.3373e-05 |  | 0.0007505 |  | #VALUE! |  | -3.8259e-05 |  | 5.4605e-05 |  | 0.00010389 |  | 0 |  | -0.00019531 |  | -3.7502e-05
| 7.984e-05 |  | 7.984e-05 |  | 0.0011871 |  | 0.0027799 |  | 0.0029741 |  | 0.16959 |  | 0.16959 |  | 0.21564 |  | 0.042113 |  | 0 |  | 0.012864 |  | 5.9215e-05 |  | 0.00069633 |  | #VALUE! |  | 3.3171e-05 |  | 5.6377e-05 |  | 6.9284e-05 |  | 0 |  | -4.7003e-05 |  | -6.3332e-06
| 0.00011906 |  | 0.00011906 |  | 0.001092 |  | 0.0027799 |  | 0.0029315 |  | 0.16807 |  | 0.16807 |  | 0.21671 |  | 0.043175 |  | 0 |  | 0.013477 |  | 5.9218e-05 |  | 0.00058625 |  | #VALUE! |  | 0.00041581 |  | 5.6379e-05 |  | 9.5655e-05 |  | 0 |  | -9.5898e-05 |  | 2.6029e-05
| 0.00016045 |  | 0.00016045 |  | 0.0010733 |  | 0.0027799 |  | 0.0028388 |  | 0.16569 |  | 0.16569 |  | 0.2186 |  | 0.044135 |  | 0 |  | 0.014005 |  | 7.949e-05 |  | 0.00061873 |  | #VALUE! |  | 0.00036305 |  | 6.1242e-05 |  | 9.7898e-05 |  | 0 |  | -8.0919e-05 |  | -1.5161e-05
| 0.00014238 |  | 0.00014238 |  | 0.0011227 |  | 0.0027799 |  | 0.0027433 |  | 0.16301 |  | 0.16301 |  | 0.21847 |  | 0.045097 |  | 0 |  | 0.014389 |  | 7.9495e-05 |  | 0.00076347 |  | #VALUE! |  | 9.5168e-05 |  | 6.1253e-05 |  | 8.7232e-05 |  | 0 |  | -7.5105e-05 |  | 1.9248e-05
| 9.9011e-05 |  | 9.9011e-05 |  | 0.0010998 |  | 0.0027799 |  | 0.0026837 |  | 0.16131 |  | 0.16131 |  | 0.21808 |  | 0.046195 |  | 0 |  | 0.014729 |  | 5.0822e-05 |  | 0.00077236 |  | #VALUE! |  | 0.00036303 |  | 4.9406e-05 |  | 9.6171e-05 |  | 0 |  | -0.00014575 |  | -1.1319e-05
| 6.8624e-05 |  | 6.8624e-05 |  | 0.0010363 |  | 0.0026535 |  | 0.0026393 |  | 0.15977 |  | 0.15977 |  | 0.21865 |  | 0.047375 |  | 0 |  | 0.01504 |  | 5.0825e-05 |  | 0.00072382 |  | #VALUE! |  | 0.00040025 |  | 4.9415e-05 |  | 0.0001013 |  | 0 |  | -8.5471e-05 |  | -0.00014142
| 0.00013656 |  | 0.00013656 |  | 0.0010944 |  | 0.0027799 |  | 0.0025449 |  | 0.15774 |  | 0.15774 |  | 0.21934 |  | 0.048489 |  | 0 |  | 0.015605 |  | 5.2306e-05 |  | 0.00072885 |  | #VALUE! |  | 0.00027619 |  | 5.8286e-05 |  | 5.1771e-05 |  | 0 |  | -0.00017371 |  | -8.897e-05
| 0.00016738 |  | 0.00016738 |  | 0.00099914 |  | 0.0027799 |  | 0.0024015 |  | 0.15564 |  | 0.15564 |  | 0.21969 |  | 0.049485 |  | 0 |  | 0.0163 |  | 5.2309e-05 |  | 0.00065437 |  | #VALUE! |  | 0.00010927 |  | 5.8289e-05 |  | -1.542e-05 |  | 0 |  | -0.00027529 |  | -3.0516e-05
| 0.00019307 |  | 0.00019307 |  | 0.0010036 |  | 0.0027799 |  | 0.0024531 |  | 0.15337 |  | 0.15337 |  | 0.22023 |  | 0.050488 |  | 0 |  | 0.016891 |  | 8.9568e-05 |  | 0.00067237 |  | #VALUE! |  | 0.00019078 |  | 6.5331e-05 |  | 1.5939e-05 |  | 0 |  | -9.4498e-05 |  | 1.699e-05
| 0.00027075 |  | 0.00027075 |  | 0.00103 |  | 0.0027799 |  | 0.0024755 |  | 0.15161 |  | 0.15161 |  | 0.22203 |  | 0.051765 |  | 0 |  | 0.017379 |  | 8.9573e-05 |  | 0.00074348 |  | #VALUE! |  | 0.00040146 |  | 6.5328e-05 |  | 4.9541e-05 |  | 0 |  | 9.8595e-05 |  | 7.1982e-05
| 0.00023059 |  | 0.00023059 |  | 0.00095983 |  | 0.0027799 |  | 0.0023375 |  | 0.15049 |  | 0.15049 |  | 0.22272 |  | 0.053324 |  | 0 |  | 0.017959 |  | 4.4038e-05 |  | 0.00084128 |  | #VALUE! |  | 0.00020019 |  | 2.9951e-05 |  | 4.59e-05 |  | 0 |  | -2.1561e-05 |  | 2.7705e-05
| 0.00018976 |  | 0.00018976 |  | 0.00095549 |  | 0.0027799 |  | 0.0022354 |  | 0.14936 |  | 0.14936 |  | 0.22176 |  | 0.054741 |  | 0 |  | 0.018644 |  | 4.404e-05 |  | 0.00086343 |  | #VALUE! |  | 0.00013881 |  | 2.995e-05 |  | 1.8064e-05 |  | 0 |  | -0.0001076 |  | -1.1058e-05
| 0.00020764 |  | 0.00020764 |  | 0.00096439 |  | 0.0027799 |  | 0.0021806 |  | 0.14739 |  | 0.14739 |  | 0.22038 |  | 0.055775 |  | 0 |  | 0.019436 |  | 3.113e-05 |  | 0.00078124 |  | #VALUE! |  | 9.0059e-05 |  | 6.5928e-05 |  | -3.4565e-05 |  | 0 |  | -8.5742e-05 |  | -7.9633e-06
| 0.00018599 |  | 0.00018599 |  | 0.0010038 |  | 0.0027799 |  | 0.0022186 |  | 0.14487 |  | 0.14487 |  | 0.21837 |  | 0.056756 |  | 0 |  | 0.020106 |  | 3.1132e-05 |  | 0.00078031 |  | #VALUE! |  | 0.00013096 |  | 6.5928e-05 |  | 4.5856e-05 |  | 0 |  | -4.6467e-05 |  | 4.9852e-05
| 0.00012571 |  | 0.00012571 |  | 0.00086357 |  | 0.0027799 |  | 0.0022103 |  | 0.14252 |  | 0.14252 |  | 0.21662 |  | 0.057917 |  | 0 |  | 0.02046 |  | 6.1526e-05 |  | 0.00086853 |  | #VALUE! |  | 0.00014313 |  | 5.9519e-05 |  | 0.00010384 |  | 0 |  | -9.4064e-05 |  | 7.1951e-05
| 0.00010493 |  | 0.00010493 |  | 0.00079902 |  | 0.0027799 |  | 0.0021169 |  | 0.14082 |  | 0.14082 |  | 0.2144 |  | 0.059309 |  | 0 |  | 0.021134 |  | 6.1529e-05 |  | 0.00094399 |  | #VALUE! |  | 1.2532e-05 |  | 5.9524e-05 |  | 5.6669e-05 |  | 0 |  | -0.00015769 |  | 7.4828e-05
| 0.00012169 |  | 0.00012169 |  | 0.00075518 |  | 0.0027799 |  | 0.002103 |  | 0.14081 |  | 0.14081 |  | 0.2119 |  | 0.061435 |  | 0 |  | 0.022353 |  | 0.00012337 |  | 0.00092748 |  | #VALUE! |  | -0.00021949 |  | 4.8301e-05 |  | 5.7916e-05 |  | 0 |  | -0.00011927 |  | 4.933e-05
| 0.00012701 |  | 0.00012701 |  | 0.00075086 |  | 0.0026535 |  | 0.0021137 |  | 0.1407 |  | 0.1407 |  | 0.21115 |  | 0.063593 |  | 0 |  | 0.023442 |  | 0.00012337 |  | 0.00085738 |  | #VALUE! |  | -0.0002056 |  | 4.8308e-05 |  | 6.8487e-05 |  | 0 |  | -8.4863e-05 |  | -3.0342e-05
| 0.0001259 |  | 0.0001259 |  | 0.00082971 |  | 0.0027799 |  | 0.0020796 |  | 0.139 |  | 0.139 |  | 0.21055 |  | 0.064997 |  | 0 |  | 0.024339 |  | 5.0965e-05 |  | 0.00093306 |  | #VALUE! |  | 1.8377e-06 |  | 6.9491e-05 |  | 0.0001061 |  | 0 |  | -0.00013698 |  | -7.7041e-05
| 0.00011623 |  | 0.00011623 |  | 0.00078389 |  | 0.0027799 |  | 0.0020482 |  | 0.13623 |  | 0.13623 |  | 0.209 |  | 0.065935 |  | 0 |  | 0.02509 |  | 5.0968e-05 |  | 0.00094535 |  | #VALUE! |  | -3.6411e-05 |  | 6.95e-05 |  | 6.6231e-05 |  | 0 |  | -0.00013273 |  | -0.00011848
| 0.0001464 |  | 0.0001464 |  | 0.00088573 |  | 0.0027799 |  | 0.0020198 |  | 0.13325 |  | 0.13325 |  | 0.20798 |  | 0.066901 |  | 0 |  | 0.02561 |  | 0.00010947 |  | 0.00085228 |  | #VALUE! |  | 0.0001736 |  | 4.5361e-05 |  | 1.3233e-05 |  | 0 |  | -1.634e-05 |  | -1.2092e-05
| 0.00020005 |  | 0.00020005 |  | 0.00081568 |  | 0.0022275 |  | 0.001946 |  | 0.13149 |  | 0.13149 |  | 0.20881 |  | 0.068256 |  | 0 |  | 0.026372 |  | 0.00010948 |  | 0.00089325 |  | #VALUE! |  | 0.00013151 |  | 4.5363e-05 |  | 8.2434e-05 |  | 0 |  | 9.3911e-05 |  | 7.1366e-05
| 0.00013211 |  | 0.00013211 |  | 0.0007203 |  | 0.0022275 |  | 0.0019148 |  | 0.13047 |  | 0.13047 |  | 0.20953 |  | 0.069775 |  | 0 |  | 0.027239 |  | 7.6285e-05 |  | 0.00095931 |  | #VALUE! |  | 4.1828e-05 |  | 4.6205e-05 |  | 7.204e-05 |  | 0 |  | -3.0136e-05 |  | -2.1357e-05
| 7.287e-05 |  | 7.287e-05 |  | 0.00079496 |  | 0.0027799 |  | 0.0018627 |  | 0.12947 |  | 0.12947 |  | 0.20902 |  | 0.071519 |  | 0 |  | 0.028137 |  | 7.6289e-05 |  | 0.00096638 |  | #VALUE! |  | 3.8097e-05 |  | 4.6205e-05 |  | 4.2552e-05 |  | 0 |  | -0.00021001 |  | -8.7618e-05
| 0.00014532 |  | 0.00014532 |  | 0.00074452 |  | 0.0027799 |  | 0.0018397 |  | 0.12838 |  | 0.12838 |  | 0.20987 |  | 0.073412 |  | 0 |  | 0.029427 |  | 6.9225e-05 |  | 0.00097309 |  | #VALUE! |  | -8.2264e-05 |  | 5.4451e-05 |  | 6.5232e-05 |  | 0 |  | -0.00017879 |  | -0.00010836
| 0.00016221 |  | 0.00016221 |  | 0.00073353 |  | 0.0024985 |  | 0.0018824 |  | 0.1274 |  | 0.1274 |  | 0.21153 |  | 0.075455 |  | 0 |  | 0.030521 |  | 6.9229e-05 |  | 0.001091 |  | #VALUE! |  | -4.4228e-05 |  | 5.4451e-05 |  | 7.9219e-05 |  | 0 |  | -0.00010349 |  | -7.2462e-05
| 9.4357e-05 |  | 9.4357e-05 |  | 0.00077094 |  | 0.0024985 |  | 0.0017832 |  | 0.12637 |  | 0.12637 |  | 0.20981 |  | 0.077414 |  | 0 |  | 0.031412 |  | 7.6698e-05 |  | 0.0012058 |  | #VALUE! |  | -8.6488e-05 |  | 4.1653e-05 |  | 8.7531e-05 |  | 0 |  | -0.00011481 |  | -0.00010104
| 3.1152e-05 |  | 3.1152e-05 |  | 0.00070844 |  | 0.0022207 |  | 0.0016519 |  | 0.12425 |  | 0.12425 |  | 0.20645 |  | 0.078581 |  | 0 |  | 0.032142 |  | 7.6703e-05 |  | 0.0011659 |  | #VALUE! |  | 1.4943e-05 |  | 4.1659e-05 |  | -4.474e-06 |  | 0 |  | -0.00026496 |  | -0.00011275
| 6.9978e-05 |  | 6.9978e-05 |  | 0.00067115 |  | 0.0022207 |  | 0.0016097 |  | 0.12162 |  | 0.12162 |  | 0.20401 |  | 0.079616 |  | 0 |  | 0.032998 |  | 7.3655e-05 |  | 0.0011884 |  | #VALUE! |  | 9.8249e-05 |  | 6.4757e-05 |  | 4.9221e-05 |  | 0 |  | -0.00019667 |  | -7.5127e-05
| 0.00015993 |  | 0.00015993 |  | 0.00076337 |  | 0.0022275 |  | 0.0016786 |  | 0.11958 |  | 0.11958 |  | 0.20318 |  | 0.081129 |  | 0 |  | 0.03421 |  | 7.366e-05 |  | 0.0012913 |  | #VALUE! |  | -5.1967e-05 |  | 6.4766e-05 |  | 0.00018231 |  | 0 |  | -4.4728e-05 |  | -2.1759e-05
| 0.00014095 |  | 0.00014095 |  | 0.00078641 |  | 0.0022275 |  | 0.0016505 |  | 0.11733 |  | 0.11733 |  | 0.20323 |  | 0.082216 |  | 0 |  | 0.034821 |  | 7.9487e-05 |  | 0.0013523 |  | #VALUE! |  | -0.00023021 |  | 5.4893e-05 |  | 0.00011126 |  | 0 |  | -0.00011833 |  | 2.0213e-05
| 0.00015302 |  | 0.00015302 |  | 0.00072841 |  | 0.0026535 |  | 0.001565 |  | 0.11433 |  | 0.11433 |  | 0.20181 |  | 0.082651 |  | 0 |  | 0.035305 |  | 7.9491e-05 |  | 0.0013531 |  | #VALUE! |  | 0.00010798 |  | 5.4901e-05 |  | 5.7265e-05 |  | 0 |  | -9.9286e-05 |  | 5.0431e-06
| 0.0001575 |  | 0.0001575 |  | 0.00071411 |  | 0.0027799 |  | 0.0015956 |  | 0.11192 |  | 0.11192 |  | 0.19882 |  | 0.083422 |  | 0 |  | 0.035909 |  | 3.491e-05 |  | 0.0013538 |  | #VALUE! |  | 0.00042373 |  | 4.7705e-05 |  | 5.5762e-05 |  | 0 |  | -8.9267e-05 |  | -5.5377e-05
| 0.00010146 |  | 0.00010146 |  | 0.00078542 |  | 0.0025088 |  | 0.0015764 |  | 0.11029 |  | 0.11029 |  | 0.19603 |  | 0.085102 |  | 0 |  | 0.036493 |  | 3.4912e-05 |  | 0.0013229 |  | #VALUE! |  | 0.00014317 |  | 4.7703e-05 |  | 2.1579e-05 |  | 0 |  | -0.00013592 |  | -8.6044e-05
| 0.00014506 |  | 0.00014506 |  | 0.0007536 |  | 0.0022275 |  | 0.0015024 |  | 0.10896 |  | 0.10896 |  | 0.19331 |  | 0.087135 |  | 0 |  | 0.037538 |  | 0.00012141 |  | 0.0012897 |  | #VALUE! |  | 4.0057e-05 |  | 7.175e-05 |  | -2.2218e-05 |  | 0 |  | -5.7914e-05 |  | -1.9959e-06
| 0.00012378 |  | 0.00012378 |  | 0.00067033 |  | 0.0019461 |  | 0.0014424 |  | 0.10756 |  | 0.10756 |  | 0.18879 |  | 0.088723 |  | 0 |  | 0.038712 |  | 0.00012142 |  | 0.0014224 |  | #VALUE! |  | 9.4618e-05 |  | 7.175e-05 |  | -1.4291e-05 |  | 0 |  | -7.9145e-05 |  | -1.1158e-05
| 5.1202e-05 |  | 5.1202e-05 |  | 0.00070773 |  | 0.0019564 |  | 0.0014122 |  | 0.10626 |  | 0.10626 |  | 0.1861 |  | 0.090333 |  | 0 |  | 0.039747 |  | 5.4008e-05 |  | 0.0015814 |  | #VALUE! |  | -1.498e-05 |  | 3.8944e-05 |  | 6.4483e-06 |  | 0 |  | -0.00018459 |  | -9.6795e-05
| 5.0111e-05 |  | 5.0111e-05 |  | 0.00083599 |  | 0.0016678 |  | 0.001372 |  | 0.1056 |  | 0.1056 |  | 0.18729 |  | 0.092563 |  | 0 |  | 0.040823 |  | 5.4011e-05 |  | 0.001572 |  | #VALUE! |  | -3.0867e-05 |  | 3.8944e-05 |  | 2.8441e-05 |  | 0 |  | -0.00021055 |  | -0.0001309
| 7.7985e-05 |  | 7.7985e-05 |  | 0.00083501 |  | 0.0019388 |  | 0.001395 |  | 0.10496 |  | 0.10496 |  | 0.18832 |  | 0.094897 |  | 0 |  | 0.041871 |  | 4.2091e-05 |  | 0.001639 |  | #VALUE! |  | 1.2904e-05 |  | 7.1704e-05 |  | 3.0325e-05 |  | 0 |  | -0.00016193 |  | -5.3195e-05
| 0.00013203 |  | 0.00013203 |  | 0.00062116 |  | 0.0019497 |  | 0.0014447 |  | 0.10388 |  | 0.10388 |  | 0.18752 |  | 0.097211 |  | 0 |  | 0.042963 |  | 4.2094e-05 |  | 0.0017369 |  | #VALUE! |  | 5.9926e-05 |  | 7.1711e-05 |  | 1.6196e-05 |  | 0 |  | -0.00011173 |  | 9.3698e-05
| 0.00014098 |  | 0.00014098 |  | 0.00059918 |  | 0.0019497 |  | 0.0014217 |  | 0.1021 |  | 0.1021 |  | 0.18685 |  | 0.098772 |  | 0 |  | 0.044027 |  | 3.7544e-05 |  | 0.0018081 |  | #VALUE! |  | 0.00011042 |  | 6.1186e-05 |  | 3.1212e-05 |  | 0 |  | -0.00020145 |  | 6.3509e-05
| 0.00020086 |  | 0.00020086 |  | 0.0006321 |  | 0.0025021 |  | 0.0013524 |  | 0.10033 |  | 0.10033 |  | 0.18509 |  | 0.10007 |  | 0 |  | 0.044972 |  | 3.7546e-05 |  | 0.0018675 |  | #VALUE! |  | 0.00013251 |  | 6.1181e-05 |  | 6.032e-05 |  | 0 |  | -0.00011747 |  | 8.3697e-05
| 0.00017279 |  | 0.00017279 |  | 0.00059589 |  | 0.0016718 |  | 0.0012927 |  | 0.099177 |  | 0.099177 |  | 0.18178 |  | 0.10232 |  | 0 |  | 0.046181 |  | 6.3623e-05 |  | 0.0018092 |  | #VALUE! |  | 9.8857e-05 |  | 5.7122e-05 |  | 3.0148e-05 |  | 0 |  | 1.1728e-05 |  | 9.4799e-05
| 0.00011378 |  | 0.00011378 |  | 0.00056197 |  | 0.0011262 |  | 0.0013378 |  | 0.098 |  | 0.098 |  | 0.17893 |  | 0.10432 |  | 0 |  | 0.047305 |  | 6.3626e-05 |  | 0.001843 |  | #VALUE! |  | 5.8158e-05 |  | 5.7114e-05 |  | 3.1874e-05 |  | 0 |  | 7.0082e-06 |  | 3.92e-06
| 0.00014075 |  | 0.00014075 |  | 0.0005817 |  | 0.0014143 |  | 0.0013274 |  | 0.096461 |  | 0.096461 |  | 0.17664 |  | 0.10602 |  | 0 |  | 0.04829 |  | 4.9865e-05 |  | 0.0018938 |  | #VALUE! |  | 0.00015729 |  | 5.0962e-05 |  | 5.9659e-05 |  | 0 |  | 1.8521e-06 |  | -4.3941e-05
| 0.00012114 |  | 0.00012114 |  | 0.0006202 |  | 0.0016889 |  | 0.0012811 |  | 0.094741 |  | 0.094741 |  | 0.17569 |  | 0.10755 |  | 0 |  | 0.049133 |  | 4.9868e-05 |  | 0.0019367 |  | #VALUE! |  | 0.00015839 |  | 5.0967e-05 |  | 5.7773e-05 |  | 0 |  | -5.7504e-05 |  | -3.0479e-05
| 7.7728e-05 |  | 7.7728e-05 |  | 0.0005862 |  | 0.0016645 |  | 0.0012481 |  | 0.093077 |  | 0.093077 |  | 0.17494 |  | 0.10921 |  | 0 |  | 0.05018 |  | 5.139e-05 |  | 0.0020274 |  | #VALUE! |  | 8.4964e-05 |  | 6.8773e-05 |  | 2.4699e-05 |  | 0 |  | -0.00012825 |  | -1.008e-05
| 0.00010017 |  | 0.00010017 |  | 0.00058617 |  | 0.0013935 |  | 0.0012037 |  | 0.092038 |  | 0.092038 |  | 0.17146 |  | 0.1113 |  | 0 |  | 0.051415 |  | 5.1393e-05 |  | 0.0021272 |  | #VALUE! |  | 0.00011037 |  | 6.8788e-05 |  | 6.6947e-05 |  | 0 |  | -0.00018991 |  | 2.6104e-05
| 0.00014695 |  | 0.00014695 |  | 0.00057959 |  | 0.0016786 |  | 0.001178 |  | 0.091159 |  | 0.091159 |  | 0.16736 |  | 0.11337 |  | 0 |  | 0.052401 |  | 1.9868e-05 |  | 0.0022143 |  | #VALUE! |  | 0.00014838 |  | 6.6006e-05 |  | 9.92e-05 |  | 0 |  | -0.00018702 |  | 7.2845e-05
| 0.000111 |  | 0.000111 |  | 0.00060933 |  | 0.0019461 |  | 0.0011364 |  | 0.090276 |  | 0.090276 |  | 0.16415 |  | 0.11588 |  | 0 |  | 0.053762 |  | 1.9869e-05 |  | 0.0021144 |  | #VALUE! |  | 0.00033442 |  | 6.6017e-05 |  | 4.2011e-05 |  | 0 |  | -0.00018273 |  | -1.9187e-05
| 8.8871e-05 |  | 8.8871e-05 |  | 0.00059402 |  | 0.0010647 |  | 0.001072 |  | 0.089565 |  | 0.089565 |  | 0.16093 |  | 0.11853 |  | 0 |  | 0.05571 |  | 0 |  | 0.002136 |  | #VALUE! |  | 0.00015753 |  | 5.3841e-05 |  | 6.67e-05 |  | 0 |  | -0.00016709 |  | -5.2195e-05
| 8.5903e-05 |  | 8.5903e-05 |  | 0.0005742 |  | 0.00055566 |  | 0.0010603 |  | 0.08826 |  | 0.08826 |  | 0.15654 |  | 0.12043 |  | 0 |  | 0.057339 |  | 0 |  | 0.0024211 |  | #VALUE! |  | -1.9091e-05 |  | 5.3843e-05 |  | 0.0001011 |  | 0 |  | -0.00012546 |  | -3.494e-05
| 0.00010693 |  | 0.00010693 |  | 0.00058853 |  | 0.00054889 |  | 0.0010753 |  | 0.086366 |  | 0.086366 |  | 0.15347 |  | 0.12164 |  | 0 |  | 0.058362 |  | 7.5285e-05 |  | 0.0024198 |  | #VALUE! |  | 9.6886e-05 |  | 4.4366e-05 |  | 0.00010471 |  | 0 |  | -7.8432e-05 |  | -2.4232e-06
| 0.00011472 |  | 0.00011472 |  | 0.0006128 |  | 0.00055971 |  | 0.0010722 |  | 0.084465 |  | 0.084465 |  | 0.15268 |  | 0.12274 |  | 0 |  | 0.059512 |  | 7.5289e-05 |  | 0.0023207 |  | #VALUE! |  | 7.3677e-06 |  | 4.437e-05 |  | 2.5941e-05 |  | 0 |  | -0.00012934 |  | -3.0402e-05
| 5.283e-05 |  | 5.283e-05 |  | 0.00061277 |  | 0.00084837 |  | 0.0010807 |  | 0.082498 |  | 0.082498 |  | 0.15129 |  | 0.12385 |  | 0 |  | 0.060269 |  | 6.4565e-05 |  | 0.0024976 |  | #VALUE! |  | 7.4302e-06 |  | 5.5583e-05 |  | -2.0298e-05 |  | 0 |  | -0.00013874 |  | -6.9547e-05
| 7.2065e-05 |  | 7.2065e-05 |  | 0.00063586 |  | 0.0011262 |  | 0.0010778 |  | 0.080762 |  | 0.080762 |  | 0.14982 |  | 0.12536 |  | 0 |  | 0.061324 |  | 6.4569e-05 |  | 0.0026073 |  | #VALUE! |  | 9.662e-05 |  | 6.0654e-05 |  | 2.9397e-05 |  | 0 |  | -6.4547e-05 |  | 5.0121e-05
| 9.4718e-05 |  | 9.4718e-05 |  | 0.00068525 |  | 0.00083754 |  | 0.0010015 |  | 0.079604 |  | 0.079604 |  | 0.14811 |  | 0.12736 |  | 0 |  | 0.062751 |  | 8.5885e-05 |  | 0.0025671 |  | #VALUE! |  | 8.809e-05 |  | 6.2461e-05 |  | -6.9162e-06 |  | 0 |  | -4.351e-05 |  | 6.3651e-05
| 0.00010427 |  | 0.00010427 |  | 0.00070734 |  | 0.00054211 |  | 0.0009852 |  | 0.07864 |  | 0.07864 |  | 0.14645 |  | 0.1295 |  | 0 |  | 0.064156 |  | 8.589e-05 |  | 0.0026969 |  | #VALUE! |  | -3.998e-05 |  | 5.7395e-05 |  | -1.2547e-05 |  | 0 |  | -3.9115e-05 |  | -1.6624e-05
| 0.00016592 |  | 0.00016592 |  | 0.00070072 |  | 0.00054211 |  | 0.00097472 |  | 0.077608 |  | 0.077608 |  | 0.14596 |  | 0.13166 |  | 0 |  | 0.065659 |  | 6.0197e-05 |  | 0.0028242 |  | #VALUE! |  | 7.1442e-05 |  | 5.946e-05 |  | 3.1134e-05 |  | 0 |  | -5.2359e-05 |  | -5.3771e-05
| 0.00017085 |  | 0.00017085 |  | 0.00059429 |  | 0.00055971 |  | 0.00091101 |  | 0.076101 |  | 0.076101 |  | 0.14436 |  | 0.13314 |  | 0 |  | 0.066981 |  | 6.02e-05 |  | 0.0029122 |  | #VALUE! |  | 0.00024523 |  | 5.9463e-05 |  | 5.9501e-05 |  | 0 |  | -7.3919e-05 |  | -4.44e-05
| 0.0001563 |  | 0.0001563 |  | 0.00049211 |  | 0.0011297 |  | 0.00088712 |  | 0.074767 |  | 0.074767 |  | 0.14218 |  | 0.13475 |  | 0 |  | 0.068487 |  | 4.7228e-05 |  | 0.0030261 |  | #VALUE! |  | 0.0002326 |  | 5.8665e-05 |  | 3.0744e-05 |  | 0 |  | 8.3522e-06 |  | -3.3275e-05
| 0.00013612 |  | 0.00013612 |  | 0.00061955 |  | 0.00084106 |  | 0.00088606 |  | 0.073706 |  | 0.073706 |  | 0.14142 |  | 0.13685 |  | 0 |  | 0.069848 |  | 4.7231e-05 |  | 0.002994 |  | #VALUE! |  | 0.00017748 |  | 5.8665e-05 |  | -9.974e-06 |  | 0 |  | 5.6993e-05 |  | -8.413e-06
| 9.137e-05 |  | 9.137e-05 |  | 0.00059876 |  | 0 |  | 0.00090442 |  | 0.072562 |  | 0.072562 |  | 0.14038 |  | 0.13901 |  | 0 |  | 0.071012 |  | 7.6564e-05 |  | 0.0030356 |  | #VALUE! |  | 0.00023812 |  | 5.0417e-05 |  | 4.738e-05 |  | 0 |  | -5.5158e-05 |  | 2.5283e-05
| 0.00011814 |  | 0.00011814 |  | 0.00048009 |  | 0.00028866 |  | 0.00093102 |  | 0.07147 |  | 0.07147 |  | 0.13727 |  | 0.14118 |  | 0 |  | 0.072751 |  | 7.6569e-05 |  | 0.0031669 |  | #VALUE! |  | 0.00013116 |  | 5.0426e-05 |  | 5.8457e-05 |  | 0 |  | -3.8726e-05 |  | 3.2047e-05
| 0.00013157 |  | 0.00013157 |  | 0.00048231 |  | 0.00084784 |  | 0.00093926 |  | 0.06995 |  | 0.06995 |  | 0.13388 |  | 0.14242 |  | 0 |  | 0.074596 |  | 5.0066e-05 |  | 0.0032117 |  | #VALUE! |  | -5.5631e-05 |  | 6.3155e-05 |  | 9.6269e-06 |  | 0 |  | -4.3741e-05 |  | -7.212e-08
| 7.1453e-05 |  | 7.1453e-05 |  | 0.00039337 |  | 0.00055918 |  | 0.00091179 |  | 0.068476 |  | 0.068476 |  | 0.13173 |  | 0.14372 |  | 0 |  | 0.075815 |  | 5.0069e-05 |  | 0.0032906 |  | #VALUE! |  | 0.00025257 |  | 6.3147e-05 |  | 4.1382e-05 |  | 0 |  | -0.00010829 |  | -2.631e-05
| 0.00010056 |  | 0.00010056 |  | 0.00046917 |  | 0.00028866 |  | 0.0008924 |  | 0.067526 |  | 0.067526 |  | 0.12992 |  | 0.14613 |  | 0 |  | 0.077279 |  | 4.9648e-05 |  | 0.0034725 |  | #VALUE! |  | 0.00010899 |  | 4.969e-05 |  | 7.0318e-05 |  | 0 |  | -9.8386e-05 |  | -4.5461e-05
| 0.00015241 |  | 0.00015241 |  | 0.00050655 |  | 0.00055971 |  | 0.00084767 |  | 0.066527 |  | 0.066527 |  | 0.12868 |  | 0.14849 |  | 0 |  | 0.078984 |  | 4.9651e-05 |  | 0.0034998 |  | #VALUE! |  | -6.0587e-05 |  | 4.9681e-05 |  | 2.4669e-05 |  | 0 |  | -0.00012675 |  | -8.2742e-05
| 0.00012168 |  | 0.00012168 |  | 0.000522 |  | 0.00027106 |  | 0.00079976 |  | 0.065435 |  | 0.065435 |  | 0.12827 |  | 0.15048 |  | 0 |  | 0.080596 |  | 5.3511e-05 |  | 0.0035459 |  | #VALUE! |  | 0.00020869 |  | 3.9337e-05 |  | 2.5175e-06 |  | 0 |  | -0.00010783 |  | -4.1047e-05
| 0.00013106 |  | 0.00013106 |  | 0.00046376 |  | 0.00028135 |  | 0.00077497 |  | 0.064498 |  | 0.064498 |  | 0.12729 |  | 0.15284 |  | 0 |  | 0.082944 |  | 5.3514e-05 |  | 0.0037245 |  | #VALUE! |  | 0.00010585 |  | 3.9343e-05 |  | 2.6429e-05 |  | 0 |  | -5.0258e-05 |  | -1.685e-06
| 0.00016293 |  | 0.00016293 |  | 0.00033081 |  | 0.0013935 |  | 0.00075459 |  | 0.063678 |  | 0.063678 |  | 0.12599 |  | 0.15525 |  | 0 |  | 0.085134 |  | 6.7793e-05 |  | 0.0038269 |  | #VALUE! |  | 5.936e-05 |  | 4.7147e-05 |  | 3.0473e-05 |  | 0 |  | -5.5586e-05 |  | -1.8263e-05
| 0.00012963 |  | 0.00012963 |  | 0.00044843 |  | 0.0011121 |  | 0.00073212 |  | 0.062792 |  | 0.062792 |  | 0.12513 |  | 0.15755 |  | 0 |  | 0.086512 |  | 6.7797e-05 |  | 0.0039394 |  | #VALUE! |  | 0.00010341 |  | 4.7159e-05 |  | 2.97e-05 |  | 0 |  | -0.00013464 |  | -6.2845e-06
| 0.00012179 |  | 0.00012179 |  | 0.00045723 |  | 0.00055971 |  | 0.00075953 |  | 0.061541 |  | 0.061541 |  | 0.12344 |  | 0.15941 |  | 0 |  | 0.087602 |  | 4.5632e-05 |  | 0.0039762 |  | #VALUE! |  | 0.00020328 |  | 6.8209e-05 |  | 2.8977e-05 |  | 0 |  | -0.00017103 |  | -1.9227e-05
| 0.00011821 |  | 0.00011821 |  | 0.00041216 |  | 0.00055971 |  | 0.00079649 |  | 0.060077 |  | 0.060077 |  | 0.12157 |  | 0.16055 |  | 0 |  | 0.088437 |  | 4.5634e-05 |  | 0.0040436 |  | #VALUE! |  | 7.285e-05 |  | 6.8218e-05 |  | 3.1853e-06 |  | 0 |  | -0.00012076 |  | 2.8428e-05
| 0.0001227 |  | 0.0001227 |  | 0.00049136 |  | 0.00028866 |  | 0.0007498 |  | 0.058648 |  | 0.058648 |  | 0.12009 |  | 0.16175 |  | 0 |  | 0.089898 |  | 3.4529e-05 |  | 0.0042452 |  | #VALUE! |  | 0.00028318 |  | 4.985e-05 |  | 4.6633e-05 |  | 0 |  | -0.00010392 |  | 4.5889e-05
| 0.00015231 |  | 0.00015231 |  | 0.00038956 |  | 0.00055971 |  | 0.00071193 |  | 0.057552 |  | 0.057552 |  | 0.11829 |  | 0.16325 |  | 0 |  | 0.091837 |  | 3.4531e-05 |  | 0.0043537 |  | #VALUE! |  | 0.00033215 |  | 4.985e-05 |  | 4.1997e-05 |  | 0 |  | -3.6377e-05 |  | -2.2561e-05
| 0.00014448 |  | 0.00014448 |  | 0.00045436 |  | 0.00027106 |  | 0.00070718 |  | 0.056656 |  | 0.056656 |  | 0.11623 |  | 0.16512 |  | 0 |  | 0.093515 |  | 6.5692e-05 |  | 0.0043464 |  | #VALUE! |  | 0.00015437 |  | 4.4122e-05 |  | 1.2789e-05 |  | 0 |  | -7.7324e-05 |  | -3.4974e-05
| 0.00017337 |  | 0.00017337 |  | 0.00055517 |  | 0 |  | 0.00072828 |  | 0.055584 |  | 0.055584 |  | 0.11416 |  | 0.16725 |  | 0 |  | 0.095081 |  | 6.5695e-05 |  | 0.0044229 |  | #VALUE! |  | 0.00026586 |  | 4.4129e-05 |  | 3.4534e-05 |  | 0 |  | -0.00016416 |  | -1.2648e-05
| 0.00015851 |  | 0.00015851 |  | 0.0004849 |  | 0 |  | 0.00069883 |  | 0.054717 |  | 0.054717 |  | 0.11118 |  | 0.16953 |  | 0 |  | 0.096948 |  | 3.3104e-05 |  | 0.0045336 |  | #VALUE! |  | 3.2087e-05 |  | 4.0236e-05 |  | 3.0318e-05 |  | 0 |  | -0.00011949 |  | -1.0123e-05
| 0.00011386 |  | 0.00011386 |  | 0.00049143 |  | 0 |  | 0.00067051 |  | 0.054186 |  | 0.054186 |  | 0.10769 |  | 0.1724 |  | 0 |  | 0.098711 |  | 3.3106e-05 |  | 0.004659 |  | #VALUE! |  | 0.00011206 |  | 4.0236e-05 |  | 5.2896e-05 |  | 0 |  | -0.00012488 |  | -8.2628e-06
| 0.00011543 |  | 0.00011543 |  | 0.00040024 |  | 0.00028866 |  | 0.00069297 |  | 0.05353 |  | 0.05353 |  | 0.10575 |  | 0.17501 |  | 0 |  | 0.1003 |  | 2.8065e-05 |  | 0.0048035 |  | #VALUE! |  | 0.0001954 |  | 5.7379e-05 |  | 9.7565e-05 |  | 0 |  | -0.00011617 |  | 2.0994e-05
| 0.00013879 |  | 0.00013879 |  | 0.0003728 |  | 0.00028866 |  | 0.00070163 |  | 0.05257 |  | 0.05257 |  | 0.10534 |  | 0.17704 |  | 0 |  | 0.10207 |  | 2.8066e-05 |  | 0.0049077 |  | #VALUE! |  | 9.6542e-05 |  | 5.7387e-05 |  | 4.4243e-05 |  | 0 |  | -0.00011213 |  | -9.354e-06
| 0.00017789 |  | 0.00017789 |  | 0.00040249 |  | 0 |  | 0.00064038 |  | 0.05159 |  | 0.05159 |  | 0.1043 |  | 0.17906 |  | 0 |  | 0.10419 |  | 5.7326e-05 |  | 0.0050485 |  | #VALUE! |  | 5.5884e-05 |  | 4.9622e-05 |  | -5.3604e-05 |  | 0 |  | -0.00015528 |  | -4.7244e-05
| 0.00014339 |  | 0.00014339 |  | 0.00047727 |  | 0 |  | 0.00058747 |  | 0.050614 |  | 0.050614 |  | 0.10253 |  | 0.18066 |  | 0 |  | 0.1063 |  | 5.733e-05 |  | 0.0051479 |  | #VALUE! |  | 0.00026894 |  | 4.9638e-05 |  | -8.3931e-06 |  | 0 |  | -0.00016808 |  | -4.9723e-05
| 0.00011762 |  | 0.00011762 |  | 0.00049816 |  | 0 |  | 0.00058315 |  | 0.049394 |  | 0.049394 |  | 0.10157 |  | 0.18155 |  | 0 |  | 0.10796 |  | 4.5665e-05 |  | 0.0051572 |  | #VALUE! |  | 0.00038651 |  | 6.751e-05 |  | -1.7607e-05 |  | 0 |  | -0.00014056 |  | -4.0574e-05
| 0.00016822 |  | 0.00016822 |  | 0.00040255 |  | 0 |  | 0.00060616 |  | 0.048336 |  | 0.048336 |  | 0.10116 |  | 0.18299 |  | 0 |  | 0.10936 |  | 4.5667e-05 |  | 0.0052167 |  | #VALUE! |  | 0.00021723 |  | 6.7519e-05 |  | -1.7785e-06 |  | 0 |  | -8.8139e-05 |  | 1.3071e-06
| 0.00015319 |  | 0.00015319 |  | 0.00046416 |  | 0.0005524 |  | 0.00065152 |  | 0.047408 |  | 0.047408 |  | 0.099891 |  | 0.18423 |  | 0 |  | 0.1103 |  | 2.8697e-05 |  | 0.0053501 |  | #VALUE! |  | 4.1827e-05 |  | 4.4422e-05 |  | 3.4919e-05 |  | 0 |  | -0.00011804 |  | -1.6548e-05
| 0.00011012 |  | 0.00011012 |  | 0.0004411 |  | 0.00083024 |  | 0.00060649 |  | 0.046472 |  | 0.046472 |  | 0.098322 |  | 0.18491 |  | 0 |  | 0.11173 |  | 2.8698e-05 |  | 0.0054434 |  | #VALUE! |  | 4.9741e-05 |  | 4.4424e-05 |  | -1.3152e-05 |  | 0 |  | -8.8141e-05 |  | 9.9448e-06
| 9.1379e-05 |  | 9.1379e-05 |  | 0.0004455 |  | 0.00027783 |  | 0.00056845 |  | 0.045571 |  | 0.045571 |  | 0.098237 |  | 0.18629 |  | 0 |  | 0.11391 |  | 3.4772e-05 |  | 0.0055813 |  | #VALUE! |  | 0.00021071 |  | 4.3379e-05 |  | 5.5353e-07 |  | 0 |  | -7.5781e-05 |  | 1.7529e-05
| 9.5372e-05 |  | 9.5372e-05 |  | 0.0005731 |  | 0 |  | 0.00059819 |  | 0.044521 |  | 0.044521 |  | 0.098932 |  | 0.18793 |  | 0 |  | 0.1157 |  | 3.4774e-05 |  | 0.005759 |  | #VALUE! |  | 0.00028198 |  | 4.3384e-05 |  | 9.334e-06 |  | 0 |  | -0.00018085 |  | -2.906e-05
| 0.00012021 |  | 0.00012021 |  | 0.00052477 |  | 0 |  | 0.00054354 |  | 0.043618 |  | 0.043618 |  | 0.098538 |  | 0.18904 |  | 0 |  | 0.11719 |  | 3.5496e-05 |  | 0.0058213 |  | #VALUE! |  | 7.2703e-05 |  | 4.7229e-05 |  | 3.4971e-05 |  | 0 |  | -0.00019651 |  | -2.1671e-05
| 8.238e-05 |  | 8.238e-05 |  | 0.00056768 |  | 0 |  | 0.00052056 |  | 0.042776 |  | 0.042776 |  | 0.09735 |  | 0.19032 |  | 0 |  | 0.11837 |  | 3.5498e-05 |  | 0.0058163 |  | #VALUE! |  | -0.00010589 |  | 4.7227e-05 |  | 8.0248e-05 |  | 0 |  | -0.00013694 |  | -7.5209e-06
| 7.6449e-05 |  | 7.6449e-05 |  | 0.00055888 |  | 0 |  | 0.0005491 |  | 0.041863 |  | 0.041863 |  | 0.095484 |  | 0.19128 |  | 0 |  | 0.11933 |  | 7.3772e-05 |  | 0.006011 |  | #VALUE! |  | 0.00025542 |  | 5.558e-05 |  | 5.0017e-05 |  | 0 |  | -0.00010767 |  | -3.0732e-05
| 0.00011062 |  | 0.00011062 |  | 0.00045004 |  | 0 |  | 0.00052109 |  | 0.041028 |  | 0.041028 |  | 0.092924 |  | 0.19192 |  | 0 |  | 0.12083 |  | 7.3776e-05 |  | 0.0060626 |  | #VALUE! |  | 0.00033282 |  | 5.5582e-05 |  | 4.4529e-05 |  | 0 |  | -2.5393e-05 |  | -2.9945e-05
| 9.0307e-05 |  | 9.0307e-05 |  | 0.00043682 |  | 0 |  | 0.00051092 |  | 0.040181 |  | 0.040181 |  | 0.090118 |  | 0.19288 |  | 0 |  | 0.12303 |  | 5.921e-05 |  | 0.0061035 |  | #VALUE! |  | 0.00010138 |  | 5.5417e-05 |  | 0.00011033 |  | 0 |  | -2.9389e-05 |  | -4.1001e-06
| 6.7917e-05 |  | 6.7917e-05 |  | 0.00042472 |  | 0 |  | 0.00054841 |  | 0.039211 |  | 0.039211 |  | 0.08847 |  | 0.19343 |  | 0 |  | 0.1252 |  | 5.9214e-05 |  | 0.0062595 |  | #VALUE! |  | 0.00011808 |  | 5.542e-05 |  | 7.8332e-05 |  | 0 |  | -0.00016523 |  | -4.9698e-05
| 0.00011998 |  | 0.00011998 |  | 0.00040497 |  | 0 |  | 0.00052356 |  | 0.038344 |  | 0.038344 |  | 0.087833 |  | 0.19415 |  | 0 |  | 0.12689 |  | 3.8241e-05 |  | 0.0063194 |  | #VALUE! |  | -0.00014927 |  | 6.6585e-05 |  | 8.7323e-05 |  | 0 |  | -0.00015438 |  | -9.0174e-06
| 0.000156 |  | 0.000156 |  | 0.00036977 |  | 0 |  | 0.00049242 |  | 0.037588 |  | 0.037588 |  | 0.087367 |  | 0.19489 |  | 0 |  | 0.12754 |  | 3.8243e-05 |  | 0.0063802 |  | #VALUE! |  | -0.00011 |  | 6.6588e-05 |  | 0.0001023 |  | 0 |  | -5.6488e-05 |  | 3.8921e-05
| 0.00013132 |  | 0.00013132 |  | 0.00040937 |  | 0 |  | 0.00052596 |  | 0.0369 |  | 0.0369 |  | 0.086559 |  | 0.19544 |  | 0 |  | 0.12829 |  | 4.9322e-05 |  | 0.0064646 |  | #VALUE! |  | 0.00020713 |  | 4.5007e-05 |  | 3.8519e-05 |  | 0 |  | -9.6691e-05 |  | 5.1174e-06
| 0.00018025 |  | 0.00018025 |  | 0.00045675 |  | 0 |  | 0.00053825 |  | 0.036071 |  | 0.036071 |  | 0.085259 |  | 0.19585 |  | 0 |  | 0.12937 |  | 4.9325e-05 |  | 0.0066176 |  | #VALUE! |  | 0.00020726 |  | 4.5021e-05 |  | 6.2096e-05 |  | 0 |  | -6.4177e-05 |  | -1.2821e-05
| 0.00020832 |  | 0.00020832 |  | 0.00038743 |  | 0 |  | 0.00051262 |  | 0.035239 |  | 0.035239 |  | 0.084465 |  | 0.19609 |  | 0 |  | 0.13027 |  | 4.5116e-05 |  | 0.0066342 |  | #VALUE! |  | 0.0003101 |  | 6.0286e-05 |  | 9.0335e-05 |  | 0 |  | -1.4044e-05 |  | -2.1477e-05
| 0.00010227 |  | 0.00010227 |  | 0.00038306 |  | 0.00027783 |  | 0.00049538 |  | 0.034683 |  | 0.034683 |  | 0.0836 |  | 0.19756 |  | 0 |  | 0.13269 |  | 4.5119e-05 |  | 0.0066367 |  | #VALUE! |  | 0.00029232 |  | 6.0299e-05 |  | 2.0495e-05 |  | 0 |  | -0.00017279 |  | -6.7226e-05
| 0.00010789 |  | 0.00010789 |  | 0.00041058 |  | 0.00027783 |  | 0.00050527 |  | 0.03422 |  | 0.03422 |  | 0.081525 |  | 0.19982 |  | 0 |  | 0.13514 |  | 5.3164e-05 |  | 0.0067515 |  | #VALUE! |  | 7.1311e-05 |  | 4.8901e-05 |  | -5.1727e-06 |  | 0 |  | -0.00014603 |  | -4.6731e-05
| 0.0001156 |  | 0.0001156 |  | 0.00044692 |  | 0 |  | 0.00047912 |  | 0.033705 |  | 0.033705 |  | 0.080015 |  | 0.20168 |  | 0 |  | 0.13652 |  | 5.3167e-05 |  | 0.0069634 |  | #VALUE! |  | -0.00013789 |  | 4.8899e-05 |  | -1.2058e-05 |  | 0 |  | -7.8842e-05 |  | 2.7848e-06
| 8.9794e-05 |  | 8.9794e-05 |  | 0.00042054 |  | 0 |  | 0.0004648 |  | 0.033044 |  | 0.033044 |  | 0.079649 |  | 0.20304 |  | 0 |  | 0.13782 |  | 4.4134e-05 |  | 0.0071893 |  | #VALUE! |  | 7.4062e-05 |  | 5.5742e-05 |  | -1.3597e-05 |  | 0 |  | -0.00017313 |  | -1.821e-05
| 0.00011514 |  | 0.00011514 |  | 0.00035671 |  | 0 |  | 0.00045545 |  | 0.032563 |  | 0.032563 |  | 0.078665 |  | 0.20459 |  | 0 |  | 0.13983 |  | 4.4136e-05 |  | 0.0071788 |  | #VALUE! |  | 0.00017973 |  | 5.5727e-05 |  | -1.8653e-05 |  | 0 |  | -0.00013534 |  | -4.4773e-05
| 9.5014e-05 |  | 9.5014e-05 |  | 0.0003611 |  | 0 |  | 0.00045653 |  | 0.032058 |  | 0.032058 |  | 0.076761 |  | 0.2056 |  | 0 |  | 0.14209 |  | 6.8087e-05 |  | 0.0071029 |  | #VALUE! |  | 7.4709e-05 |  | 3.0707e-05 |  | -4.3619e-05 |  | 0 |  | -8.3235e-05 |  | -3.588e-05
| 0.00010015 |  | 0.00010015 |  | 0.00039082 |  | 0 |  | 0.00049483 |  | 0.03138 |  | 0.03138 |  | 0.075339 |  | 0.20571 |  | 0 |  | 0.14328 |  | 6.8091e-05 |  | 0.0071643 |  | #VALUE! |  | 0.00019968 |  | 3.0705e-05 |  | 5.9583e-05 |  | 0 |  | -6.7988e-05 |  | 2.2241e-05
| 0.00011467 |  | 0.00011467 |  | 0.00033363 |  | 0 |  | 0.00050213 |  | 0.030686 |  | 0.030686 |  | 0.074573 |  | 0.20646 |  | 0 |  | 0.14438 |  | 9.6398e-05 |  | 0.0072783 |  | #VALUE! |  | 0.00016965 |  | 7.5051e-05 |  | 6.9245e-05 |  | 0 |  | -3.301e-05 |  | 1.752e-05
| 0.00011005 |  | 0.00011005 |  | 0.00030173 |  | 0 |  | 0.00048955 |  | 0.030027 |  | 0.030027 |  | 0.073495 |  | 0.20694 |  | 0 |  | 0.14514 |  | 9.6403e-05 |  | 0.0073147 |  | #VALUE! |  | 1.603e-05 |  | 7.5071e-05 |  | 1.0334e-06 |  | 0 |  | -5.1839e-05 |  | -2.0905e-05
| 8.3783e-05 |  | 8.3783e-05 |  | 0.00036782 |  | 0 |  | 0.0004854 |  | 0.029652 |  | 0.029652 |  | 0.071425 |  | 0.20798 |  | 0 |  | 0.14614 |  | 6.8987e-05 |  | 0.0074514 |  | #VALUE! |  | 4.132e-05 |  | 4.3847e-05 |  | 1.6114e-05 |  | 0 |  | -9.5244e-05 |  | -4.2972e-05
| 9.218e-05 |  | 9.218e-05 |  | 0.00032487 |  | 0 |  | 0.00045798 |  | 0.029208 |  | 0.029208 |  | 0.069213 |  | 0.2092 |  | 0 |  | 0.14777 |  | 6.8991e-05 |  | 0.0075988 |  | #VALUE! |  | 9.4575e-05 |  | 4.3833e-05 |  | 4.9517e-05 |  | 0 |  | -7.1098e-05 |  | -5.5249e-05
| 0.00011734 |  | 0.00011734 |  | 0.00031494 |  | 0 |  | 0.00043743 |  | 0.02862 |  | 0.02862 |  | 0.067972 |  | 0.21013 |  | 0 |  | 0.14905 |  | 4.5603e-05 |  | 0.0076001 |  | #VALUE! |  | 0.00015037 |  | 6.3961e-05 |  | 8.0575e-05 |  | 0 |  | -0.00010394 |  | -7.4967e-05
| 0.00012224 |  | 0.00012224 |  | 0.00034914 |  | 0 |  | 0.000431 |  | 0.028049 |  | 0.028049 |  | 0.067049 |  | 0.21022 |  | 0 |  | 0.14997 |  | 4.5605e-05 |  | 0.0077282 |  | #VALUE! |  | 4.5139e-05 |  | 6.3944e-05 |  | 6.0997e-05 |  | 0 |  | -0.00018033 |  | -3.9911e-05
| 0.00015593 |  | 0.00015593 |  | 0.00039428 |  | 0 |  | 0.00042341 |  | 0.027505 |  | 0.027505 |  | 0.065638 |  | 0.21005 |  | 0 |  | 0.1515 |  | 8.0369e-05 |  | 0.0077679 |  | #VALUE! |  | 0.00010121 |  | 5.2523e-05 |  | 2.192e-05 |  | 0 |  | -8.168e-05 |  | 1.6821e-05
| 0.0001524 |  | 0.0001524 |  | 0.00047146 |  | 0 |  | 0.00043447 |  | 0.027082 |  | 0.027082 |  | 0.064597 |  | 0.21086 |  | 0 |  | 0.15353 |  | 8.0373e-05 |  | 0.0078383 |  | #VALUE! |  | 0.00043379 |  | 5.2537e-05 |  | 2.978e-05 |  | 0 |  | -0.00011749 |  | -4.8947e-06
| 0.00014903 |  | 0.00014903 |  | 0.00043724 |  | 0 |  | 0.00043069 |  | 0.026707 |  | 0.026707 |  | 0.064073 |  | 0.21203 |  | 0 |  | 0.15534 |  | 6.6232e-05 |  | 0.0079695 |  | #VALUE! |  | 0.00021411 |  | 5.6417e-05 |  | 0.00010872 |  | 0 |  | -9.4209e-05 |  | 2.5488e-05
| 0.00014412 |  | 0.00014412 |  | 0.00023213 |  | 0 |  | 0.00044534 |  | 0.026595 |  | 0.026595 |  | 0.063291 |  | 0.21435 |  | 0 |  | 0.15738 |  | 6.6235e-05 |  | 0.0079868 |  | #VALUE! |  | -0.00011135 |  | 5.6417e-05 |  | 0.00014265 |  | 0 |  | -3.8796e-05 |  | 4.158e-05
| 0.00010421 |  | 0.00010421 |  | 0.00021671 |  | 0 |  | 0.00046695 |  | 0.02628 |  | 0.02628 |  | 0.062016 |  | 0.21651 |  | 0 |  | 0.15944 |  | 3.1347e-05 |  | 0.0080543 |  | #VALUE! |  | 4.4794e-05 |  | 3.5031e-05 |  | 8.0152e-05 |  | 0 |  | -0.00015681 |  | -5.2441e-06
| 8.6136e-05 |  | 8.6136e-05 |  | 0.00036345 |  | 0 |  | 0.00046361 |  | 0.025742 |  | 0.025742 |  | 0.060714 |  | 0.21732 |  | 0 |  | 0.16128 |  | 3.1349e-05 |  | 0.008101 |  | #VALUE! |  | 9.8184e-05 |  | 3.5041e-05 |  | 7.0177e-05 |  | 0 |  | -0.00024663 |  | -3.6411e-05
| 0.00010697 |  | 0.00010697 |  | 0.00037578 |  | 0 |  | 0.0004476 |  | 0.025399 |  | 0.025399 |  | 0.060006 |  | 0.21755 |  | 0 |  | 0.16247 |  | 7.0145e-05 |  | 0.0081201 |  | #VALUE! |  | 0.00010708 |  | 5.1627e-05 |  | 0.0001102 |  | 0 |  | -9.3685e-05 |  | -7.9225e-06
| 0.00016324 |  | 0.00016324 |  | 0.00031839 |  | 0 |  | 0.00041353 |  | 0.024982 |  | 0.024982 |  | 0.05951 |  | 0.2176 |  | 0 |  | 0.16296 |  | 7.0149e-05 |  | 0.0082228 |  | #VALUE! |  | 0.00012475 |  | 5.1614e-05 |  | 7.4646e-05 |  | 0 |  | 8.6205e-05 |  | 9.6184e-06
| 0.00017449 |  | 0.00017449 |  | 0.00031729 |  | 0 |  | 0.00039548 |  | 0.024413 |  | 0.024413 |  | 0.058459 |  | 0.21803 |  | 0 |  | 0.1636 |  | 5.0564e-05 |  | 0.0082239 |  | #VALUE! |  | 0.00013223 |  | 4.8705e-05 |  | 3.0093e-05 |  | 0 |  | -5.5364e-05 |  | -3.4393e-06
| 9.8094e-05 |  | 9.8094e-05 |  | 0.00041213 |  | 0 |  | 0.00039087 |  | 0.023898 |  | 0.023898 |  | 0.057707 |  | 0.21758 |  | 0 |  | 0.16456 |  | 5.0567e-05 |  | 0.0084253 |  | #VALUE! |  | 0.00017783 |  | 4.8692e-05 |  | -2.6045e-06 |  | 0 |  | -0.00020002 |  | 1.9617e-05
| 1.7472e-05 |  | 1.7472e-05 |  | 0.0004419 |  | 0.00027106 |  | 0.00037748 |  | 0.023448 |  | 0.023448 |  | 0.057213 |  | 0.21698 |  | 0 |  | 0.16579 |  | 6.8056e-05 |  | 0.0085972 |  | #VALUE! |  | 5.2479e-05 |  | 4.8017e-05 |  | -2.0909e-05 |  | 0 |  | -0.00027302 |  | -2.06e-05
| 6.2837e-05 |  | 6.2837e-05 |  | 0.0003272 |  | 0.00027106 |  | 0.00040132 |  | 0.022831 |  | 0.022831 |  | 0.056197 |  | 0.21664 |  | 0 |  | 0.16725 |  | 6.806e-05 |  | 0.0085778 |  | #VALUE! |  | 1.5235e-05 |  | 4.803e-05 |  | -2.2355e-05 |  | 0 |  | -0.00028591 |  | -7.7448e-05
| 0.00017269 |  | 0.00017269 |  | 0.000217 |  | 0 |  | 0.00043254 |  | 0.022488 |  | 0.022488 |  | 0.054875 |  | 0.21732 |  | 0 |  | 0.16942 |  | 8.2666e-05 |  | 0.0086547 |  | #VALUE! |  | 9.7378e-07 |  | 6.2057e-05 |  | -6.3063e-06 |  | 0 |  | -0.00021276 |  | -6.0527e-05
| 0.00016457 |  | 0.00016457 |  | 0.0003328 |  | 0 |  | 0.00041888 |  | 0.022304 |  | 0.022304 |  | 0.053523 |  | 0.21808 |  | 0 |  | 0.17091 |  | 8.2671e-05 |  | 0.0086876 |  | #VALUE! |  | -0.00011396 |  | 6.2057e-05 |  | -9.4266e-06 |  | 0 |  | -0.00019595 |  | -5.3104e-05
| 0.00013873 |  | 0.00013873 |  | 0.00049273 |  | 0 |  | 0.00038905 |  | 0.022078 |  | 0.022078 |  | 0.052539 |  | 0.21851 |  | 0 |  | 0.17234 |  | 4.6879e-05 |  | 0.0087761 |  | #VALUE! |  | -5.5471e-05 |  | 5.7649e-05 |  | 6.468e-06 |  | 0 |  | -0.00018594 |  | -2.4797e-05
| 0.00014088 |  | 0.00014088 |  | 0.00045302 |  | 0 |  | 0.00034893 |  | 0.021915 |  | 0.021915 |  | 0.05163 |  | 0.22033 |  | 0 |  | 0.17526 |  | 4.6882e-05 |  | 0.0089238 |  | #VALUE! |  | 0.00019107 |  | 5.7631e-05 |  | 1.0965e-05 |  | 0 |  | -0.00017689 |  | 7.5452e-06
| 0.00014314 |  | 0.00014314 |  | 0.00041226 |  | 0 |  | 0.0003231 |  | 0.021668 |  | 0.021668 |  | 0.050552 |  | 0.22201 |  | 0 |  | 0.17713 |  | 2.1679e-05 |  | 0.0090254 |  | #VALUE! |  | 0.00031144 |  | 6.0336e-05 |  | -1.1442e-06 |  | 0 |  | -0.0001206 |  | -4.9059e-05
| 0.00014599 |  | 0.00014599 |  | 0.00040675 |  | 0 |  | 0.00032727 |  | 0.021352 |  | 0.021352 |  | 0.049649 |  | 0.22198 |  | 0 |  | 0.17768 |  | 2.168e-05 |  | 0.0091143 |  | #VALUE! |  | 0.00013736 |  | 6.0336e-05 |  | -6.3948e-06 |  | 0 |  | -0.00010699 |  | -5.0131e-05
| 0.00013251 |  | 0.00013251 |  | 0.00030975 |  | 0 |  | 0.00035926 |  | 0.020941 |  | 0.020941 |  | 0.049044 |  | 0.2213 |  | 0 |  | 0.17846 |  | 0 |  | 0.0092124 |  | #VALUE! |  | 2.2584e-05 |  | 3.8635e-05 |  | -1.7989e-05 |  | 0 |  | -0.00020865 |  | -1.4885e-05
| 9.5431e-05 |  | 9.5431e-05 |  | 0.00032628 |  | 0.00027106 |  | 0.00034411 |  | 0.020574 |  | 0.020574 |  | 0.048455 |  | 0.22037 |  | 0 |  | 0.17918 |  | 0 |  | 0.0092393 |  | #VALUE! |  | 4.5738e-05 |  | 3.8644e-05 |  | 3.8941e-05 |  | 0 |  | -0.00030686 |  | -4.9333e-05
| 0.0001359 |  | 0.0001359 |  | 0.00046199 |  | 0.00027106 |  | 0.00035947 |  | 0.020348 |  | 0.020348 |  | 0.04739 |  | 0.22034 |  | 0 |  | 0.18102 |  | 0.00010616 |  | 0.0092871 |  | #VALUE! |  | 5.1335e-06 |  | 7.4304e-05 |  | 9.4717e-05 |  | 0 |  | -0.00014847 |  | -6.3315e-05
| 0.00016857 |  | 0.00016857 |  | 0.00044435 |  | 0 |  | 0.0003904 |  | 0.02027 |  | 0.02027 |  | 0.046628 |  | 0.22221 |  | 0 |  | 0.183 |  | 0.00010617 |  | 0.0092527 |  | #VALUE! |  | 7.2505e-05 |  | 7.4327e-05 |  | 7.7232e-05 |  | 0 |  | 3.5116e-05 |  | -3.0169e-06
| 0.00011461 |  | 0.00011461 |  | 0.00036827 |  | 0.00027106 |  | 0.00033199 |  | 0.020005 |  | 0.020005 |  | 0.046419 |  | 0.22285 |  | 0 |  | 0.18466 |  | 4.8527e-05 |  | 0.0093579 |  | #VALUE! |  | 0.00026293 |  | 3.0514e-05 |  | -4.65e-05 |  | 0 |  | -0.00014297 |  | -2.3197e-05
| 9.3819e-05 |  | 9.3819e-05 |  | 0.00034842 |  | 0.00027106 |  | 0.00029831 |  | 0.019486 |  | 0.019486 |  | 0.046034 |  | 0.22202 |  | 0 |  | 0.1862 |  | 4.853e-05 |  | 0.0094635 |  | #VALUE! |  | 0.00032122 |  | 3.0514e-05 |  | -7.367e-05 |  | 0 |  | -0.00023867 |  | -5.9725e-05
| 8.5447e-05 |  | 8.5447e-05 |  | 0.00031645 |  | 0 |  | 0.00035736 |  | 0.019158 |  | 0.019158 |  | 0.045372 |  | 0.22166 |  | 0 |  | 0.18702 |  | 6.4151e-05 |  | 0.0094459 |  | #VALUE! |  | -2.4771e-05 |  | 6.4868e-05 |  | 2.3061e-05 |  | 0 |  | -0.00018003 |  | 5.8031e-05
| 7.1224e-05 |  | 7.1224e-05 |  | 0.00040807 |  | 0 |  | 0.00042732 |  | 0.018939 |  | 0.018939 |  | 0.044685 |  | 0.22247 |  | 0 |  | 0.18829 |  | 6.4155e-05 |  | 0.0094993 |  | #VALUE! |  | -0.00031112 |  | 6.4882e-05 |  | 8.461e-05 |  | 0 |  | -0.0001598 |  | 1.9741e-05
| 4.1425e-05 |  | 4.1425e-05 |  | 0.00048845 |  | 0 |  | 0.00042538 |  | 0.018732 |  | 0.018732 |  | 0.044241 |  | 0.22385 |  | 0 |  | 0.18923 |  | 6.4786e-05 |  | 0.0095479 |  | #VALUE! |  | -3.7896e-06 |  | 4.7217e-05 |  | 9.8632e-05 |  | 0 |  | -0.00018551 |  | -6.6593e-05
| 4.9519e-05 |  | 4.9519e-05 |  | 0.00040146 |  | 0 |  | 0.00035965 |  | 0.018481 |  | 0.018481 |  | 0.043832 |  | 0.22337 |  | 0 |  | 0.1901 |  | 6.479e-05 |  | 0.0096009 |  | #VALUE! |  | 0.00030591 |  | 4.7219e-05 |  | 6.2251e-05 |  | 0 |  | -0.00024118 |  | -7.4716e-05
| -4.2113e-05 |  | -4.2113e-05 |  | 0.0002669 |  | 0 |  | 0.00015606 |  | 0.017743 |  | 0.017743 |  | 0.043258 |  | 0.22028 |  | 0 |  | 0.19151 |  | 0 |  | 0.0095689 |  | #VALUE! |  | 8.5572e-06 |  | 0 |  | -0.00012577 |  | 0 |  | -0.00042717 |  | -0.00026796
| 0.00010299 |  | 0.00010299 |  | 0.00028896 |  | 0 |  | 0.00026983 |  | 0.017324 |  | 0.017324 |  | 0.042482 |  | 0.21807 |  | 0 |  | 0.19326 |  | 9.7671e-05 |  | 0.0098922 |  | #VALUE! |  | -4.4149e-05 |  | 5.5956e-05 |  | -1.3872e-05 |  | 0 |  | -0.00017307 |  | -6.6852e-05
| 8.7568e-05 |  | 8.7568e-05 |  | 0.00022439 |  | 0 |  | 0.00033943 |  | 0.017035 |  | 0.017035 |  | 0.041944 |  | 0.21689 |  | 0 |  | 0.19409 |  | 9.7676e-05 |  | 0.010119 |  | #VALUE! |  | -8.5069e-05 |  | 5.5938e-05 |  | -3.5855e-05 |  | 0 |  | -3.9055e-05 |  | -4.4974e-05
| 9.6574e-05 |  | 9.6574e-05 |  | 0.00016696 |  | 0 |  | 0.00035072 |  | 0.016674 |  | 0.016674 |  | 0.04126 |  | 0.21541 |  | 0 |  | 0.19457 |  | 8.8989e-05 |  | 0.010315 |  | #VALUE! |  | -7.5829e-05 |  | 4.8389e-05 |  | 4.3104e-06 |  | 0 |  | -2.842e-05 |  | -2.3159e-05
| 0.00011658 |  | 0.00011658 |  | 0.00028352 |  | 0 |  | 0.00031893 |  | 0.01633 |  | 0.01633 |  | 0.040145 |  | 0.21385 |  | 0 |  | 0.19413 |  | 8.8994e-05 |  | 0.010449 |  | #VALUE! |  | 0.00017832 |  | 4.8389e-05 |  | 2.7572e-06 |  | 0 |  | -6.7175e-05 |  | 7.6137e-06
| 0.00013909 |  | 0.00013909 |  | 0.00032103 |  | 0 |  | 0.00027193 |  | 0.016005 |  | 0.016005 |  | 0.039134 |  | 0.21232 |  | 0 |  | 0.19332 |  | 5.1399e-05 |  | 0.0104 |  | #VALUE! |  | 0.00041266 |  | 5.3975e-05 |  | -9.8577e-05 |  | 0 |  | -0.00016133 |  | -0.00010588
| 0.00016067 |  | 0.00016067 |  | 0.00030338 |  | 0 |  | 0.00021858 |  | 0.015745 |  | 0.015745 |  | 0.038293 |  | 0.21135 |  | 0 |  | 0.1943 |  | 5.1402e-05 |  | 0.01027 |  | #VALUE! |  | 0.00028877 |  | 5.3991e-05 |  | -3.2208e-05 |  | 0 |  | -0.0001589 |  | -0.00011399
| 0.00015279 |  | 0.00015279 |  | 0.00041041 |  | 0 |  | 0.00030606 |  | 0.015577 |  | 0.015577 |  | 0.037522 |  | 0.21023 |  | 0 |  | 0.19681 |  | 9.3095e-05 |  | 0.010295 |  | #VALUE! |  | 0.00026997 |  | 6.3046e-05 |  | 4.9961e-05 |  | 0 |  | -4.5286e-05 |  | 1.2672e-05
| 0.00010839 |  | 0.00010839 |  | 0.00037288 |  | 0 |  | 0.00033261 |  | 0.015246 |  | 0.015246 |  | 0.036783 |  | 0.20834 |  | 0 |  | 0.19875 |  | 9.31e-05 |  | 0.010439 |  | #VALUE! |  | 0.0002146 |  | 6.3066e-05 |  | 4.1653e-05 |  | 0 |  | -1.6064e-05 |  | 9.0655e-06
| 9.264e-05 |  | 9.264e-05 |  | 0.00034098 |  | 0 |  | 0.00030326 |  | 0.01483 |  | 0.01483 |  | 0.036078 |  | 0.20672 |  | 0 |  | 0.19901 |  | 9.0316e-05 |  | 0.010518 |  | #VALUE! |  | 9.3925e-05 |  | 7.1809e-05 |  | 2.4978e-05 |  | 0 |  | -9.6667e-05 |  | -8.0435e-07
| 4.2268e-05 |  | 4.2268e-05 |  | 0.00030187 |  | 0.00028866 |  | 0.00025251 |  | 0.014538 |  | 0.014538 |  | 0.035472 |  | 0.20549 |  | 0 |  | 0.19943 |  | 9.0321e-05 |  | 0.010805 |  | #VALUE! |  | 0.0001638 |  | 7.1806e-05 |  | 1.2589e-06 |  | 0 |  | -0.00019619 |  | -6.9784e-05
| 4.3395e-05 |  | 4.3395e-05 |  | 0.00038685 |  | 0.00028866 |  | 0.00025252 |  | 0.014389 |  | 0.014389 |  | 0.034856 |  | 0.20426 |  | 0 |  | 0.1996 |  | 0.00010941 |  | 0.011018 |  | #VALUE! |  | 0.00037568 |  | 4.1487e-05 |  | 2.9228e-05 |  | 0 |  | -0.00015388 |  | -6.1964e-05
| 0.00010973 |  | 0.00010973 |  | 0.00049216 |  | 0 |  | 0.00029737 |  | 0.014067 |  | 0.014067 |  | 0.034093 |  | 0.20276 |  | 0 |  | 0.20058 |  | 0.00010941 |  | 0.010931 |  | #VALUE! |  | 0.00050971 |  | 4.1487e-05 |  | 7.8733e-05 |  | 0 |  | -5.3523e-05 |  | -1.5512e-05
| 6.6606e-05 |  | 6.6606e-05 |  | 0.00039505 |  | 0 |  | 0.00027468 |  | 0.013728 |  | 0.013728 |  | 0.033346 |  | 0.19969 |  | 0 |  | 0.20196 |  | 7.3305e-05 |  | 0.010923 |  | #VALUE! |  | 0.00035878 |  | 3.409e-05 |  | 4.051e-07 |  | 0 |  | -0.00011862 |  | -8.1664e-05
| 6.2881e-05 |  | 6.2881e-05 |  | 0.00041162 |  | 0 |  | 0.00025372 |  | 0.01335 |  | 0.01335 |  | 0.032825 |  | 0.19642 |  | 0 |  | 0.20176 |  | 7.331e-05 |  | 0.011062 |  | #VALUE! |  | 0.00021483 |  | 3.41e-05 |  | -5.5696e-05 |  | 0 |  | -0.00018037 |  | -7.9723e-05
| 0.00012178 |  | 0.00012178 |  | 0.00040841 |  | 0 |  | 0.00025081 |  | 0.01311 |  | 0.01311 |  | 0.032295 |  | 0.19465 |  | 0 |  | 0.20102 |  | 5.6536e-05 |  | 0.011072 |  | #VALUE! |  | 0.00020673 |  | 5.3865e-05 |  | -1.5398e-05 |  | 0 |  | -0.00012542 |  | -0.00011522
| 0.0001738 |  | 0.0001738 |  | 0.00033447 |  | 0 |  | 0.0002718 |  | 0.01302 |  | 0.01302 |  | 0.031718 |  | 0.19362 |  | 0 |  | 0.20144 |  | 5.6539e-05 |  | 0.01113 |  | #VALUE! |  | 0.00015512 |  | 5.3851e-05 |  | 6.9126e-06 |  | 0 |  | -0.0001539 |  | -0.00010892
| 0.00013047 |  | 0.00013047 |  | 0.00028588 |  | 0 |  | 0.00027768 |  | 0.012678 |  | 0.012678 |  | 0.031266 |  | 0.19211 |  | 0 |  | 0.20237 |  | 0.00013451 |  | 0.011286 |  | #VALUE! |  | 0.00012653 |  | 3.2043e-05 |  | 8.3428e-05 |  | 0 |  | -0.00015492 |  | -6.8179e-05
| 8.4548e-05 |  | 8.4548e-05 |  | 0.00026412 |  | 0 |  | 0.00026194 |  | 0.012486 |  | 0.012486 |  | 0.03081 |  | 0.19047 |  | 0 |  | 0.20358 |  | 0.00013451 |  | 0.011478 |  | #VALUE! |  | 4.6879e-05 |  | 3.2043e-05 |  | 5.1959e-05 |  | 0 |  | -8.7077e-05 |  | -8.2093e-05
| 9.018e-05 |  | 9.018e-05 |  | 0.00020599 |  | 0 |  | 0.00023425 |  | 0.01225 |  | 0.01225 |  | 0.030334 |  | 0.18944 |  | 0 |  | 0.20587 |  | 3.8571e-05 |  | 0.011498 |  | #VALUE! |  | 1.1041e-05 |  | 3.0294e-05 |  | -4.0149e-05 |  | 0 |  | -0.00018692 |  | -0.00011332
| 0.00015341 |  | 0.00015341 |  | 0.00023775 |  | 0 |  | 0.00025757 |  | 0.011981 |  | 0.011981 |  | 0.029825 |  | 0.18733 |  | 0 |  | 0.20674 |  | 3.8573e-05 |  | 0.011513 |  | #VALUE! |  | 7.7139e-05 |  | 3.0295e-05 |  | 4.0453e-05 |  | 0 |  | -0.00020428 |  | -9.3822e-05
| 0.00019451 |  | 0.00019451 |  | 0.00034551 |  | 0 |  | 0.00031028 |  | 0.011783 |  | 0.011783 |  | 0.029351 |  | 0.18459 |  | 0 |  | 0.20636 |  | 2.9729e-05 |  | 0.011697 |  | #VALUE! |  | 9.9608e-05 |  | 5.8995e-05 |  | 3.8863e-05 |  | 0 |  | -7.9834e-05 |  | -4.595e-05
| 0.00016832 |  | 0.00016832 |  | 0.00037539 |  | 0 |  | 0.0002881 |  | 0.011442 |  | 0.011442 |  | 0.02896 |  | 0.18207 |  | 0 |  | 0.2049 |  | 2.9731e-05 |  | 0.011883 |  | #VALUE! |  | -1.9167e-05 |  | 5.8979e-05 |  | 2.6432e-05 |  | 0 |  | -0.00010305 |  | -1.008e-05
| 0.00012626 |  | 0.00012626 |  | 0.00048362 |  | 0 |  | 0.0002352 |  | 0.011239 |  | 0.011239 |  | 0.028531 |  | 0.18006 |  | 0 |  | 0.20387 |  | 5.999e-05 |  | 0.012069 |  | #VALUE! |  | 2.0881e-05 |  | 7.3311e-05 |  | 4.087e-05 |  | 0 |  | -0.00014255 |  | -2.2955e-05
| 0.00012856 |  | 0.00012856 |  | 0.00048704 |  | 0 |  | 0.00027953 |  | 0.010993 |  | 0.010993 |  | 0.027929 |  | 0.17803 |  | 0 |  | 0.20335 |  | 5.9994e-05 |  | 0.012081 |  | #VALUE! |  | 0.00011039 |  | 7.3311e-05 |  | -4.2825e-05 |  | 0 |  | -0.00011822 |  | -3.6735e-05
| 0.00013802 |  | 0.00013802 |  | 0.00037762 |  | 0 |  | 0.0002665 |  | 0.010726 |  | 0.010726 |  | 0.027426 |  | 0.17671 |  | 0 |  | 0.20345 |  | 8.8385e-05 |  | 0.012104 |  | #VALUE! |  | 0.00023176 |  | 4.2464e-05 |  | -2.1745e-05 |  | 0 |  | -0.00010855 |  | -6.1914e-05
| 9.7718e-05 |  | 9.7718e-05 |  | 0.00024864 |  | 0 |  | 0.00026892 |  | 0.010598 |  | 0.010598 |  | 0.027191 |  | 0.17534 |  | 0 |  | 0.20456 |  | 8.839e-05 |  | 0.01214 |  | #VALUE! |  | 0.00035406 |  | 4.2452e-05 |  | 8.5005e-06 |  | 0 |  | -9.064e-05 |  | -4.3603e-05
| 0.00010106 |  | 0.00010106 |  | 0.00029275 |  | 0 |  | 0.00029192 |  | 0.010369 |  | 0.010369 |  | 0.026869 |  | 0.1728 |  | 0 |  | 0.2046 |  | 7.0207e-05 |  | 0.012206 |  | #VALUE! |  | 0.00015271 |  | 2.8838e-05 |  | 1.6268e-05 |  | 0 |  | -0.00013363 |  | 2.7377e-05
| 0.00013582 |  | 0.00013582 |  | 0.00045503 |  | 0 |  | 0.00023595 |  | 0.010045 |  | 0.010045 |  | 0.026354 |  | 0.1708 |  | 0 |  | 0.20495 |  | 7.0211e-05 |  | 0.012376 |  | #VALUE! |  | -3.1983e-06 |  | 2.8838e-05 |  | -2.3987e-05 |  | 0 |  | -9.6129e-05 |  | 7.3502e-05
| 0.00014259 |  | 0.00014259 |  | 0.00039758 |  | 0 |  | 0.00024259 |  | 0.0098875 |  | 0.0098875 |  | 0.025935 |  | 0.16994 |  | 0 |  | 0.20586 |  | 8.6195e-05 |  | 0.012586 |  | #VALUE! |  | 0.00018416 |  | 3.9009e-05 |  | -1.865e-05 |  | 0 |  | -3.8803e-06 |  | 8.8721e-05
| 0.00010797 |  | 0.00010797 |  | 0.00029456 |  | 0 |  | 0.00025514 |  | 0.0097884 |  | 0.0097884 |  | 0.025642 |  | 0.16886 |  | 0 |  | 0.2068 |  | 8.62e-05 |  | 0.012692 |  | #VALUE! |  | 0.0002789 |  | 3.9009e-05 |  | 1.0827e-05 |  | 0 |  | -7.8539e-05 |  | 6.1266e-05
| 9.9386e-05 |  | 9.9386e-05 |  | 0.00030679 |  | 0 |  | 0.00028914 |  | 0.0096596 |  | 0.0096596 |  | 0.025168 |  | 0.16705 |  | 0 |  | 0.20738 |  | 7.6997e-05 |  | 0.012845 |  | #VALUE! |  | 0.00013252 |  | 4.2033e-05 |  | 1.3196e-05 |  | 0 |  | -0.00019807 |  | 4.4656e-05
| 8.1158e-05 |  | 8.1158e-05 |  | 0.000241 |  | 0 |  | 0.00030242 |  | 0.0094442 |  | 0.0094442 |  | 0.024477 |  | 0.16494 |  | 0 |  | 0.20758 |  | 7.7001e-05 |  | 0.013161 |  | #VALUE! |  | 0.00013718 |  | 4.2019e-05 |  | 2.7489e-05 |  | 0 |  | -0.00021265 |  | 3.7728e-05
| 4.5952e-05 |  | 4.5952e-05 |  | 0.00030169 |  | 0 |  | 0.00025568 |  | 0.009321 |  | 0.009321 |  | 0.023881 |  | 0.16289 |  | 0 |  | 0.20879 |  | 7.1717e-05 |  | 0.01316 |  | #VALUE! |  | 0.00012817 |  | 5.3029e-05 |  | 2.0385e-05 |  | 0 |  | -0.00010778 |  | 2.8634e-05
| 9.583e-05 |  | 9.583e-05 |  | 0.0003944 |  | 0 |  | 0.00021158 |  | 0.0092367 |  | 0.0092367 |  | 0.023541 |  | 0.16084 |  | 0 |  | 0.20921 |  | 7.1721e-05 |  | 0.013157 |  | #VALUE! |  | 0.00021364 |  | 5.3029e-05 |  | 6.1987e-05 |  | 0 |  | -7.9257e-05 |  | 6.8417e-06
| 0.00012118 |  | 0.00012118 |  | 0.00032368 |  | 0 |  | 0.00025955 |  | 0.0089796 |  | 0.0089796 |  | 0.023281 |  | 0.15952 |  | 0 |  | 0.21003 |  | 8.2157e-05 |  | 0.013578 |  | #VALUE! |  | 0.00023921 |  | 2.0227e-05 |  | 5.4048e-05 |  | 0 |  | -0.00013887 |  | -1.4586e-06
| 8.1357e-05 |  | 8.1357e-05 |  | 0.00033373 |  | 0 |  | 0.00023405 |  | 0.0088376 |  | 0.0088376 |  | 0.022925 |  | 0.1586 |  | 0 |  | 0.21231 |  | 8.2161e-05 |  | 0.013796 |  | #VALUE! |  | 0.00025873 |  | 2.0222e-05 |  | -3.9765e-05 |  | 0 |  | -0.00016594 |  | -3.2824e-05
| 8.6719e-05 |  | 8.6719e-05 |  | 0.00030049 |  | 0.00027106 |  | 0.00022777 |  | 0.008679 |  | 0.008679 |  | 0.022661 |  | 0.15769 |  | 0 |  | 0.21459 |  | 9.6593e-05 |  | 0.013656 |  | #VALUE! |  | 0.00029743 |  | 5.5588e-05 |  | -3.6514e-05 |  | 0 |  | -0.00010363 |  | -5.8264e-05
| 8.0255e-05 |  | 8.0255e-05 |  | 0.00026444 |  | 0.00027106 |  | 0.00029466 |  | 0.008534 |  | 0.008534 |  | 0.022515 |  | 0.1555 |  | 0 |  | 0.21593 |  | 9.6598e-05 |  | 0.013753 |  | #VALUE! |  | 0.00026066 |  | 5.5588e-05 |  | 6.6723e-05 |  | 0 |  | -3.3991e-05 |  | -5.1616e-05
| 0.00013507 |  | 0.00013507 |  | 0.00027659 |  | 0 |  | 0.00027294 |  | 0.0084153 |  | 0.0084153 |  | 0.022198 |  | 0.15324 |  | 0 |  | 0.21687 |  | 0.00013133 |  | 0.014078 |  | #VALUE! |  | 8.1922e-05 |  | 3.6661e-05 |  | 9.4238e-05 |  | 0 |  | -7.9335e-05 |  | -6.4464e-06
| 0.0001125 |  | 0.0001125 |  | 0.00023363 |  | 0 |  | 0.00028275 |  | 0.0081817 |  | 0.0081817 |  | 0.021781 |  | 0.1516 |  | 0 |  | 0.2177 |  | 0.00013134 |  | 0.01414 |  | #VALUE! |  | -0.00010094 |  | 3.6662e-05 |  | 8.5322e-05 |  | 0 |  | -0.00019252 |  | -8.9923e-06
| 7.08e-05 |  | 7.08e-05 |  | 0.00019165 |  | 0 |  | 0.0002601 |  | 0.0079968 |  | 0.0079968 |  | 0.021441 |  | 0.14977 |  | 0 |  | 0.21767 |  | 8.0024e-05 |  | 0.014297 |  | #VALUE! |  | 4.7088e-05 |  | 9.6058e-05 |  | 8.532e-05 |  | 0 |  | -0.00010887 |  | -4.2255e-06
| 5.6654e-05 |  | 5.6654e-05 |  | 0.00031383 |  | 0 |  | 0.00018343 |  | 0.0077382 |  | 0.0077382 |  | 0.021223 |  | 0.14777 |  | 0 |  | 0.21769 |  | 8.0028e-05 |  | 0.014622 |  | #VALUE! |  | 0.00010321 |  | 9.6033e-05 |  | 5.5616e-06 |  | 0 |  | -7.516e-05 |  | -2.6366e-05
| 4.6743e-05 |  | 4.6743e-05 |  | 0.00037803 |  | 0 |  | 0.00018171 |  | 0.0074967 |  | 0.0074967 |  | 0.021029 |  | 0.14557 |  | 0 |  | 0.21672 |  | 8.7079e-05 |  | 0.014689 |  | #VALUE! |  | 9.4997e-05 |  | 4.1362e-05 |  | -5.1276e-05 |  | 0 |  | -0.00019364 |  | -8.3004e-05
| 8.8979e-05 |  | 8.8979e-05 |  | 0.00030076 |  | 0 |  | 0.00027949 |  | 0.0074091 |  | 0.0074091 |  | 0.020677 |  | 0.14301 |  | 0 |  | 0.21576 |  | 8.7084e-05 |  | 0.01473 |  | #VALUE! |  | 9.5382e-05 |  | 4.136e-05 |  | -4.1799e-05 |  | 0 |  | -0.00015036 |  | 3.4141e-06
| 9.7774e-05 |  | 9.7774e-05 |  | 0.00028316 |  | 0 |  | 0.00030445 |  | 0.0073792 |  | 0.0073792 |  | 0.020378 |  | 0.14081 |  | 0 |  | 0.21575 |  | 0.00012641 |  | 0.014948 |  | #VALUE! |  | -1.2664e-05 |  | 7.4586e-05 |  | -3.4228e-05 |  | 0 |  | -7.4516e-05 |  | 4.7649e-05
| 0.00010414 |  | 0.00010414 |  | 0.0003316 |  | 0 |  | 0.00027853 |  | 0.0072846 |  | 0.0072846 |  | 0.020118 |  | 0.13888 |  | 0 |  | 0.21541 |  | 0.00012641 |  | 0.015204 |  | #VALUE! |  | 7.2244e-06 |  | 7.4563e-05 |  | -2.1505e-05 |  | 0 |  | -0.00011678 |  | 1.9983e-05
| 6.6494e-05 |  | 6.6494e-05 |  | 0.00034597 |  | 0 |  | 0.00026789 |  | 0.0069778 |  | 0.0069778 |  | 0.019751 |  | 0.13717 |  | 0 |  | 0.21448 |  | 6.7124e-05 |  | 0.015318 |  | #VALUE! |  | 6.7929e-05 |  | 4.6768e-05 |  | -3.6169e-05 |  | 0 |  | -0.00018277 |  | 1.3048e-05
| 0.00010112 |  | 0.00010112 |  | 0.00030087 |  | 0 |  | 0.00021271 |  | 0.0067886 |  | 0.0067886 |  | 0.019277 |  | 0.13525 |  | 0 |  | 0.21417 |  | 6.7128e-05 |  | 0.015477 |  | #VALUE! |  | 7.365e-05 |  | 4.6766e-05 |  | -1.7963e-05 |  | 0 |  | -0.00016047 |  | -2.4229e-05
| 0.00013878 |  | 0.00013878 |  | 0.00026431 |  | 0 |  | 0.00019007 |  | 0.0067438 |  | 0.0067438 |  | 0.01881 |  | 0.13293 |  | 0 |  | 0.2152 |  | 0.0001033 |  | 0.015633 |  | #VALUE! |  | 7.2072e-05 |  | 4.6445e-05 |  | 4.2084e-06 |  | 0 |  | -0.00012058 |  | -5.3139e-05
| 0.00015654 |  | 0.00015654 |  | 0.00028526 |  | 0 |  | 0.00024402 |  | 0.0065593 |  | 0.0065593 |  | 0.0186 |  | 0.13059 |  | 0 |  | 0.2145 |  | 0.00010331 |  | 0.015768 |  | #VALUE! |  | 0.00019156 |  | 4.646e-05 |  | 4.5077e-05 |  | 0 |  | -9.2734e-05 |  | -8.4204e-05
| 0.00014022 |  | 0.00014022 |  | 0.0002296 |  | 0 |  | 0.00024102 |  | 0.006346 |  | 0.006346 |  | 0.018356 |  | 0.12839 |  | 0 |  | 0.21294 |  | 0.00010186 |  | 0.01599 |  | #VALUE! |  | 0.00011521 |  | 5.7838e-05 |  | 1.6392e-05 |  | 0 |  | -0.00013001 |  | -0.00010961
| 0.00010262 |  | 0.00010262 |  | 0.00023623 |  | 0 |  | 0.00017898 |  | 0.006221 |  | 0.006221 |  | 0.01794 |  | 0.12628 |  | 0 |  | 0.21204 |  | 0.00010187 |  | 0.016173 |  | #VALUE! |  | -0.00012092 |  | 5.7851e-05 |  | 3.4259e-05 |  | 0 |  | -5.4446e-05 |  | -3.2776e-05
| 0.00014038 |  | 0.00014038 |  | 0.00034607 |  | 0 |  | 0.00018769 |  | 0.0061277 |  | 0.0061277 |  | 0.017573 |  | 0.12424 |  | 0 |  | 0.21158 |  | 0.00010313 |  | 0.016382 |  | #VALUE! |  | -4.8156e-05 |  | 3.8374e-05 |  | 9.0536e-05 |  | 0 |  | 1.4218e-05 |  | 1.115e-05
| 9.3713e-05 |  | 9.3713e-05 |  | 0.00032957 |  | 0 |  | 0.00021302 |  | 0.006072 |  | 0.006072 |  | 0.017257 |  | 0.12244 |  | 0 |  | 0.21139 |  | 0.00010609 |  | 0.016636 |  | #VALUE! |  | 9.3852e-05 |  | 3.8372e-05 |  | 2.9458e-05 |  | 0 |  | -2.0941e-06 |  | 3.7365e-05
| 6.2175e-05 |  | 6.2175e-05 |  | 0.00034496 |  | 0 |  | 0.0002108 |  | 0.0059466 |  | 0.0059466 |  | 0.016993 |  | 0.1205 |  | 0 |  | 0.21039 |  | 6.3847e-05 |  | 0.016899 |  | #VALUE! |  | 0.00011962 |  | 4.6214e-05 |  | 1.2618e-05 |  | 0 |  | -0.00013968 |  | 4.0973e-06
| 8.3627e-05 |  | 8.3627e-05 |  | 0.00037049 |  | 0 |  | 0.00020799 |  | 0.0057824 |  | 0.0057824 |  | 0.016571 |  | 0.11884 |  | 0 |  | 0.20956 |  | 6.0903e-05 |  | 0.017146 |  | #VALUE! |  | 7.5864e-05 |  | 4.6226e-05 |  | 2.1642e-05 |  | 0 |  | -0.00016017 |  | 7.0309e-06
| 0.00010276 |  | 0.00010276 |  | 0.00035501 |  | 0 |  | 0.00020115 |  | 0.0057029 |  | 0.0057029 |  | 0.016181 |  | 0.11731 |  | 0 |  | 0.20971 |  | 0.00010654 |  | 0.017365 |  | #VALUE! |  | 0.0001525 |  | 5.6093e-05 |  | 3.9523e-05 |  | 0 |  | -1.1886e-05 |  | 5.9601e-05
| 9.5406e-05 |  | 9.5406e-05 |  | 0.0003539 |  | 0 |  | 0.00021253 |  | 0.0055399 |  | 0.0055399 |  | 0.016007 |  | 0.11605 |  | 0 |  | 0.21107 |  | 0.00010655 |  | 0.017602 |  | #VALUE! |  | 3.0531e-05 |  | 5.608e-05 |  | 1.8201e-05 |  | 0 |  | -4.3063e-05 |  | -2.9752e-06
| 6.9561e-05 |  | 6.9561e-05 |  | 0.00036166 |  | 0 |  | 0.00017141 |  | 0.0053564 |  | 0.0053564 |  | 0.015772 |  | 0.11495 |  | 0 |  | 0.21173 |  | 0.00013432 |  | 0.017877 |  | #VALUE! |  | -0.00014113 |  | 5.819e-05 |  | 2.2622e-05 |  | 0 |  | -9.3025e-05 |  | -1.5607e-05
| 0.00013748 |  | 0.00013748 |  | 0.0002907 |  | 0 |  | 0.00012898 |  | 0.0053662 |  | 0.0053662 |  | 0.015443 |  | 0.11376 |  | 0 |  | 0.21188 |  | 0.00013432 |  | 0.018138 |  | #VALUE! |  | 0.00010901 |  | 5.8172e-05 |  | 6.926e-05 |  | 0 |  | -7.2609e-05 |  | 2.691e-05
| 0.00015657 |  | 0.00015657 |  | 0.00026747 |  | 0 |  | 0.00017112 |  | 0.0053757 |  | 0.0053757 |  | 0.015221 |  | 0.11276 |  | 0 |  | 0.21232 |  | 0.00012948 |  | 0.018184 |  | #VALUE! |  | 0.00023616 |  | 5.3679e-05 |  | 1.427e-05 |  | 0 |  | -3.0838e-05 |  | 4.3384e-05
| 0.00014855 |  | 0.00014855 |  | 0.00030522 |  | 0 |  | 0.00020665 |  | 0.0052754 |  | 0.0052754 |  | 0.015103 |  | 0.11159 |  | 0 |  | 0.21219 |  | 0.00014611 |  | 0.018349 |  | #VALUE! |  | 8.9947e-07 |  | 5.3694e-05 |  | 2.2202e-05 |  | 0 |  | 1.366e-05 |  | 5.2589e-05
| 0.00018017 |  | 0.00018017 |  | 0.00032522 |  | 0 |  | 0.00018629 |  | 0.0051905 |  | 0.0051905 |  | 0.014953 |  | 0.11007 |  | 0 |  | 0.21222 |  | 0.00016553 |  | 0.018718 |  | #VALUE! |  | -4.2735e-05 |  | 5.4122e-05 |  | 8.5374e-05 |  | 0 |  | 3.6387e-05 |  | -1.3576e-05
| 0.0001702 |  | 0.0001702 |  | 0.00032194 |  | 0 |  | 0.00021031 |  | 0.0051301 |  | 0.0051301 |  | 0.014758 |  | 0.10838 |  | 0 |  | 0.2126 |  | 0.0001489 |  | 0.018943 |  | #VALUE! |  | 0.00016895 |  | 5.4122e-05 |  | 6.3813e-05 |  | 0 |  | 1.2474e-05 |  | -2.6653e-05
| 0.00011414 |  | 0.00011414 |  | 0.00029971 |  | 0 |  | 0.00025604 |  | 0.0049745 |  | 0.0049745 |  | 0.014569 |  | 0.10701 |  | 0 |  | 0.21262 |  | 0.00013164 |  | 0.019071 |  | #VALUE! |  | 0.00026915 |  | 4.2832e-05 |  | 3.8255e-05 |  | 0 |  | -9.7676e-05 |  | 1.7322e-05
| 0.00012222 |  | 0.00012222 |  | 0.00029023 |  | 0 |  | 0.00019651 |  | 0.0049091 |  | 0.0049091 |  | 0.014485 |  | 0.10591 |  | 0 |  | 0.21331 |  | 0.00019045 |  | 0.019194 |  | #VALUE! |  | 0.00025346 |  | 4.2822e-05 |  | 1.5533e-05 |  | 0 |  | -6.3647e-05 |  | 5.3073e-05
| 0.00014217 |  | 0.00014217 |  | 0.00037885 |  | 0 |  | 0.00015599 |  | 0.0048489 |  | 0.0048489 |  | 0.014377 |  | 0.10519 |  | 0 |  | 0.21469 |  | 0.00018333 |  | 0.019698 |  | #VALUE! |  | 0.0001626 |  | 3.5664e-05 |  | -2.5612e-05 |  | 0 |  | -5.9502e-05 |  | 2.4565e-05
| 0.00010706 |  | 0.00010706 |  | 0.00032898 |  | 0 |  | 0.00016749 |  | 0.0047106 |  | 0.0047106 |  | 0.014114 |  | 0.10429 |  | 0 |  | 0.21561 |  | 0.00012453 |  | 0.02014 |  | #VALUE! |  | 0.00028889 |  | 3.5664e-05 |  | -1.6907e-05 |  | 0 |  | -7.0898e-05 |  | -3.1221e-05
| 9.3676e-05 |  | 9.3676e-05 |  | 0.00022275 |  | 0 |  | 0.00021196 |  | 0.0045319 |  | 0.0045319 |  | 0.013816 |  | 0.10301 |  | 0 |  | 0.21624 |  | 0.00014335 |  | 0.02029 |  | #VALUE! |  | 0.00025304 |  | 6.7435e-05 |  | -5.4181e-05 |  | 0 |  | -8.1851e-05 |  | -2.9489e-05
| 0.00014987 |  | 0.00014987 |  | 0.00025774 |  | 0 |  | 0.00023949 |  | 0.0044474 |  | 0.0044474 |  | 0.013543 |  | 0.10189 |  | 0 |  | 0.21748 |  | 0.00014372 |  | 0.02056 |  | #VALUE! |  | 0.00027289 |  | 6.7435e-05 |  | -8.2691e-05 |  | 0 |  | -0.00014291 |  | -5.3201e-06
| 0.00015864 |  | 0.00015864 |  | 0.00027544 |  | 0 |  | 0.00022362 |  | 0.0044442 |  | 0.0044442 |  | 0.013272 |  | 0.10079 |  | 0 |  | 0.21833 |  | 0.00013758 |  | 0.020938 |  | #VALUE! |  | 0.00041409 |  | 6.0137e-05 |  | -9.1684e-06 |  | 0 |  | -0.00010811 |  | 2.4375e-05
| 0.00015011 |  | 0.00015011 |  | 0.00029519 |  | 0 |  | 0.00026527 |  | 0.0044458 |  | 0.0044458 |  | 0.012868 |  | 0.099655 |  | 0 |  | 0.21818 |  | 0.00017326 |  | 0.021249 |  | #VALUE! |  | 0.00015162 |  | 6.0137e-05 |  | 7.4489e-05 |  | 0 |  | -2.7873e-05 |  | 3.1811e-05
| 0.00012985 |  | 0.00012985 |  | 0.00022215 |  | 0 |  | 0.00023346 |  | 0.0043692 |  | 0.0043692 |  | 0.012489 |  | 0.098509 |  | 0 |  | 0.21833 |  | 0.00018618 |  | 0.021482 |  | #VALUE! |  | 1.6694e-05 |  | 2.9999e-05 |  | 2.9086e-05 |  | 0 |  | -0.00011753 |  | -4.2525e-05
| 0.00010344 |  | 0.00010344 |  | 0.00027118 |  | 0 |  | 0.0001903 |  | 0.0042374 |  | 0.0042374 |  | 0.012269 |  | 0.09776 |  | 0 |  | 0.22001 |  | 0.00018998 |  | 0.021645 |  | #VALUE! |  | 0.00017802 |  | 2.9999e-05 |  | -8.9281e-06 |  | 0 |  | -0.00015853 |  | -6.5144e-05
| 0.0001498 |  | 0.0001498 |  | 0.00030993 |  | 0 |  | 0.00022243 |  | 0.0041559 |  | 0.0041559 |  | 0.012027 |  | 0.096967 |  | 0 |  | 0.22204 |  | 0.0002173 |  | 0.021959 |  | #VALUE! |  | 0.00027463 |  | 5.9273e-05 |  | 2.5249e-05 |  | 0 |  | -0.00013008 |  | -3.427e-05
| 0.00017404 |  | 0.00017404 |  | 0.00027048 |  | 0 |  | 0.00021591 |  | 0.0040882 |  | 0.0040882 |  | 0.011772 |  | 0.09549 |  | 0 |  | 0.22258 |  | 0.0002276 |  | 0.022491 |  | #VALUE! |  | 0.0001304 |  | 5.9288e-05 |  | 4.7177e-05 |  | 0 |  | -0.00021236 |  | -4.1729e-05
| 0.00013293 |  | 0.00013293 |  | 0.00024171 |  | 0 |  | 0.00019009 |  | 0.0041017 |  | 0.0041017 |  | 0.011443 |  | 0.094126 |  | 0 |  | 0.22306 |  | 0.00020471 |  | 0.022874 |  | #VALUE! |  | -1.3432e-05 |  | 6.1452e-05 |  | 6.3561e-05 |  | 0 |  | -8.7527e-05 |  | 3.0507e-06
| 9.6046e-05 |  | 9.6046e-05 |  | 0.00021345 |  | 0 |  | 0.00020034 |  | 0.0040362 |  | 0.0040362 |  | 0.01127 |  | 0.09297 |  | 0 |  | 0.22329 |  | 0.00021095 |  | 0.02308 |  | #VALUE! |  | 1.0344e-05 |  | 6.1435e-05 |  | 3.6627e-05 |  | 0 |  | -2.3719e-05 |  | -7.0688e-06
| 0.00014733 |  | 0.00014733 |  | 0.00029429 |  | 0 |  | 0.00020535 |  | 0.0039836 |  | 0.0039836 |  | 0.011184 |  | 0.091958 |  | 0 |  | 0.22323 |  | 0.00023335 |  | 0.023245 |  | #VALUE! |  | 9.5928e-05 |  | 5.9768e-05 |  | 2.6997e-05 |  | 0 |  | 2.3882e-05 |  | -1.7387e-05
| 0.00012443 |  | 0.00012443 |  | 0.00031716 |  | 0 |  | 0.00020151 |  | 0.0039206 |  | 0.0039206 |  | 0.010999 |  | 0.090833 |  | 0 |  | 0.22348 |  | 0.00026003 |  | 0.023628 |  | #VALUE! |  | 0.00023808 |  | 5.9752e-05 |  | 2.126e-05 |  | 0 |  | -4.4318e-05 |  | -2.9016e-05
| 7.9847e-05 |  | 7.9847e-05 |  | 0.00027621 |  | 0 |  | 0.00020614 |  | 0.0037915 |  | 0.0037915 |  | 0.010815 |  | 0.089543 |  | 0 |  | 0.22325 |  | 0.00024277 |  | 0.023891 |  | #VALUE! |  | 0.00017902 |  | 4.9438e-05 |  | 1.3649e-05 |  | 0 |  | -0.00020083 |  | -6.5543e-05
| 0.00012155 |  | 0.00012155 |  | 0.00031886 |  | 0 |  | 0.0002194 |  | 0.0036771 |  | 0.0036771 |  | 0.010657 |  | 0.08821 |  | 0 |  | 0.22345 |  | 0.00021076 |  | 0.024092 |  | #VALUE! |  | 0.00013602 |  | 4.9423e-05 |  | 8.736e-06 |  | 0 |  | -0.00010803 |  | -4.0575e-05
| 0.00015032 |  | 0.00015032 |  | 0.00031777 |  | 0 |  | 0.00021074 |  | 0.0036615 |  | 0.0036615 |  | 0.010568 |  | 0.08722 |  | 0 |  | 0.22429 |  | 0.00025827 |  | 0.024664 |  | #VALUE! |  | 0.0002659 |  | 6.8507e-05 |  | 1.9264e-05 |  | 0 |  | 7.8907e-07 |  | 1.8783e-05
| 0.00014824 |  | 0.00014824 |  | 0.00029792 |  | 0 |  | 0.00020763 |  | 0.0036395 |  | 0.0036395 |  | 0.010433 |  | 0.086278 |  | 0 |  | 0.22426 |  | 0.00028068 |  | 0.024907 |  | #VALUE! |  | 0.00022694 |  | 6.8507e-05 |  | -2.208e-06 |  | 0 |  | -3.548e-05 |  | 4.9043e-05
| 0.00011706 |  | 0.00011706 |  | 0.00037764 |  | 0.00057 |  | 0.0001942 |  | 0.0035696 |  | 0.0035696 |  | 0.010284 |  | 0.085269 |  | 0 |  | 0.22359 |  | 0.0002181 |  | 0.02533 |  | #VALUE! |  | 0.00027741 |  | 3.7434e-05 |  | -2.3082e-05 |  | 0 |  | -9.5305e-05 |  | 2.4607e-05
| 8.9785e-05 |  | 8.9785e-05 |  | 0.00037101 |  | 0.00057 |  | 0.00016301 |  | 0.0035337 |  | 0.0035337 |  | 0.010191 |  | 0.084276 |  | 0 |  | 0.22358 |  | 0.00023725 |  | 0.025779 |  | #VALUE! |  | 0.00017811 |  | 3.7423e-05 |  | 3.0818e-06 |  | 0 |  | -7.8613e-05 |  | -1.9808e-05
| 0.00013567 |  | 0.00013567 |  | 0.00031453 |  | 0 |  | 0.00016018 |  | 0.0035057 |  | 0.0035057 |  | 0.010004 |  | 0.083218 |  | 0 |  | 0.22413 |  | 0.00030651 |  | 0.026094 |  | #VALUE! |  | -3.6187e-05 |  | 5.9581e-05 |  | 6.593e-06 |  | 0 |  | -3.8893e-05 |  | -4.2176e-05
| 0.00014526 |  | 0.00014526 |  | 0.00039314 |  | 0 |  | 0.00019826 |  | 0.0034012 |  | 0.0034012 |  | 0.0097679 |  | 0.081799 |  | 0 |  | 0.22336 |  | 0.00029592 |  | 0.026421 |  | #VALUE! |  | -3.5179e-05 |  | 5.9581e-05 |  | -2.6845e-05 |  | 0 |  | -3.4002e-05 |  | -4.2169e-05
| 9.6157e-05 |  | 9.6157e-05 |  | 0.00038219 |  | 0 |  | 0.00019986 |  | 0.0032408 |  | 0.0032408 |  | 0.0095772 |  | 0.080495 |  | 0 |  | 0.22238 |  | 0.00026946 |  | 0.026787 |  | #VALUE! |  | -0.00012051 |  | 4.5253e-05 |  | -5.843e-05 |  | 0 |  | -6.8641e-05 |  | -1.6905e-05
| 9.9646e-05 |  | 9.9646e-05 |  | 0.00033114 |  | 0 |  | 0.00014549 |  | 0.0032656 |  | 0.0032656 |  | 0.0094017 |  | 0.079409 |  | 0 |  | 0.22195 |  | 0.00029959 |  | 0.027255 |  | #VALUE! |  | -0.00013089 |  | 4.5251e-05 |  | -1.6204e-05 |  | 0 |  | -0.00011931 |  | 9.9743e-06
| 9.2858e-05 |  | 9.2858e-05 |  | 0.00029134 |  | 0 |  | 0.00014705 |  | 0.0032604 |  | 0.0032604 |  | 0.0092443 |  | 0.078321 |  | 0 |  | 0.2215 |  | 0.00035123 |  | 0.027607 |  | #VALUE! |  | -2.8466e-05 |  | 3.8864e-05 |  | 9.7062e-06 |  | 0 |  | -0.00011454 |  | 9.4539e-07
| 0.00010133 |  | 0.00010133 |  | 0.00027473 |  | 0 |  | 0.00017605 |  | 0.0031687 |  | 0.0031687 |  | 0.009091 |  | 0.077099 |  | 0 |  | 0.22148 |  | 0.00033784 |  | 0.028055 |  | #VALUE! |  | -8.6217e-05 |  | 3.8866e-05 |  | -2.9716e-05 |  | 0 |  | -6.0751e-05 |  | -2.2467e-05
| 0.00011908 |  | 0.00011908 |  | 0.00027363 |  | 0 |  | 0.00020551 |  | 0.0030787 |  | 0.0030787 |  | 0.008971 |  | 0.075862 |  | 0 |  | 0.22125 |  | 0.00031936 |  | 0.02854 |  | #VALUE! |  | -3.9776e-05 |  | 6.0459e-05 |  | -6.3496e-05 |  | 0 |  | -6.3073e-05 |  | -1.9331e-05
| 0.0001397 |  | 0.0001397 |  | 0.00033465 |  | 0 |  | 0.00019736 |  | 0.0030212 |  | 0.0030212 |  | 0.0088215 |  | 0.074629 |  | 0 |  | 0.22055 |  | 0.00033664 |  | 0.028906 |  | #VALUE! |  | 0.00026623 |  | 6.0462e-05 |  | 1.1614e-06 |  | 0 |  | -1.6461e-05 |  | 2.3459e-05
| 0.00019484 |  | 0.00019484 |  | 0.00036114 |  | 0 |  | 0.00020215 |  | 0.0030309 |  | 0.0030309 |  | 0.0086283 |  | 0.073451 |  | 0 |  | 0.22085 |  | 0.00043949 |  | 0.0292 |  | #VALUE! |  | 0.00032783 |  | 6.2122e-05 |  | 5.5958e-06 |  | 0 |  | 1.8822e-05 |  | 3.9286e-05
| 0.00014322 |  | 0.00014322 |  | 0.00026813 |  | 0 |  | 0.00024261 |  | 0.0029152 |  | 0.0029152 |  | 0.0084264 |  | 0.072576 |  | 0 |  | 0.22155 |  | 0.00043059 |  | 0.029384 |  | #VALUE! |  | 4.4576e-05 |  | 6.2142e-05 |  | -3.183e-05 |  | 0 |  | -8.992e-05 |  | 2.5716e-05
| 9.1222e-05 |  | 9.1222e-05 |  | 0.00021271 |  | 0.00028135 |  | 0.00021302 |  | 0.0029051 |  | 0.0029051 |  | 0.0082349 |  | 0.07167 |  | 0 |  | 0.2213 |  | 0.00037054 |  | 0.029787 |  | #VALUE! |  | 0.00015518 |  | 6.538e-05 |  | 8.925e-06 |  | 0 |  | -6.5907e-05 |  | 4.7748e-05
| 0.00014905 |  | 0.00014905 |  | 0.00014553 |  | 0.00028135 |  | 0.00015175 |  | 0.002906 |  | 0.002906 |  | 0.0081757 |  | 0.070827 |  | 0 |  | 0.22173 |  | 0.00039806 |  | 0.030437 |  | #VALUE! |  | 0.00025095 |  | 6.54e-05 |  | 1.3974e-05 |  | 0 |  | -3.0173e-05 |  | 5.2334e-05
| 0.00014233 |  | 0.00014233 |  | 0.00017212 |  | 0 |  | 0.00014334 |  | 0.0028585 |  | 0.0028585 |  | 0.008152 |  | 0.070119 |  | 0 |  | 0.22362 |  | 0.00042553 |  | 0.030863 |  | #VALUE! |  | 0.00014677 |  | 7.7672e-05 |  | 6.8056e-06 |  | 0 |  | -6.787e-05 |  | 4.5028e-05
| 0.00012145 |  | 0.00012145 |  | 0.00025597 |  | 0 |  | 0.0001531 |  | 0.002849 |  | 0.002849 |  | 0.0080244 |  | 0.069434 |  | 0 |  | 0.22489 |  | 0.00049175 |  | 0.031273 |  | #VALUE! |  | 0.00010239 |  | 7.7655e-05 |  | -1.4255e-05 |  | 0 |  | -6.682e-05 |  | 5.8376e-05
| 0.00012282 |  | 0.00012282 |  | 0.00029483 |  | 0 |  | 0.00019124 |  | 0.0027498 |  | 0.0027498 |  | 0.0078673 |  | 0.068555 |  | 0 |  | 0.225 |  | 0.00048232 |  | 0.031688 |  | #VALUE! |  | 0.00015132 |  | 6.6024e-05 |  | -3.942e-06 |  | 0 |  | -5.4644e-05 |  | 1.3268e-05
| 0.00010537 |  | 0.00010537 |  | 0.00031692 |  | 0 |  | 0.0001815 |  | 0.0026952 |  | 0.0026952 |  | 0.0077355 |  | 0.067651 |  | 0 |  | 0.22496 |  | 0.0004578 |  | 0.032173 |  | #VALUE! |  | 0.00029408 |  | 6.6044e-05 |  | 2.1353e-05 |  | 0 |  | -0.00010485 |  | -4.4767e-05
| 0.00012091 |  | 0.00012091 |  | 0.00030038 |  | 0 |  | 0.00015501 |  | 0.0026548 |  | 0.0026548 |  | 0.0075676 |  | 0.066904 |  | 0 |  | 0.22498 |  | 0.000486 |  | 0.032605 |  | #VALUE! |  | 0.00014375 |  | 7.7454e-05 |  | 5.6699e-06 |  | 0 |  | -0.00011812 |  | -3.7304e-05
| 0.00011573 |  | 0.00011573 |  | 0.00029483 |  | 0 |  | 0.00019021 |  | 0.0025638 |  | 0.0025638 |  | 0.0073702 |  | 0.065949 |  | 0 |  | 0.22513 |  | 0.00052603 |  | 0.032992 |  | #VALUE! |  | 0.00011181 |  | 7.7451e-05 |  | 5.0741e-05 |  | 0 |  | -4.5135e-05 |  | 1.0402e-05
| 9.0555e-05 |  | 9.0555e-05 |  | 0.00037796 |  | 0 |  | 0.00016549 |  | 0.0025059 |  | 0.0025059 |  | 0.0072205 |  | 0.064846 |  | 0 |  | 0.22535 |  | 0.00053712 |  | 0.033422 |  | #VALUE! |  | 0.00030765 |  | 5.1573e-05 |  | 4.648e-05 |  | 0 |  | -5.0309e-05 |  | -4.2082e-05
| 8.7466e-05 |  | 8.7466e-05 |  | 0.000335 |  | 0 |  | 0.00016391 |  | 0.0025624 |  | 0.0025624 |  | 0.0070967 |  | 0.063999 |  | 0 |  | 0.22513 |  | 0.00053226 |  | 0.033892 |  | #VALUE! |  | 0.00023725 |  | 5.1559e-05 |  | 2.3055e-05 |  | 0 |  | -5.5759e-05 |  | -4.831e-05
| 7.3994e-05 |  | 7.3994e-05 |  | 0.0003338 |  | 0 |  | 0.0001604 |  | 0.0025324 |  | 0.0025324 |  | 0.0069603 |  | 0.063309 |  | 0 |  | 0.22484 |  | 0.00053508 |  | 0.034268 |  | #VALUE! |  | 0.0001789 |  | 7.2353e-05 |  | -9.1547e-06 |  | 0 |  | -0.00011595 |  | 1.4422e-05
| 8.2479e-05 |  | 8.2479e-05 |  | 0.00037585 |  | 0 |  | 0.00013028 |  | 0.0024071 |  | 0.0024071 |  | 0.0068002 |  | 0.062606 |  | 0 |  | 0.22534 |  | 0.00059625 |  | 0.034664 |  | #VALUE! |  | 0.00025284 |  | 7.2357e-05 |  | -7.8057e-06 |  | 0 |  | -0.00012263 |  | -1.935e-06
| 0.00010202 |  | 0.00010202 |  | 0.00027828 |  | 0 |  | 0.0001329 |  | 0.0024151 |  | 0.0024151 |  | 0.0066244 |  | 0.061864 |  | 0 |  | 0.22606 |  | 0.00062874 |  | 0.035233 |  | #VALUE! |  | 0.00015314 |  | 6.0086e-05 |  | 2.2408e-05 |  | 0 |  | -9.7889e-05 |  | -9.6312e-06
| 0.00011237 |  | 0.00011237 |  | 0.00019334 |  | 0 |  | 0.00014883 |  | 0.002441 |  | 0.002441 |  | 0.0064834 |  | 0.06094 |  | 0 |  | 0.22567 |  | 0.00060227 |  | 0.035576 |  | #VALUE! |  | 0.00021789 |  | 6.0084e-05 |  | 9.7751e-06 |  | 0 |  | -8.309e-05 |  | 4.7007e-05
| 0.0001052 |  | 0.0001052 |  | 0.00017005 |  | 0 |  | 0.00011183 |  | 0.0023422 |  | 0.0023422 |  | 0.0063955 |  | 0.059836 |  | 0 |  | 0.22429 |  | 0.00062914 |  | 0.036049 |  | #VALUE! |  | 0.0002724 |  | 6.5361e-05 |  | 1.8623e-05 |  | 0 |  | -2.0087e-05 |  | 5.9568e-05
| 8.6068e-05 |  | 8.6068e-05 |  | 0.00027171 |  | 0 |  | 0.00013051 |  | 0.002292 |  | 0.002292 |  | 0.0062664 |  | 0.058843 |  | 0 |  | 0.22379 |  | 0.00063655 |  | 0.036612 |  | #VALUE! |  | 0.00041457 |  | 6.5344e-05 |  | 4.776e-05 |  | 0 |  | -4.7736e-05 |  | 6.5878e-06
| 0.00012145 |  | 0.00012145 |  | 0.00037031 |  | 0 |  | 0.00015342 |  | 0.0022999 |  | 0.0022999 |  | 0.0061399 |  | 0.058008 |  | 0 |  | 0.22394 |  | 0.00063021 |  | 0.036946 |  | #VALUE! |  | 0.00060991 |  | 5.1128e-05 |  | 6.2119e-05 |  | 0 |  | -6.3568e-05 |  | -1.7253e-05
| 0.00013207 |  | 0.00013207 |  | 0.0002778 |  | 0 |  | 0.00013569 |  | 0.0022558 |  | 0.0022558 |  | 0.0060826 |  | 0.057133 |  | 0 |  | 0.22371 |  | 0.00068219 |  | 0.037359 |  | #VALUE! |  | 0.00052453 |  | 5.1128e-05 |  | 2.4707e-05 |  | 0 |  | -5.7693e-05 |  | 1.988e-07
| 6.9021e-05 |  | 6.9021e-05 |  | 0.0002767 |  | 0 |  | 0.00012103 |  | 0.0022267 |  | 0.0022267 |  | 0.0060013 |  | 0.05624 |  | 0 |  | 0.22378 |  | 0.00071995 |  | 0.037885 |  | #VALUE! |  | 0.00050027 |  | 5.8137e-05 |  | 2.4396e-05 |  | 0 |  | -0.00010816 |  | -1.5999e-05
| 4.9936e-05 |  | 4.9936e-05 |  | 0.00031701 |  | 0 |  | 0.00011889 |  | 0.0021873 |  | 0.0021873 |  | 0.0058705 |  | 0.055372 |  | 0 |  | 0.22421 |  | 0.00073511 |  | 0.038436 |  | #VALUE! |  | 0.00023082 |  | 5.8119e-05 |  | -1.0157e-05 |  | 0 |  | -0.00010273 |  | -2.5847e-05
| 9.0206e-05 |  | 9.0206e-05 |  | 0.00032921 |  | 0 |  | 0.00013812 |  | 0.0021002 |  | 0.0021002 |  | 0.0057903 |  | 0.054609 |  | 0 |  | 0.22374 |  | 0.00076575 |  | 0.038942 |  | #VALUE! |  | -7.6625e-05 |  | 4.5484e-05 |  | -2.6107e-05 |  | 0 |  | -8.3815e-05 |  | 1.2535e-07
| 0.00013869 |  | 0.00013869 |  | 0.00031813 |  | 0 |  | 0.00018041 |  | 0.0021587 |  | 0.0021587 |  | 0.0057255 |  | 0.053712 |  | 0 |  | 0.22277 |  | 0.00083707 |  | 0.039146 |  | #VALUE! |  | 3.2393e-05 |  | 4.5484e-05 |  | 3.7353e-05 |  | 0 |  | -2.484e-05 |  | 6.0345e-06
| 0.00014679 |  | 0.00014679 |  | 0.00022045 |  | 0 |  | 0.00019718 |  | 0.002114 |  | 0.002114 |  | 0.0056421 |  | 0.052807 |  | 0 |  | 0.22223 |  | 0.00081002 |  | 0.039626 |  | #VALUE! |  | 0.0001502 |  | 5.1046e-05 |  | 3.8882e-05 |  | 0 |  | -6.6809e-05 |  | -4.6528e-05
| 0.00016167 |  | 0.00016167 |  | 0.00020145 |  | 0 |  | 0.0001791 |  | 0.0020058 |  | 0.0020058 |  | 0.0055937 |  | 0.052106 |  | 0 |  | 0.22189 |  | 0.00077586 |  | 0.040388 |  | #VALUE! |  | 0.00012787 |  | 5.1046e-05 |  | 7.3377e-06 |  | 0 |  | -8.2974e-05 |  | -3.4287e-05
| 0.00013276 |  | 0.00013276 |  | 0.00028908 |  | 0 |  | 0.00017503 |  | 0.0020253 |  | 0.0020253 |  | 0.0055314 |  | 0.051603 |  | 0 |  | 0.22178 |  | 0.00082325 |  | 0.040757 |  | #VALUE! |  | 5.3485e-05 |  | 6.4666e-05 |  | 2.1754e-05 |  | 0 |  | 2.683e-05 |  | 3.8755e-05
| 7.6752e-05 |  | 7.6752e-05 |  | 0.00040489 |  | 0 |  | 0.00016794 |  | 0.0020032 |  | 0.0020032 |  | 0.0054574 |  | 0.051 |  | 0 |  | 0.22226 |  | 0.00084194 |  | 0.040992 |  | #VALUE! |  | -1.805e-05 |  | 6.4649e-05 |  | 1.0059e-05 |  | 0 |  | -2.0293e-05 |  | 4.125e-05
| 6.4184e-05 |  | 6.4184e-05 |  | 0.00036951 |  | 0 |  | 0.00012511 |  | 0.0019304 |  | 0.0019304 |  | 0.0053955 |  | 0.050429 |  | 0 |  | 0.22218 |  | 0.00090935 |  | 0.041723 |  | #VALUE! |  | 7.1596e-05 |  | 4.5957e-05 |  | 7.9624e-06 |  | 0 |  | -9.8709e-05 |  | 1.0513e-05
| 0.00012841 |  | 0.00012841 |  | 0.0003339 |  | 0 |  | 0.00012236 |  | 0.0019148 |  | 0.0019148 |  | 0.0052991 |  | 0.049849 |  | 0 |  | 0.22211 |  | 0.00097036 |  | 0.042279 |  | #VALUE! |  | 0.00015818 |  | 4.5957e-05 |  | 4.7439e-05 |  | 0 |  | -3.9155e-05 |  | 4.3889e-05
| 0.00017104 |  | 0.00017104 |  | 0.00024957 |  | 0 |  | 0.0001855 |  | 0.0018835 |  | 0.0018835 |  | 0.0052147 |  | 0.049256 |  | 0 |  | 0.2229 |  | 0.00098413 |  | 0.04273 |  | #VALUE! |  | 0.00024446 |  | 7.5333e-05 |  | 3.1913e-05 |  | 0 |  | 2.0467e-05 |  | 5.5258e-05
| 0.0001465 |  | 0.0001465 |  | 0.00019067 |  | 0 |  | 0.00018903 |  | 0.0018843 |  | 0.0018843 |  | 0.0051426 |  | 0.04861 |  | 0 |  | 0.22319 |  | 0.0010004 |  | 0.043199 |  | #VALUE! |  | 0.00021523 |  | 7.5313e-05 |  | 3.6425e-05 |  | 0 |  | -2.8894e-06 |  | 2.6556e-05
| 0.00013746 |  | 0.00013746 |  | 0.00024623 |  | 0 |  | 0.00016772 |  | 0.0018892 |  | 0.0018892 |  | 0.0050554 |  | 0.04796 |  | 0 |  | 0.22341 |  | 0.0010338 |  | 0.043518 |  | #VALUE! |  | 0.00015031 |  | 6.798e-05 |  | 2.3755e-05 |  | 0 |  | -4.408e-05 |  | 4.2082e-05
| 0.00016209 |  | 0.00016209 |  | 0.00023868 |  | 0 |  | 0.0002185 |  | 0.0018381 |  | 0.0018381 |  | 0.0049576 |  | 0.047302 |  | 0 |  | 0.22375 |  | 0.0010739 |  | 0.044154 |  | #VALUE! |  | 0.00017628 |  | 6.7977e-05 |  | 1.0978e-06 |  | 0 |  | 5.3871e-05 |  | 4.9914e-05
| 0.00013981 |  | 0.00013981 |  | 0.00022205 |  | 0 |  | 0.00021496 |  | 0.0018415 |  | 0.0018415 |  | 0.0048673 |  | 0.046566 |  | 0 |  | 0.22347 |  | 0.0011163 |  | 0.044852 |  | #VALUE! |  | 0.00023829 |  | 6.1494e-05 |  | 3.5252e-05 |  | 0 |  | 3.7614e-05 |  | 4.2824e-05
| 9.6216e-05 |  | 9.6216e-05 |  | 0.00025362 |  | 0 |  | 0.00016489 |  | 0.0017693 |  | 0.0017693 |  | 0.0047918 |  | 0.045788 |  | 0 |  | 0.22294 |  | 0.0011526 |  | 0.045441 |  | #VALUE! |  | 0.00013153 |  | 6.1494e-05 |  | 4.1232e-05 |  | 0 |  | -0.00010087 |  | 3.7543e-05
| 9.6249e-05 |  | 9.6249e-05 |  | 0.00030143 |  | 0 |  | 0.00014935 |  | 0.001707 |  | 0.001707 |  | 0.0046808 |  | 0.045107 |  | 0 |  | 0.22257 |  | 0.0012289 |  | 0.045992 |  | #VALUE! |  | 0.00011011 |  | 8.5471e-05 |  | 4.6853e-05 |  | 0 |  | -5.0718e-05 |  | 3.5853e-05
| 0.00011358 |  | 0.00011358 |  | 0.00022382 |  | 0 |  | 0.00015703 |  | 0.0016908 |  | 0.0016908 |  | 0.0045689 |  | 0.044372 |  | 0 |  | 0.22242 |  | 0.0012486 |  | 0.046142 |  | #VALUE! |  | 0.00027177 |  | 8.5448e-05 |  | 2.6878e-05 |  | 0 |  | 7.247e-06 |  | 4.5775e-05
| 0.00015963 |  | 0.00015963 |  | 0.00025158 |  | 0 |  | 0.00019533 |  | 0.0016485 |  | 0.0016485 |  | 0.0044754 |  | 0.043656 |  | 0 |  | 0.22233 |  | 0.001257 |  | 0.046575 |  | #VALUE! |  | 0.00038459 |  | 5.3947e-05 |  | 3.1365e-06 |  | 0 |  | -2.8635e-05 |  | 8.3173e-06
| 0.00013865 |  | 0.00013865 |  | 0.00036738 |  | 0 |  | 0.00016983 |  | 0.0016106 |  | 0.0016106 |  | 0.004418 |  | 0.04302 |  | 0 |  | 0.22264 |  | 0.0013148 |  | 0.047239 |  | #VALUE! |  | 0.000464 |  | 5.3945e-05 |  | 3.2194e-05 |  | 0 |  | -8.6004e-05 |  | -2.6802e-05
| 0.00011204 |  | 0.00011204 |  | 0.00027416 |  | 0 |  | 0.00013081 |  | 0.001613 |  | 0.001613 |  | 0.0043529 |  | 0.042435 |  | 0 |  | 0.22347 |  | 0.0013324 |  | 0.04774 |  | #VALUE! |  | 0.00012988 |  | 5.6932e-05 |  | 1.3669e-05 |  | 0 |  | -7.9306e-05 |  | 2.3299e-05
| 0.00011546 |  | 0.00011546 |  | 0.00027311 |  | 0 |  | 0.00013401 |  | 0.0016423 |  | 0.0016423 |  | 0.0042715 |  | 0.041871 |  | 0 |  | 0.2238 |  | 0.0013697 |  | 0.0484 |  | #VALUE! |  | -8.118e-05 |  | 5.695e-05 |  | -2.6205e-06 |  | 0 |  | -9.2155e-05 |  | 4.9326e-06
| 0.0001039 |  | 0.0001039 |  | 0.00025733 |  | 0 |  | 0.0001428 |  | 0.0015732 |  | 0.0015732 |  | 0.0042067 |  | 0.04122 |  | 0 |  | 0.22387 |  | 0.0014098 |  | 0.048775 |  | #VALUE! |  | 0.00010682 |  | 6.8662e-05 |  | 1.8263e-05 |  | 0 |  | -0.00011296 |  | -3.8816e-05
| 0.00010507 |  | 0.00010507 |  | 0.00016096 |  | 0 |  | 0.00014032 |  | 0.0015103 |  | 0.0015103 |  | 0.0041494 |  | 0.040502 |  | 0 |  | 0.22414 |  | 0.0014391 |  | 0.04903 |  | #VALUE! |  | 0.00023571 |  | 6.8644e-05 |  | 2.1347e-05 |  | 0 |  | -5.5476e-05 |  | 8.2887e-06
| 0.00010938 |  | 0.00010938 |  | 0.00025781 |  | 0 |  | 0.00013575 |  | 0.0015282 |  | 0.0015282 |  | 0.0040848 |  | 0.03986 |  | 0 |  | 0.22415 |  | 0.0014683 |  | 0.049613 |  | #VALUE! |  | 0.00021106 |  | 7.1725e-05 |  | 1.4113e-05 |  | 0 |  | -3.2884e-05 |  | 3.3219e-05
| 0.00012018 |  | 0.00012018 |  | 0.00032974 |  | 0 |  | 0.00012159 |  | 0.0014959 |  | 0.0014959 |  | 0.0040052 |  | 0.039303 |  | 0 |  | 0.22485 |  | 0.0015477 |  | 0.050185 |  | #VALUE! |  | 6.0677e-05 |  | 7.1741e-05 |  | -3.5134e-05 |  | 0 |  | -6.1506e-05 |  | 1.8756e-05
| 0.0001382 |  | 0.0001382 |  | 0.00033861 |  | 0 |  | 0.00017018 |  | 0.0014239 |  | 0.0014239 |  | 0.0039569 |  | 0.038855 |  | 0 |  | 0.22524 |  | 0.0015797 |  | 0.050713 |  | #VALUE! |  | 0.00011571 |  | 5.1303e-05 |  | -1.0027e-05 |  | 0 |  | -0.00012172 |  | -1.5398e-05
| 8.2588e-05 |  | 8.2588e-05 |  | 0.00035315 |  | 0 |  | 0.0001966 |  | 0.0013969 |  | 0.0013969 |  | 0.0039041 |  | 0.038333 |  | 0 |  | 0.22457 |  | 0.0015922 |  | 0.051344 |  | #VALUE! |  | 0.00018837 |  | 5.1318e-05 |  | 4.904e-05 |  | 0 |  | -0.00012765 |  | -1.1412e-05
| 3.8584e-05 |  | 3.8584e-05 |  | 0.00028976 |  | 0 |  | 0.00014663 |  | 0.0013675 |  | 0.0013675 |  | 0.003834 |  | 0.037715 |  | 0 |  | 0.22388 |  | 0.0016917 |  | 0.051825 |  | #VALUE! |  | 2.7118e-05 |  | 6.33e-05 |  | 2.1342e-05 |  | 0 |  | -0.00014766 |  | 2.5055e-05
| 8.8634e-05 |  | 8.8634e-05 |  | 0.00026653 |  | 0 |  | 0.0001394 |  | 0.0013647 |  | 0.0013647 |  | 0.0037774 |  | 0.037167 |  | 0 |  | 0.22412 |  | 0.0017594 |  | 0.052109 |  | #VALUE! |  | -0.00015184 |  | 6.3303e-05 |  | 4.2724e-05 |  | 0 |  | -0.00013723 |  | 2.5709e-05
| 0.00013265 |  | 0.00013265 |  | 0.00018783 |  | 0 |  | 0.00014401 |  | 0.0014526 |  | 0.0014526 |  | 0.0037092 |  | 0.036678 |  | 0 |  | 0.22487 |  | 0.0018059 |  | 0.052688 |  | #VALUE! |  | 2.1536e-05 |  | 7.2208e-05 |  | 5.5195e-05 |  | 0 |  | -4.9358e-05 |  | 1.5233e-05
| 0.00011761 |  | 0.00011761 |  | 0.00021781 |  | 0 |  | 0.00017216 |  | 0.0014377 |  | 0.0014377 |  | 0.0036487 |  | 0.03625 |  | 0 |  | 0.22482 |  | 0.0018479 |  | 0.053142 |  | #VALUE! |  | 0.00020504 |  | 7.2211e-05 |  | 2.7353e-05 |  | 0 |  | -4.4243e-05 |  | 1.9115e-05
| 8.8466e-05 |  | 8.8466e-05 |  | 0.0003188 |  | 0 |  | 0.00014736 |  | 0.0013482 |  | 0.0013482 |  | 0.003603 |  | 0.035749 |  | 0 |  | 0.2246 |  | 0.0018745 |  | 0.053507 |  | #VALUE! |  | 0.00034688 |  | 6.4603e-05 |  | -1.7995e-05 |  | 0 |  | -0.00013003 |  | 1.1347e-08
| 8.7363e-05 |  | 8.7363e-05 |  | 0.00026017 |  | 0 |  | 0.00012303 |  | 0.0013286 |  | 0.0013286 |  | 0.0035506 |  | 0.035231 |  | 0 |  | 0.22432 |  | 0.0019614 |  | 0.054022 |  | #VALUE! |  | 0.00040995 |  | 6.4605e-05 |  | -1.6155e-05 |  | 0 |  | -0.00018212 |  | -1.0775e-05
| 8.2467e-05 |  | 8.2467e-05 |  | 0.00027246 |  | 0 |  | 0.00011974 |  | 0.0013165 |  | 0.0013165 |  | 0.0035054 |  | 0.034747 |  | 0 |  | 0.2242 |  | 0.0020463 |  | 0.05455 |  | #VALUE! |  | 0.00026021 |  | 7.2095e-05 |  | 2.0699e-05 |  | 0 |  | -0.00013379 |  | 2.6862e-05
| 8.5269e-05 |  | 8.5269e-05 |  | 0.0002957 |  | 0 |  | 0.00010022 |  | 0.0012978 |  | 0.0012978 |  | 0.0034703 |  | 0.034248 |  | 0 |  | 0.22447 |  | 0.0021068 |  | 0.055033 |  | #VALUE! |  | 1.5524e-05 |  | 7.7414e-05 |  | 1.9129e-05 |  | 0 |  | -0.00010029 |  | 2.9897e-05
| 0.00012613 |  | 0.00012613 |  | 0.00032679 |  | 0 |  | 0.00012265 |  | 0.0013171 |  | 0.0013171 |  | 0.0034286 |  | 0.033632 |  | 0 |  | 0.22364 |  | 0.0021614 |  | 0.055608 |  | #VALUE! |  | -1.7162e-05 |  | 7.9845e-05 |  | 1.6955e-05 |  | 0 |  | -2.6614e-05 |  | 2.76e-06
| 0.00011291 |  | 0.00011291 |  | 0.00021575 |  | 0 |  | 0.00015968 |  | 0.0013075 |  | 0.0013075 |  | 0.0033915 |  | 0.033071 |  | 0 |  | 0.22268 |  | 0.0022155 |  | 0.056319 |  | #VALUE! |  | 0.00011181 |  | 7.4552e-05 |  | 4.653e-06 |  | 0 |  | -3.9466e-05 |  | 6.4463e-06
| 9.9243e-05 |  | 9.9243e-05 |  | 0.00021359 |  | 0 |  | 0.00016813 |  | 0.0012194 |  | 0.0012194 |  | 0.0033442 |  | 0.032538 |  | 0 |  | 0.22296 |  | 0.0023102 |  | 0.056608 |  | #VALUE! |  | 6.1254e-05 |  | 7.2777e-05 |  | 5.1099e-06 |  | 0 |  | -0.00011381 |  | 6.902e-06
| 0.0001291 |  | 0.0001291 |  | 0.00027733 |  | 0 |  | 0.00016047 |  | 0.0012289 |  | 0.0012289 |  | 0.0032983 |  | 0.031995 |  | 0 |  | 0.2229 |  | 0.0023956 |  | 0.057017 |  | #VALUE! |  | 0.00011661 |  | 7.2774e-05 |  | 3.6911e-05 |  | 0 |  | -0.00012034 |  | -4.1512e-05
| 9.5091e-05 |  | 9.5091e-05 |  | 0.00022407 |  | 0 |  | 0.00018358 |  | 0.0012331 |  | 0.0012331 |  | 0.0032505 |  | 0.031518 |  | 0 |  | 0.22199 |  | 0.0024248 |  | 0.057946 |  | #VALUE! |  | 0.00020358 |  | 9.1827e-05 |  | -2.0956e-05 |  | 0 |  | -0.00012841 |  | -5.1936e-05
| 6.5099e-05 |  | 6.5099e-05 |  | 0.00031779 |  | 0 |  | 0.00018692 |  | 0.0011423 |  | 0.0011423 |  | 0.0031821 |  | 0.030989 |  | 0 |  | 0.22103 |  | 0.0024695 |  | 0.058188 |  | #VALUE! |  | 0.00022176 |  | 9.1827e-05 |  | -4.0594e-05 |  | 0 |  | -0.0001857 |  | -6.072e-06
| 7.7301e-05 |  | 7.7301e-05 |  | 0.00031668 |  | 0 |  | 0.00015965 |  | 0.0011309 |  | 0.0011309 |  | 0.0031322 |  | 0.030526 |  | 0 |  | 0.22138 |  | 0.0025571 |  | 0.058602 |  | #VALUE! |  | 0.00019846 |  | 8.9014e-05 |  | 3.2908e-05 |  | 0 |  | -0.00014244 |  | 1.1498e-05
| 9.3378e-05 |  | 9.3378e-05 |  | 0.00022884 |  | 0 |  | 0.00012277 |  | 0.0011334 |  | 0.0011334 |  | 0.0031052 |  | 0.030105 |  | 0 |  | 0.22186 |  | 0.0026191 |  | 0.059531 |  | #VALUE! |  | 8.201e-05 |  | 8.901e-05 |  | 4.1377e-05 |  | 0 |  | -6.3337e-05 |  | -2.1508e-05
| 0.00011371 |  | 0.00011371 |  | 0.00029448 |  | 0 |  | 0.00011833 |  | 0.0011338 |  | 0.0011338 |  | 0.0030497 |  | 0.029594 |  | 0 |  | 0.22127 |  | 0.0027163 |  | 0.059729 |  | #VALUE! |  | -3.6368e-05 |  | 9.5211e-05 |  | 1.5462e-05 |  | 0 |  | -0.00012069 |  | -1.1416e-05
| 0.0001061 |  | 0.0001061 |  | 0.00037333 |  | 0 |  | 0.00013304 |  | 0.0011548 |  | 0.0011548 |  | 0.0029881 |  | 0.029025 |  | 0 |  | 0.22025 |  | 0.0027817 |  | 0.059978 |  | #VALUE! |  | 0.00017706 |  | 9.5211e-05 |  | 2.3128e-05 |  | 0 |  | -0.00010347 |  | 5.1805e-06
| 8.4751e-05 |  | 8.4751e-05 |  | 0.00029342 |  | 0 |  | 0.00016073 |  | 0.0011032 |  | 0.0011032 |  | 0.0029471 |  | 0.028495 |  | 0 |  | 0.21926 |  | 0.0028515 |  | 0.060313 |  | #VALUE! |  | 0.00034955 |  | 6.2818e-05 |  | 1.7119e-06 |  | 0 |  | -9.3645e-05 |  | -2.5959e-05
| 0.00011812 |  | 0.00011812 |  | 0.00023317 |  | 0 |  | 0.00020486 |  | 0.0011088 |  | 0.0011088 |  | 0.0028977 |  | 0.028021 |  | 0 |  | 0.21854 |  | 0.0029386 |  | 0.060769 |  | #VALUE! |  | 0.00023122 |  | 6.2832e-05 |  | 1.7088e-06 |  | 0 |  | -0.00012182 |  | -3.4273e-06
| 0.00017168 |  | 0.00017168 |  | 0.00027096 |  | 0 |  | 0.00022092 |  | 0.0011235 |  | 0.0011235 |  | 0.002866 |  | 0.027589 |  | 0 |  | 0.21819 |  | 0.0030045 |  | 0.06142 |  | #VALUE! |  | 0.00022062 |  | 8.7293e-05 |  | 3.3567e-05 |  | 0 |  | 6.6886e-06 |  | 5.1003e-05
| 0.00012184 |  | 0.00012184 |  | 0.00034677 |  | 0 |  | 0.00019502 |  | 0.0010597 |  | 0.0010597 |  | 0.0028435 |  | 0.027117 |  | 0 |  | 0.21737 |  | 0.003073 |  | 0.061911 |  | #VALUE! |  | 0.00020188 |  | 0.00010199 |  | 7.913e-06 |  | 0 |  | 6.0049e-06 |  | 3.2549e-05
| 6.6797e-05 |  | 6.6797e-05 |  | 0.00034021 |  | 0 |  | 0.0001593 |  | 0.0010712 |  | 0.0010712 |  | 0.0028138 |  | 0.02668 |  | 0 |  | 0.21683 |  | 0.003158 |  | 0.062459 |  | #VALUE! |  | -2.5505e-05 |  | 9.586e-05 |  | 1.0372e-05 |  | 0 |  | -8.0761e-05 |  | 4.5819e-05
| 8.1783e-05 |  | 8.1783e-05 |  | 0.00025171 |  | 0 |  | 0.00012741 |  | 0.0010539 |  | 0.0010539 |  | 0.0027748 |  | 0.026306 |  | 0 |  | 0.21692 |  | 0.0033019 |  | 0.063083 |  | #VALUE! |  | -8.2922e-05 |  | 8.1209e-05 |  | 2.8534e-06 |  | 0 |  | -2.9409e-05 |  | 3.6196e-05
| 8.9948e-05 |  | 8.9948e-05 |  | 0.00024066 |  | 0 |  | 0.00015854 |  | 0.001035 |  | 0.001035 |  | 0.0027301 |  | 0.025843 |  | 0 |  | 0.21676 |  | 0.0033909 |  | 0.06368 |  | #VALUE! |  | 9.5564e-05 |  | 8.075e-05 |  | -8.5581e-05 |  | 0 |  | -2.4642e-05 |  | 4.2518e-05
| 8.5826e-05 |  | 8.5826e-05 |  | 0.00023189 |  | 0 |  | 0.00016297 |  | 0.0010183 |  | 0.0010183 |  | 0.002695 |  | 0.025439 |  | 0 |  | 0.21648 |  | 0.0034641 |  | 0.064196 |  | #VALUE! |  | 0.00017891 |  | 8.1885e-05 |  | -7.943e-05 |  | 0 |  | -8.2238e-05 |  | 8.8371e-05
| 8.4879e-05 |  | 8.4879e-05 |  | 0.00024968 |  | 0 |  | 0.00012388 |  | 0.0010042 |  | 0.0010042 |  | 0.0026617 |  | 0.024997 |  | 0 |  | 0.2157 |  | 0.0035929 |  | 0.064507 |  | #VALUE! |  | 0.00013834 |  | 0.0001072 |  | -3.2642e-06 |  | 0 |  | -6.7454e-05 |  | 5.3682e-05
| 0.00011295 |  | 0.00011295 |  | 0.00031574 |  | 0 |  | 0.00013133 |  | 0.00098449 |  | 0.00098449 |  | 0.0026165 |  | 0.024569 |  | 0 |  | 0.21468 |  | 0.0036711 |  | 0.064848 |  | #VALUE! |  | 0.00012545 |  | 0.00011493 |  | -3.264e-05 |  | 0 |  | -5.3198e-05 |  | 4.2604e-05
| 0.00011932 |  | 0.00011932 |  | 0.00028357 |  | 0 |  | 0.00015949 |  | 0.00096858 |  | 0.00096858 |  | 0.0025699 |  | 0.024164 |  | 0 |  | 0.21337 |  | 0.0037416 |  | 0.06511 |  | #VALUE! |  | 6.742e-05 |  | 0.00010224 |  | -2.3125e-05 |  | 0 |  | -3.9186e-05 |  | 3.7024e-05
| 9.9044e-05 |  | 9.9044e-05 |  | 0.00024919 |  | 0 |  | 0.00016496 |  | 0.00095533 |  | 0.00095533 |  | 0.002532 |  | 0.023701 |  | 0 |  | 0.21235 |  | 0.0038156 |  | 0.065322 |  | #VALUE! |  | 0.00023064 |  | 0.00010111 |  | -2.1389e-06 |  | 0 |  | -3.4704e-05 |  | 1.2923e-05
| 0.00014622 |  | 0.00014622 |  | 0.00029598 |  | 0 |  | 0.00017923 |  | 0.00097184 |  | 0.00097184 |  | 0.0024944 |  | 0.023319 |  | 0 |  | 0.21239 |  | 0.0039339 |  | 0.065798 |  | #VALUE! |  | 0.00014392 |  | 0.00012077 |  | 2.875e-05 |  | 0 |  | 6.1848e-06 |  | 3.1611e-05
| 0.00015585 |  | 0.00015585 |  | 0.00031471 |  | 0 |  | 0.00015613 |  | 0.00095225 |  | 0.00095225 |  | 0.0024635 |  | 0.022988 |  | 0 |  | 0.21245 |  | 0.0040944 |  | 0.066499 |  | #VALUE! |  | 6.1492e-05 |  | 0.00011305 |  | 5.388e-05 |  | 0 |  | 3.2861e-06 |  | 6.7049e-05
| 0.00010461 |  | 0.00010461 |  | 0.0002858 |  | 0 |  | 0.00011075 |  | 0.00093798 |  | 0.00093798 |  | 0.002432 |  | 0.022747 |  | 0 |  | 0.21266 |  | 0.0042032 |  | 0.067109 |  | #VALUE! |  | 0.00029073 |  | 0.00010239 |  | 4.411e-05 |  | 0 |  | -3.2348e-05 |  | 5.6035e-05
| 0.00010012 |  | 0.00010012 |  | 0.0003136 |  | 0 |  | 0.0001575 |  | 0.0010042 |  | 0.0010042 |  | 0.0023725 |  | 0.022506 |  | 0 |  | 0.2128 |  | 0.004329 |  | 0.067666 |  | #VALUE! |  | 0.00038013 |  | 0.0001059 |  | 3.9092e-05 |  | 0 |  | 9.0608e-07 |  | 1.243e-05
| 0.00013661 |  | 0.00013661 |  | 0.00036263 |  | 0 |  | 0.00018159 |  | 0.0010101 |  | 0.0010101 |  | 0.0023273 |  | 0.022168 |  | 0 |  | 0.21265 |  | 0.004442 |  | 0.068233 |  | #VALUE! |  | 0.00037991 |  | 0.00012728 |  | 3.8386e-05 |  | 0 |  | -4.1909e-05 |  | 1.339e-05
| 0.00014661 |  | 0.00014661 |  | 0.00026502 |  | 0 |  | 0.00013484 |  | 0.00090485 |  | 0.00090485 |  | 0.0022918 |  | 0.02182 |  | 0 |  | 0.21331 |  | 0.0045999 |  | 0.068692 |  | #VALUE! |  | 0.00014548 |  | 0.0001366 |  | 7.0909e-05 |  | 0 |  | -6.7635e-05 |  | 4.0895e-05
| 0.00010057 |  | 0.00010057 |  | 0.00023504 |  | 0 |  | 0.00010281 |  | 0.00085717 |  | 0.00085717 |  | 0.0022665 |  | 0.021495 |  | 0 |  | 0.21312 |  | 0.0047346 |  | 0.06893 |  | #VALUE! |  | 3.6588e-05 |  | 0.00012217 |  | 8.2117e-05 |  | 0 |  | -5.3989e-05 |  | 5.6447e-05
| 0.00010086 |  | 0.00010086 |  | 0.00041157 |  | 0 |  | 0.00012683 |  | 0.00089247 |  | 0.00089247 |  | 0.0022406 |  | 0.021181 |  | 0 |  | 0.21201 |  | 0.0048677 |  | 0.069455 |  | #VALUE! |  | 0.00017908 |  | 0.0001345 |  | 5.7163e-05 |  | 0 |  | -3.592e-05 |  | 5.4137e-05
| 8.8909e-05 |  | 8.8909e-05 |  | 0.00035931 |  | 0 |  | 0.00017238 |  | 0.00084955 |  | 0.00084955 |  | 0.0021984 |  | 0.020895 |  | 0 |  | 0.21205 |  | 0.0050167 |  | 0.069602 |  | #VALUE! |  | 0.00023148 |  | 0.0001108 |  | 5.9088e-05 |  | 0 |  | -4.3666e-05 |  | 1.8413e-05
| 4.3462e-05 |  | 4.3462e-05 |  | 0.00024 |  | 0 |  | 0.00015775 |  | 0.00080729 |  | 0.00080729 |  | 0.0021752 |  | 0.020611 |  | 0 |  | 0.21246 |  | 0.0051537 |  | 0.06969 |  | #VALUE! |  | 0.00021089 |  | 8.5664e-05 |  | 2.0102e-05 |  | 0 |  | -9.6119e-05 |  | 1.1333e-05
| 7.0531e-05 |  | 7.0531e-05 |  | 0.00031224 |  | 0 |  | 0.00013423 |  | 0.00084571 |  | 0.00084571 |  | 0.0021493 |  | 0.020324 |  | 0 |  | 0.21225 |  | 0.0053303 |  | 0.070315 |  | #VALUE! |  | 6.7478e-05 |  | 0.00011332 |  | 4.0511e-05 |  | 0 |  | -6.8226e-05 |  | 3.1383e-05
| 8.3848e-05 |  | 8.3848e-05 |  | 0.00028965 |  | 0 |  | 0.00012916 |  | 0.00085415 |  | 0.00085415 |  | 0.0021274 |  | 0.020079 |  | 0 |  | 0.21223 |  | 0.0054944 |  | 0.071133 |  | #VALUE! |  | 0.00017758 |  | 0.0001288 |  | 3.9701e-05 |  | 0 |  | -2.8553e-05 |  | 3.063e-05
| 5.023e-05 |  | 5.023e-05 |  | 0.00025952 |  | 0 |  | 0.00011282 |  | 0.00078287 |  | 0.00078287 |  | 0.0021133 |  | 0.019777 |  | 0 |  | 0.21268 |  | 0.0056789 |  | 0.071974 |  | #VALUE! |  | 0.00041908 |  | 0.00010114 |  | -1.8942e-05 |  | 0 |  | -0.00014587 |  | 9.8495e-06
| 9.5576e-05 |  | 9.5576e-05 |  | 0.00025187 |  | 0 |  | 0.00014903 |  | 0.00079141 |  | 0.00079141 |  | 0.0020804 |  | 0.019489 |  | 0 |  | 0.21273 |  | 0.0058683 |  | 0.072386 |  | #VALUE! |  | 0.00029017 |  | 0.00012887 |  | 5.1115e-05 |  | 0 |  | -6.8809e-05 |  | 1.1411e-05
| 0.00014078 |  | 0.00014078 |  | 0.00023857 |  | 0 |  | 0.00015262 |  | 0.00080989 |  | 0.00080989 |  | 0.0020567 |  | 0.01917 |  | 0 |  | 0.21235 |  | 0.0060116 |  | 0.072624 |  | #VALUE! |  | 0.00010671 |  | 0.0001539 |  | 6.5996e-05 |  | 0 |  | 1.7904e-05 |  | 3.3227e-05
| 8.4758e-05 |  | 8.4758e-05 |  | 0.00028929 |  | 0 |  | 0.00013879 |  | 0.00078581 |  | 0.00078581 |  | 0.0020273 |  | 0.018816 |  | 0 |  | 0.21237 |  | 0.0061694 |  | 0.072978 |  | #VALUE! |  | 0.00020545 |  | 0.0001464 |  | 2.2745e-05 |  | 0 |  | -0.00010084 |  | 4.0727e-05
| 8.483e-05 |  | 8.483e-05 |  | 0.00029264 |  | 0 |  | 0.00016258 |  | 0.00077656 |  | 0.00077656 |  | 0.0019893 |  | 0.01856 |  | 0 |  | 0.21242 |  | 0.0063311 |  | 0.073579 |  | #VALUE! |  | 0.00028807 |  | 0.00014087 |  | 3.7646e-05 |  | 0 |  | -7.6468e-05 |  | 6.3035e-05
| 0.00012916 |  | 0.00012916 |  | 0.00017971 |  | 0 |  | 0.0001777 |  | 0.00075718 |  | 0.00075718 |  | 0.0019499 |  | 0.018289 |  | 0 |  | 0.21273 |  | 0.0064787 |  | 0.074076 |  | #VALUE! |  | 0.00033792 |  | 0.00012107 |  | 4.4823e-05 |  | 0 |  | -1.7307e-05 |  | 3.4654e-05
| 7.165e-05 |  | 7.165e-05 |  | 0.00010936 |  | 0 |  | 0.00015431 |  | 0.00076778 |  | 0.00076778 |  | 0.0019051 |  | 0.018017 |  | 0 |  | 0.21336 |  | 0.0066925 |  | 0.074501 |  | #VALUE! |  | 0.00022608 |  | 0.0001208 |  | 8.9425e-06 |  | 0 |  | -1.6919e-05 |  | -2.0029e-05
| 6.3999e-06 |  | 6.3999e-06 |  | 0.00018138 |  | 0 |  | 0.00013932 |  | 0.0007022 |  | 0.0007022 |  | 0.0018517 |  | 0.017757 |  | 0 |  | 0.21328 |  | 0.0069041 |  | 0.075 |  | #VALUE! |  | 0.00025111 |  | 0.00014383 |  | -3.3967e-05 |  | 0 |  | -8.0065e-05 |  | -3.5308e-05
| 5.9277e-05 |  | 5.9277e-05 |  | 0.00025509 |  | 0 |  | 0.00016949 |  | 0.00072975 |  | 0.00072975 |  | 0.0018144 |  | 0.017506 |  | 0 |  | 0.21285 |  | 0.0070797 |  | 0.075235 |  | #VALUE! |  | 0.00037959 |  | 0.00017298 |  | -5.3474e-05 |  | 0 |  | -7.2316e-05 |  | -2.7496e-05
| 0.00014564 |  | 0.00014564 |  | 0.00027101 |  | 0 |  | 0.00016801 |  | 0.00084781 |  | 0.00084781 |  | 0.0017896 |  | 0.017233 |  | 0 |  | 0.21244 |  | 0.0072571 |  | 0.075565 |  | #VALUE! |  | 0.00025393 |  | 0.00018429 |  | -6.4989e-06 |  | 0 |  | 4.2804e-05 |  | 1.2927e-05
| 0.00013462 |  | 0.00013462 |  | 0.00031785 |  | 0 |  | 0.00017438 |  | 0.00075141 |  | 0.00075141 |  | 0.0017616 |  | 0.016919 |  | 0 |  | 0.21201 |  | 0.0074349 |  | 0.075889 |  | #VALUE! |  | 0.0003635 |  | 0.00018089 |  | 3.2232e-05 |  | 0 |  | 3.2216e-05 |  | 2.5373e-05
| 6.1783e-05 |  | 6.1783e-05 |  | 0.00037953 |  | 0 |  | 0.00014907 |  | 0.0006385 |  | 0.0006385 |  | 0.0017479 |  | 0.016623 |  | 0 |  | 0.21169 |  | 0.0076355 |  | 0.076666 |  | #VALUE! |  | 0.00039213 |  | 0.00017509 |  | 1.6341e-05 |  | 0 |  | -8.9596e-05 |  | 2.3643e-06
| 4.0362e-05 |  | 4.0362e-05 |  | 0.00029278 |  | 0 |  | 0.00014519 |  | 0.0006209 |  | 0.0006209 |  | 0.0017191 |  | 0.01639 |  | 0 |  | 0.21128 |  | 0.0078565 |  | 0.077212 |  | #VALUE! |  | 0.00024291 |  | 0.00015171 |  | -5.2404e-06 |  | 0 |  | -0.00025018 |  | 9.3855e-08
| 3.0929e-05 |  | 3.0929e-05 |  | 0.00029057 |  | 0 |  | 0.00014572 |  | 0.00069733 |  | 0.00069733 |  | 0.0016955 |  | 0.016185 |  | 0 |  | 0.21091 |  | 0.0081133 |  | 0.077507 |  | #VALUE! |  | 0.00037049 |  | 0.00014969 |  | -1.3153e-05 |  | 0 |  | -0.00023726 |  | -2.8427e-05
| 5.3796e-05 |  | 5.3796e-05 |  | 0.00026308 |  | 0 |  | 0.00010644 |  | 0.00069507 |  | 0.00069507 |  | 0.0016819 |  | 0.015957 |  | 0 |  | 0.21093 |  | 0.008355 |  | 0.078445 |  | #VALUE! |  | 0.0005071 |  | 0.00017544 |  | -1.5459e-07 |  | 0 |  | -0.00012484 |  | -4.0636e-05
| 8.7373e-05 |  | 8.7373e-05 |  | 0.00020537 |  | 0 |  | 0.00011028 |  | 0.00062152 |  | 0.00062152 |  | 0.0016647 |  | 0.015708 |  | 0 |  | 0.21075 |  | 0.008579 |  | 0.078914 |  | #VALUE! |  | 0.0004392 |  | 0.00018544 |  | 5.2722e-07 |  | 0 |  | -0.00010458 |  | -2.5881e-05
| 8.6981e-05 |  | 8.6981e-05 |  | 0.00025187 |  | 0 |  | 0.00011388 |  | 0.0007164 |  | 0.0007164 |  | 0.0016363 |  | 0.015526 |  | 0 |  | 0.21031 |  | 0.0088647 |  | 0.079241 |  | #VALUE! |  | 0.00042835 |  | 0.00019112 |  | -2.0201e-05 |  | 0 |  | -4.22e-05 |  | 2.384e-05
| 7.9408e-05 |  | 7.9408e-05 |  | 0.00021257 |  | 0 |  | 0.00010952 |  | 0.00073828 |  | 0.00073828 |  | 0.0015955 |  | 0.015316 |  | 0 |  | 0.20998 |  | 0.0090983 |  | 0.079668 |  | #VALUE! |  | 0.00036644 |  | 0.00020827 |  | 1.9147e-06 |  | 0 |  | -8.471e-06 |  | 2.1826e-05
| 4.3911e-05 |  | 4.3911e-05 |  | 0.0002459 |  | 0 |  | 0.00014406 |  | 0.00069661 |  | 0.00069661 |  | 0.0015782 |  | 0.01501 |  | 0 |  | 0.20908 |  | 0.0093403 |  | 0.080157 |  | #VALUE! |  | 0.00056672 |  | 0.00020821 |  | 7.525e-06 |  | 0 |  | 4.1174e-06 |  | -3.6002e-06
| 8.1216e-05 |  | 8.1216e-05 |  | 0.00032517 |  | 0 |  | 0.0001454 |  | 0.00070524 |  | 0.00070524 |  | 0.0015678 |  | 0.014763 |  | 0 |  | 0.20785 |  | 0.0096116 |  | 0.080915 |  | #VALUE! |  | 0.00071403 |  | 0.00022152 |  | -1.9063e-05 |  | 0 |  | -1.2034e-05 |  | 4.2157e-05
| 0.00011928 |  | 0.00011928 |  | 0.00027736 |  | 0 |  | 9.5542e-05 |  | 0.00068018 |  | 0.00068018 |  | 0.0015361 |  | 0.014508 |  | 0 |  | 0.20664 |  | 0.0098433 |  | 0.081322 |  | #VALUE! |  | 0.00055236 |  | 0.00024768 |  | -1.5394e-06 |  | 0 |  | -9.5859e-05 |  | 4.4961e-05
| 6.6393e-05 |  | 6.6393e-05 |  | 0.00024794 |  | 0 |  | 9.4216e-05 |  | 0.00062234 |  | 0.00062234 |  | 0.0015065 |  | 0.014196 |  | 0 |  | 0.20582 |  | 0.010029 |  | 0.081598 |  | #VALUE! |  | 0.0003361 |  | 0.00022751 |  | 2.1643e-05 |  | 0 |  | -0.00010773 |  | 1.5454e-05
| 3.9231e-05 |  | 3.9231e-05 |  | 0.00025238 |  | 0 |  | 0.00011808 |  | 0.00057355 |  | 0.00057355 |  | 0.0014872 |  | 0.013917 |  | 0 |  | 0.20484 |  | 0.010243 |  | 0.082332 |  | #VALUE! |  | 0.0004074 |  | 0.00021613 |  | 1.4054e-05 |  | 0 |  | -0.00011641 |  | 2.8187e-06
| 4.436e-05 |  | 4.436e-05 |  | 0.00023554 |  | 0 |  | 0.00011809 |  | 0.00059193 |  | 0.00059193 |  | 0.0015392 |  | 0.013731 |  | 0 |  | 0.20389 |  | 0.010604 |  | 0.082991 |  | #VALUE! |  | 0.0004909 |  | 0.00023133 |  | -1.7565e-05 |  | 0 |  | -0.00014142 |  | 2.3603e-05
| 6.0217e-05 |  | 6.0217e-05 |  | 0.00024 |  | 0 |  | 8.9103e-05 |  | 0.00062988 |  | 0.00062988 |  | 0.0014125 |  | 0.013537 |  | 0 |  | 0.20348 |  | 0.010904 |  | 0.083284 |  | #VALUE! |  | 0.00050208 |  | 0.00022899 |  | 1.3558e-05 |  | 0 |  | -7.7497e-05 |  | 2.8959e-05
| 0.00010828 |  | 0.00010828 |  | 0.00018632 |  | 0 |  | 0.00010151 |  | 0.00066739 |  | 0.00066739 |  | 0.0013831 |  | 0.013359 |  | 0 |  | 0.20321 |  | 0.011195 |  | 0.084065 |  | #VALUE! |  | 0.00051883 |  | 0.00021609 |  | 9.0698e-05 |  | 0 |  | 7.9476e-06 |  | 2.7707e-05
| 8.865e-05 |  | 8.865e-05 |  | 0.0002086 |  | 0 |  | 0.00013485 |  | 0.00063586 |  | 0.00063586 |  | 0.0013673 |  | 0.013138 |  | 0 |  | 0.20313 |  | 0.01153 |  | 0.084897 |  | #VALUE! |  | 0.00031371 |  | 0.00023884 |  | 6.6002e-05 |  | 0 |  | -5.0461e-05 |  | 5.5759e-05
| 4.998e-05 |  | 4.998e-05 |  | 0.00020861 |  | 0 |  | 0.00012414 |  | 0.00059474 |  | 0.00059474 |  | 0.0013558 |  | 0.012852 |  | 0 |  | 0.20182 |  | 0.011795 |  | 0.085352 |  | #VALUE! |  | 0.00048884 |  | 0.00024927 |  | 2.5608e-05 |  | 0 |  | -0.00012388 |  | 3.9322e-05
| 6.4013e-05 |  | 6.4013e-05 |  | 0.00017414 |  | 0 |  | 0.00012663 |  | 0.00062193 |  | 0.00062193 |  | 0.0013254 |  | 0.012599 |  | 0 |  | 0.19988 |  | 0.012056 |  | 0.085591 |  | #VALUE! |  | 0.00052738 |  | 0.00025049 |  | 6.6755e-05 |  | 0 |  | -7.9666e-05 |  | 3.529e-05
| 8.033e-05 |  | 8.033e-05 |  | 0.00022621 |  | 0 |  | 0.00014969 |  | 0.00061804 |  | 0.00061804 |  | 0.0013056 |  | 0.01236 |  | 0 |  | 0.19885 |  | 0.012289 |  | 0.085977 |  | #VALUE! |  | 0.00043818 |  | 0.00027152 |  | 5.8392e-05 |  | 0 |  | -1.809e-05 |  | 4.0601e-05
| 7.7497e-05 |  | 7.7497e-05 |  | 0.0002363 |  | 0 |  | 0.00013068 |  | 0.00058219 |  | 0.00058219 |  | 0.001304 |  | 0.012112 |  | 0 |  | 0.19824 |  | 0.012552 |  | 0.086463 |  | #VALUE! |  | 0.00053435 |  | 0.00027486 |  | 4.5936e-05 |  | 0 |  | -8.2534e-06 |  | 2.2285e-05
| 3.5841e-05 |  | 3.5841e-05 |  | 0.00027632 |  | 0 |  | 0.00010593 |  | 0.0005668 |  | 0.0005668 |  | 0.0012894 |  | 0.011925 |  | 0 |  | 0.19822 |  | 0.012889 |  | 0.086996 |  | #VALUE! |  | 0.00040729 |  | 0.00026926 |  | 5.2201e-05 |  | 0 |  | -4.6749e-05 |  | 4.3993e-05
| 3.7884e-05 |  | 3.7884e-05 |  | 0.00028412 |  | 0 |  | 0.00014113 |  | 0.00057446 |  | 0.00057446 |  | 0.0012759 |  | 0.01174 |  | 0 |  | 0.19793 |  | 0.013235 |  | 0.087823 |  | #VALUE! |  | 0.00046746 |  | 0.00026478 |  | 4.1306e-05 |  | 0 |  | -3.5159e-05 |  | 7.095e-05
| 8.6717e-05 |  | 8.6717e-05 |  | 0.00019013 |  | 0 |  | 0.00015554 |  | 0.00058746 |  | 0.00058746 |  | 0.0012386 |  | 0.011552 |  | 0 |  | 0.1975 |  | 0.013649 |  | 0.088706 |  | #VALUE! |  | 0.00056778 |  | 0.00028214 |  | 2.2618e-05 |  | 0 |  | -1.2925e-05 |  | 6.5716e-05
| 0.00016888 |  | 0.00016888 |  | 0.00023911 |  | 0 |  | 0.00013397 |  | 0.00066567 |  | 0.00066567 |  | 0.0012171 |  | 0.011464 |  | 0 |  | 0.19736 |  | 0.014101 |  | 0.089203 |  | #VALUE! |  | 0.00057655 |  | 0.00033229 |  | 9.1284e-05 |  | 0 |  | 7.5618e-05 |  | 4.8909e-05
| 0.00012887 |  | 0.00012887 |  | 0.00030391 |  | 0 |  | 0.00011957 |  | 0.00060184 |  | 0.00060184 |  | 0.0012023 |  | 0.011261 |  | 0 |  | 0.19701 |  | 0.014437 |  | 0.089458 |  | #VALUE! |  | 0.00073975 |  | 0.00033374 |  | 0.00015808 |  | 0 |  | 2.8261e-06 |  | 3.3338e-05
| 3.7677e-05 |  | 3.7677e-05 |  | 0.00023146 |  | 0 |  | 0.00014702 |  | 0.0004995 |  | 0.0004995 |  | 0.0011806 |  | 0.011012 |  | 0 |  | 0.19616 |  | 0.01475 |  | 0.090132 |  | #VALUE! |  | 0.00073095 |  | 0.00029618 |  | 0.00012817 |  | 0 |  | -0.00012373 |  | -7.357e-06
| 2.363e-05 |  | 2.363e-05 |  | 0.00025856 |  | 0 |  | 0.00014703 |  | 0.00047278 |  | 0.00047278 |  | 0.0011731 |  | 0.010819 |  | 0 |  | 0.19558 |  | 0.015188 |  | 0.090962 |  | #VALUE! |  | 0.00068552 |  | 0.00029311 |  | 7.07e-05 |  | 0 |  | -0.00010917 |  | -2.9741e-06
| 1.1802e-05 |  | 1.1802e-05 |  | 0.00027528 |  | 0 |  | 0.00012059 |  | 0.00036764 |  | 0.00036764 |  | 0.0011583 |  | 0.010629 |  | 0 |  | 0.19565 |  | 0.015579 |  | 0.091414 |  | #VALUE! |  | 0.00069843 |  | 0.00031815 |  | 2.6436e-05 |  | 0 |  | -0.00019362 |  | -1.7111e-05
| 9.2748e-05 |  | 9.2748e-05 |  | 0.00022175 |  | 0 |  | 0.00015877 |  | 0.0004765 |  | 0.0004765 |  | 0.0011312 |  | 0.010513 |  | 0 |  | 0.1953 |  | 0.016011 |  | 0.091835 |  | #VALUE! |  | 0.00063032 |  | 0.00034263 |  | 6.9686e-05 |  | 0 |  | -9.2359e-05 |  | 1.0953e-05
| 0.00011961 |  | 0.00011961 |  | 0.00017218 |  | 0 |  | 0.0001822 |  | 0.00056931 |  | 0.00056931 |  | 0.0011112 |  | 0.010354 |  | 0 |  | 0.19481 |  | 0.016475 |  | 0.092702 |  | #VALUE! |  | 0.0005016 |  | 0.00033571 |  | 6.1099e-05 |  | 0 |  | -3.2422e-05 |  | 4.8262e-05
| 7.7253e-05 |  | 7.7253e-05 |  | 0.00012981 |  | 0 |  | 0.00018806 |  | 0.00053994 |  | 0.00053994 |  | 0.0010832 |  | 0.010189 |  | 0 |  | 0.19464 |  | 0.016891 |  | 0.093358 |  | #VALUE! |  | 0.00044726 |  | 0.00033466 |  | 2.2031e-05 |  | 0 |  | -8.9154e-05 |  | 1.9074e-05
| 7.1984e-05 |  | 7.1984e-05 |  | 0.00019954 |  | 0 |  | 0.00013827 |  | 0.00051104 |  | 0.00051104 |  | 0.001053 |  | 0.010048 |  | 0 |  | 0.19475 |  | 0.017351 |  | 0.093661 |  | #VALUE! |  | 0.00075115 |  | 0.00035752 |  | 1.4768e-06 |  | 0 |  | -6.7211e-05 |  | 4.2602e-05
| 0.00012207 |  | 0.00012207 |  | 0.00023245 |  | 0 |  | 0.00010217 |  | 0.0004906 |  | 0.0004906 |  | 0.0010438 |  | 0.0098952 |  | 0 |  | 0.19477 |  | 0.017842 |  | 0.094399 |  | #VALUE! |  | 0.00094228 |  | 0.00038133 |  | 1.3311e-05 |  | 0 |  | -7.6903e-05 |  | 6.812e-05
| 9.2636e-05 |  | 9.2636e-05 |  | 0.00010162 |  | 0 |  | 0.0001402 |  | 0.00049125 |  | 0.00049125 |  | 0.0010326 |  | 0.0097609 |  | 0 |  | 0.19468 |  | 0.018318 |  | 0.095174 |  | #VALUE! |  | 0.0007326 |  | 0.00038702 |  | 7.0866e-05 |  | 0 |  | -8.0884e-05 |  | 4.4051e-05
| 4.6748e-05 |  | 4.6748e-05 |  | 0.00013834 |  | 0 |  | 0.00013229 |  | 0.00044512 |  | 0.00044512 |  | 0.0010159 |  | 0.0095806 |  | 0 |  | 0.19446 |  | 0.018784 |  | 0.096079 |  | #VALUE! |  | 0.00066897 |  | 0.00038714 |  | 7.8244e-05 |  | 0 |  | -0.00012864 |  | 1.0609e-05
| 8.904e-05 |  | 8.904e-05 |  | 0.00026365 |  | 0 |  | 0.00015583 |  | 0.00051177 |  | 0.00051177 |  | 0.0010099 |  | 0.0093821 |  | 0 |  | 0.19395 |  | 0.019343 |  | 0.096932 |  | #VALUE! |  | 0.00081023 |  | 0.00041787 |  | 7.9617e-05 |  | 0 |  | -9.9421e-05 |  | 3.4142e-05
| 8.9171e-05 |  | 8.9171e-05 |  | 0.0002877 |  | 0 |  | 0.00015584 |  | 0.00052421 |  | 0.00052421 |  | 0.0010089 |  | 0.0092557 |  | 0 |  | 0.19347 |  | 0.019831 |  | 0.097238 |  | #VALUE! |  | 0.0008343 |  | 0.00043722 |  | 7.1706e-05 |  | 0 |  | -8.8783e-05 |  | 3.4135e-05
| 7.5887e-05 |  | 7.5887e-05 |  | 0.00024415 |  | 0 |  | 0.00013189 |  | 0.00043291 |  | 0.00043291 |  | 0.00099652 |  | 0.0091249 |  | 0 |  | 0.19304 |  | 0.020377 |  | 0.097906 |  | #VALUE! |  | 0.00055751 |  | 0.00041912 |  | 2.5098e-05 |  | 0 |  | -0.00010543 |  | 1.5687e-05
| 4.3475e-05 |  | 4.3475e-05 |  | 0.00022061 |  | 0 |  | 0.00013982 |  | 0.00040645 |  | 0.00040645 |  | 0.0009779 |  | 0.008968 |  | 0 |  | 0.1927 |  | 0.020968 |  | 0.098586 |  | #VALUE! |  | 0.00066569 |  | 0.00042358 |  | 5.7757e-05 |  | 0 |  | -0.00012138 |  | -1.3219e-05
| 4.3832e-05 |  | 4.3832e-05 |  | 0.0002519 |  | 0 |  | 0.00011311 |  | 0.0004398 |  | 0.0004398 |  | 0.00097473 |  | 0.0088584 |  | 0 |  | 0.19285 |  | 0.021524 |  | 0.099304 |  | #VALUE! |  | 0.00088264 |  | 0.00044987 |  | 9.4506e-05 |  | 0 |  | -0.00018591 |  | -1.4584e-05
| 9.1743e-05 |  | 9.1743e-05 |  | 0.00026651 |  | 0 |  | 0.00010518 |  | 0.00050164 |  | 0.00050164 |  | 0.00096678 |  | 0.0087581 |  | 0 |  | 0.19254 |  | 0.022115 |  | 0.10015 |  | #VALUE! |  | 0.00086522 |  | 0.00046581 |  | 6.2715e-05 |  | 0 |  | -4.0421e-05 |  | 1.7336e-05
| 0.0001033 |  | 0.0001033 |  | 0.00029105 |  | 0 |  | 0.00012841 |  | 0.00043136 |  | 0.00043136 |  | 0.00093893 |  | 0.0086082 |  | 0 |  | 0.19222 |  | 0.022661 |  | 0.10073 |  | #VALUE! |  | 0.0010217 |  | 0.00049203 |  | 3.0039e-05 |  | 0 |  | 3.0785e-05 |  | 2.9855e-05
| 0.0001167 |  | 0.0001167 |  | 0.00025556 |  | 0 |  | 0.00015539 |  | 0.00037734 |  | 0.00037734 |  | 0.00092586 |  | 0.0084666 |  | 0 |  | 0.19164 |  | 0.023246 |  | 0.10142 |  | #VALUE! |  | 0.0010886 |  | 0.00049428 |  | 5.8474e-05 |  | 0 |  | -2.0791e-05 |  | 2.6754e-05
| 0.0001101 |  | 0.0001101 |  | 0.0002656 |  | 0 |  | 0.00012692 |  | 0.00048818 |  | 0.00048818 |  | 0.00092566 |  | 0.0083618 |  | 0 |  | 0.19124 |  | 0.023889 |  | 0.10226 |  | #VALUE! |  | 0.0010926 |  | 0.00049087 |  | 0.00010302 |  | 0 |  | -7.6783e-05 |  | 4.4163e-06
| 5.4938e-05 |  | 5.4938e-05 |  | 0.00022004 |  | 0 |  | 9.9957e-05 |  | 0.00043234 |  | 0.00043234 |  | 0.00090529 |  | 0.0081992 |  | 0 |  | 0.19116 |  | 0.024525 |  | 0.10315 |  | #VALUE! |  | 0.001002 |  | 0.00051722 |  | 6.4825e-05 |  | 0 |  | -0.00022042 |  | -3.5924e-05
| 7.1851e-05 |  | 7.1851e-05 |  | 0.00012694 |  | 0 |  | 0.00012321 |  | 0.00040581 |  | 0.00040581 |  | 0.00089359 |  | 0.0080587 |  | 0 |  | 0.19131 |  | 0.025204 |  | 0.10378 |  | #VALUE! |  | 0.00090154 |  | 0.0005434 |  | 5.9225e-05 |  | 0 |  | -0.00013847 |  | -1.4071e-05
| 0.00010148 |  | 0.00010148 |  | 0.00020807 |  | 0 |  | 0.00012321 |  | 0.00050443 |  | 0.00050443 |  | 0.00089231 |  | 0.0079394 |  | 0 |  | 0.19141 |  | 0.025826 |  | 0.10434 |  | #VALUE! |  | 0.0010194 |  | 0.00055368 |  | 7.2954e-05 |  | 0 |  | -7.6103e-05 |  | 4.4553e-05
| 7.1338e-05 |  | 7.1338e-05 |  | 0.00029791 |  | 0 |  | 9.3692e-05 |  | 0.00049529 |  | 0.00049529 |  | 0.00087081 |  | 0.0078195 |  | 0 |  | 0.19069 |  | 0.026528 |  | 0.10507 |  | #VALUE! |  | 0.0011108 |  | 0.00055821 |  | 0.00011647 |  | 0 |  | -8.7254e-05 |  | 4.1797e-05
| 7.5002e-05 |  | 7.5002e-05 |  | 0.00032793 |  | 0 |  | 9.3696e-05 |  | 0.00050611 |  | 0.00050611 |  | 0.00085554 |  | 0.0077133 |  | 0 |  | 0.19015 |  | 0.027267 |  | 0.106 |  | #VALUE! |  | 0.0010979 |  | 0.00059596 |  | 9.734e-05 |  | 0 |  | -4.4287e-05 |  | 7.5203e-05
| 7.9129e-05 |  | 7.9129e-05 |  | 0.00025171 |  | 0 |  | 0.0001026 |  | 0.00049746 |  | 0.00049746 |  | 0.00085598 |  | 0.0075692 |  | 0 |  | 0.18969 |  | 0.027935 |  | 0.10662 |  | #VALUE! |  | 0.0010388 |  | 0.00059925 |  | 8.822e-05 |  | 0 |  | -8.9694e-05 |  | 8.7292e-05
| 0.00011288 |  | 0.00011288 |  | 0.00016164 |  | 0 |  | 0.00011983 |  | 0.00049791 |  | 0.00049791 |  | 0.00084861 |  | 0.0074421 |  | 0 |  | 0.1891 |  | 0.02867 |  | 0.10724 |  | #VALUE! |  | 0.0011694 |  | 0.00059482 |  | 0.00010092 |  | 0 |  | -0.00014288 |  | 5.38e-05
| 8.8182e-05 |  | 8.8182e-05 |  | 0.00016599 |  | 0 |  | 0.00013686 |  | 0.00040239 |  | 0.00040239 |  | 0.00082731 |  | 0.0073079 |  | 0 |  | 0.18864 |  | 0.029415 |  | 0.10826 |  | #VALUE! |  | 0.0011813 |  | 0.00061536 |  | 9.6367e-05 |  | 0 |  | -0.0001924 |  | -6.6796e-06
| 2.077e-05 |  | 2.077e-05 |  | 0.00017276 |  | 0 |  | 0.00013827 |  | 0.00034502 |  | 0.00034502 |  | 0.00080906 |  | 0.0071914 |  | 0 |  | 0.18838 |  | 0.030119 |  | 0.10891 |  | #VALUE! |  | 0.0011341 |  | 0.00064951 |  | 0.00012803 |  | 0 |  | -0.00022363 |  | -1.1012e-05
| 4.5735e-05 |  | 4.5735e-05 |  | 0.00023688 |  | 0 |  | 9.161e-05 |  | 0.00040477 |  | 0.00040477 |  | 0.00080571 |  | 0.0070914 |  | 0 |  | 0.18734 |  | 0.030817 |  | 0.10998 |  | #VALUE! |  | 0.0012537 |  | 0.00067119 |  | 0.00010321 |  | 0 |  | -0.00011291 |  | -1.7908e-05
| 8.0362e-05 |  | 8.0362e-05 |  | 0.00026906 |  | 0 |  | 8.6432e-05 |  | 0.00043736 |  | 0.00043736 |  | 0.00080035 |  | 0.0069599 |  | 0 |  | 0.18664 |  | 0.031608 |  | 0.1111 |  | #VALUE! |  | 0.0013199 |  | 0.00065427 |  | 0.00010042 |  | 0 |  | -3.6095e-05 |  | -4.2854e-05
| 7.101e-05 |  | 7.101e-05 |  | 0.00018637 |  | 0 |  | 0.00010578 |  | 0.00040799 |  | 0.00040799 |  | 0.00079208 |  | 0.0068639 |  | 0 |  | 0.18636 |  | 0.032537 |  | 0.11191 |  | #VALUE! |  | 0.0012784 |  | 0.00067704 |  | 6.3696e-05 |  | 0 |  | -7.7282e-05 |  | -1.09e-05
| 7.579e-05 |  | 7.579e-05 |  | 0.00015111 |  | 0 |  | 0.00011933 |  | 0.00037435 |  | 0.00037435 |  | 0.00077816 |  | 0.0067696 |  | 0 |  | 0.18618 |  | 0.03349 |  | 0.11307 |  | #VALUE! |  | 0.001051 |  | 0.0007352 |  | 8.9651e-05 |  | 0 |  | -6.6577e-05 |  | -4.7885e-07
| 8.0262e-05 |  | 8.0262e-05 |  | 0.00018248 |  | 0.00029414 |  | 0.00015541 |  | 0.00040123 |  | 0.00040123 |  | 0.00076131 |  | 0.0066191 |  | 0 |  | 0.18595 |  | 0.034262 |  | 0.11373 |  | #VALUE! |  | 0.0011828 |  | 0.00075572 |  | 0.00011536 |  | 0 |  | -6.5734e-05 |  | 1.018e-05
| 4.0119e-05 |  | 4.0119e-05 |  | 0.00020993 |  | 0.00028135 |  | 0.00016929 |  | 0.00038488 |  | 0.00038488 |  | 0.00075441 |  | 0.0064718 |  | 0 |  | 0.18521 |  | 0.035024 |  | 0.1145 |  | #VALUE! |  | 0.0013131 |  | 0.00076025 |  | 7.0865e-05 |  | 0 |  | -8.7138e-05 |  | 4.5112e-06
| 6.7495e-05 |  | 6.7495e-05 |  | 0.00026909 |  | 0 |  | 0.00013703 |  | 0.0003743 |  | 0.0003743 |  | 0.00074573 |  | 0.0064076 |  | 0 |  | 0.18462 |  | 0.035962 |  | 0.11553 |  | #VALUE! |  | 0.0014466 |  | 0.00079582 |  | 0.00010445 |  | 0 |  | -5.0856e-05 |  | 3.0502e-05
| 0.00022531 |  | 0.00022531 |  | 0.00037286 |  | 0 |  | 0.00021066 |  | 0.00050476 |  | 0.00050476 |  | 0.00073075 |  | 0.0063638 |  | 0 |  | 0.18366 |  | 0.037525 |  | 0.1167 |  | #VALUE! |  | 0.0017203 |  | 0.00093468 |  | 0.00021595 |  | 0 |  | 0.00014906 |  | 0.00018799
| 0.00012713 |  | 0.00012713 |  | 0.00031033 |  | 0 |  | 0.0001145 |  | 0.00041877 |  | 0.00041877 |  | 0.0007297 |  | 0.0061052 |  | 0 |  | 0.18236 |  | 0.038976 |  | 0.1181 |  | #VALUE! |  | 0.0015709 |  | 0.00084139 |  | 0.00013226 |  | 0 |  | 2.7355e-05 |  | 3.4579e-05
| 0.00011026 |  | 0.00011026 |  | 0.00022774 |  | 0 |  | 0.00010508 |  | 0.00041022 |  | 0.00041022 |  | 0.00072245 |  | 0.0060211 |  | 0 |  | 0.182 |  | 0.040038 |  | 0.1188 |  | #VALUE! |  | 0.0015956 |  | 0.00085739 |  | 0.00016181 |  | 0 |  | 3.5658e-05 |  | -1.3013e-05
| 8.9847e-05 |  | 8.9847e-05 |  | 0.00016094 |  | 0 |  | 0.00013344 |  | 0.00039995 |  | 0.00039995 |  | 0.00070824 |  | 0.0059372 |  | 0 |  | 0.18133 |  | 0.040846 |  | 0.11974 |  | #VALUE! |  | 0.0015776 |  | 0.0009249 |  | 0.00015488 |  | 0 |  | 3.5763e-05 |  | 1.6166e-05
| 8.7123e-05 |  | 8.7123e-05 |  | 0.00018437 |  | 0 |  | 6.8969e-05 |  | 0.00038178 |  | 0.00038178 |  | 0.0006992 |  | 0.005817 |  | 0 |  | 0.18031 |  | 0.041855 |  | 0.12083 |  | #VALUE! |  | 0.0017197 |  | 0.00096001 |  | 0.00013036 |  | 0 |  | -5.9478e-06 |  | 7.0365e-05
| 0.000127 |  | 0.000127 |  | 0.00026569 |  | 0 |  | 6.2147e-05 |  | 0.0004068 |  | 0.0004068 |  | 0.00068524 |  | 0.0057738 |  | 0 |  | 0.18026 |  | 0.04308 |  | 0.12171 |  | #VALUE! |  | 0.0017311 |  | 0.00097162 |  | 9.0183e-05 |  | 0 |  | -2.0622e-06 |  | 8.6546e-05
| 7.6961e-05 |  | 7.6961e-05 |  | 0.00030931 |  | 0 |  | 0.00013183 |  | 0.00044675 |  | 0.00044675 |  | 0.00068303 |  | 0.0056977 |  | 0 |  | 0.18024 |  | 0.044309 |  | 0.12309 |  | #VALUE! |  | 0.0018029 |  | 0.00098649 |  | 0.00013185 |  | 0 |  | -5.5845e-05 |  | 3.7579e-05
| 6.8428e-05 |  | 6.8428e-05 |  | 0.0001846 |  | 0 |  | 0.0001103 |  | 0.00042348 |  | 0.00042348 |  | 0.00068032 |  | 0.0056099 |  | 0 |  | 0.17992 |  | 0.045481 |  | 0.1238 |  | #VALUE! |  | 0.0020129 |  | 0.0010241 |  | 0.00012554 |  | 0 |  | -4.9141e-05 |  | 4.3684e-06
| 0.00013124 |  | 0.00013124 |  | 0.00011082 |  | 0 |  | 9.0148e-05 |  | 0.00042421 |  | 0.00042421 |  | 0.00068149 |  | 0.0055357 |  | 0 |  | 0.17975 |  | 0.046725 |  | 0.12463 |  | #VALUE! |  | 0.0020164 |  | 0.0010378 |  | 0.00012327 |  | 0 |  | -7.941e-06 |  | 2.3789e-05
| 5.452e-05 |  | 5.452e-05 |  | 0.00018263 |  | 0 |  | 9.063e-05 |  | 0.00037708 |  | 0.00037708 |  | 0.00067744 |  | 0.0054023 |  | 0 |  | 0.17982 |  | 0.047994 |  | 0.1261 |  | #VALUE! |  | 0.0018123 |  | 0.0010766 |  | 0.00014331 |  | 0 |  | -5.668e-05 |  | 3.9365e-05
| 5.566e-05 |  | 5.566e-05 |  | 0.00021734 |  | 0 |  | 6.6304e-05 |  | 0.00035249 |  | 0.00035249 |  | 0.00066808 |  | 0.0053216 |  | 0 |  | 0.17951 |  | 0.049142 |  | 0.127 |  | #VALUE! |  | 0.0019101 |  | 0.0011225 |  | 0.00013189 |  | 0 |  | -6.1102e-05 |  | 5.6449e-05
| 0.0001031 |  | 0.0001031 |  | 0.00028482 |  | 0 |  | 6.583e-05 |  | 0.00037534 |  | 0.00037534 |  | 0.00065461 |  | 0.0052623 |  | 0 |  | 0.17928 |  | 0.050499 |  | 0.12795 |  | #VALUE! |  | 0.0021597 |  | 0.0011487 |  | 0.00016197 |  | 0 |  | -6.9836e-05 |  | 4.8096e-05
| 6.8151e-05 |  | 6.8151e-05 |  | 0.00028027 |  | 0 |  | 8.1733e-05 |  | 0.00032492 |  | 0.00032492 |  | 0.00065059 |  | 0.0051779 |  | 0 |  | 0.17937 |  | 0.052004 |  | 0.12912 |  | #VALUE! |  | 0.0021951 |  | 0.0011932 |  | 0.00016312 |  | 0 |  | -0.00010566 |  | 3.4372e-05
| 7.8749e-05 |  | 7.8749e-05 |  | 0.00014468 |  | 0 |  | 9.7027e-05 |  | 0.00026916 |  | 0.00026916 |  | 0.00066426 |  | 0.0051254 |  | 0 |  | 0.17914 |  | 0.053614 |  | 0.13038 |  | #VALUE! |  | 0.0021901 |  | 0.0012149 |  | 0.00022099 |  | 0 |  | -0.00011283 |  | 4.7579e-05
| 8.6338e-05 |  | 8.6338e-05 |  | 0.0001204 |  | 0 |  | 0.00014098 |  | 0.00028277 |  | 0.00028277 |  | 0.0006566 |  | 0.0050795 |  | 0 |  | 0.17986 |  | 0.055301 |  | 0.13157 |  | #VALUE! |  | 0.0023483 |  | 0.0012605 |  | 0.00023472 |  | 0 |  | -7.2911e-05 |  | 5.4568e-05
| 5.2659e-05 |  | 5.2659e-05 |  | 0.00020366 |  | 0 |  | 0.00012569 |  | 0.00026902 |  | 0.00026902 |  | 0.00063821 |  | 0.005022 |  | 0 |  | 0.1805 |  | 0.056871 |  | 0.13235 |  | #VALUE! |  | 0.0024754 |  | 0.0013168 |  | 0.00018865 |  | 0 |  | -7.6635e-05 |  | -4.3376e-06
| 5.0839e-05 |  | 5.0839e-05 |  | 0.00027263 |  | 0 |  | 0.00013638 |  | 0.0002988 |  | 0.0002988 |  | 0.00062131 |  | 0.0049647 |  | 0 |  | 0.18017 |  | 0.058575 |  | 0.13343 |  | #VALUE! |  | 0.002367 |  | 0.0013453 |  | 0.00014869 |  | 0 |  | -8.5184e-06 |  | 2.4872e-05
| 6.9767e-05 |  | 6.9767e-05 |  | 0.00022638 |  | 0 |  | 0.00014343 |  | 0.00030132 |  | 0.00030132 |  | 0.00060506 |  | 0.0048506 |  | 0 |  | 0.17981 |  | 0.060176 |  | 0.13447 |  | #VALUE! |  | 0.0021938 |  | 0.0013704 |  | 0.00017002 |  | 0 |  | -5.4303e-05 |  | 6.0632e-05
| 8.3857e-05 |  | 8.3857e-05 |  | 0.00015165 |  | 0 |  | 0.00013149 |  | 0.00034216 |  | 0.00034216 |  | 0.00060099 |  | 0.004797 |  | 0 |  | 0.17981 |  | 0.061928 |  | 0.13584 |  | #VALUE! |  | 0.00218 |  | 0.001432 |  | 0.00020771 |  | 0 |  | -4.5873e-05 |  | 4.4816e-05
| 8.082e-05 |  | 8.082e-05 |  | 0.0001427 |  | 0 |  | 0.00013083 |  | 0.00037352 |  | 0.00037352 |  | 0.00060486 |  | 0.0047536 |  | 0 |  | 0.17972 |  | 0.063912 |  | 0.13744 |  | #VALUE! |  | 0.0022011 |  | 0.0014685 |  | 0.00017645 |  | 0 |  | -5.7248e-05 |  | 3.1472e-05
| 6.274e-05 |  | 6.274e-05 |  | 0.00023192 |  | 0 |  | 0.00011176 |  | 0.00029445 |  | 0.00029445 |  | 0.00059553 |  | 0.0046772 |  | 0 |  | 0.17937 |  | 0.065718 |  | 0.13862 |  | #VALUE! |  | 0.0022775 |  | 0.0015108 |  | 0.00017188 |  | 0 |  | -0.00015965 |  | 4.0801e-05
| 6.0358e-05 |  | 6.0358e-05 |  | 0.00025149 |  | 0 |  | 0.00010538 |  | 0.00033609 |  | 0.00033609 |  | 0.00057672 |  | 0.0046202 |  | 0 |  | 0.17881 |  | 0.067432 |  | 0.13983 |  | #VALUE! |  | 0.0024301 |  | 0.0015751 |  | 0.00019986 |  | 0 |  | -7.293e-05 |  | 4.9482e-05
| 8.1056e-05 |  | 8.1056e-05 |  | 0.00021126 |  | 0 |  | 0.00010432 |  | 0.00033646 |  | 0.00033646 |  | 0.00055846 |  | 0.0045574 |  | 0 |  | 0.17809 |  | 0.069142 |  | 0.14037 |  | #VALUE! |  | 0.0025649 |  | 0.0016116 |  | 0.00019416 |  | 0 |  | -2.9769e-05 |  | 1.9789e-05
| 9.3624e-05 |  | 9.3624e-05 |  | 0.00016057 |  | 0 |  | 0.00010832 |  | 0.00026661 |  | 0.00026661 |  | 0.00056808 |  | 0.0044707 |  | 0 |  | 0.17718 |  | 0.070784 |  | 0.14141 |  | #VALUE! |  | 0.0026752 |  | 0.0016527 |  | 0.00018185 |  | 0 |  | -5.2387e-05 |  | 3.339e-05
| 7.1953e-05 |  | 7.1953e-05 |  | 0.00014935 |  | 0 |  | 9.6368e-05 |  | 0.00024779 |  | 0.00024779 |  | 0.00057099 |  | 0.0043725 |  | 0 |  | 0.17606 |  | 0.072403 |  | 0.14267 |  | #VALUE! |  | 0.0026378 |  | 0.0016744 |  | 0.00021045 |  | 0 |  | -8.0984e-05 |  | 7.5802e-06
| 4.4748e-05 |  | 4.4748e-05 |  | 0.00022143 |  | 0 |  | 9.2373e-05 |  | 0.00025009 |  | 0.00025009 |  | 0.00055856 |  | 0.0042894 |  | 0 |  | 0.1752 |  | 0.074127 |  | 0.14314 |  | #VALUE! |  | 0.0025898 |  | 0.0017217 |  | 0.00019355 |  | 0 |  | -0.00014369 |  | -7.3273e-06
| 5.6302e-05 |  | 5.6302e-05 |  | 0.00026837 |  | 0 |  | 0.00011013 |  | 0.00028694 |  | 0.00028694 |  | 0.00055956 |  | 0.0042207 |  | 0 |  | 0.17435 |  | 0.075849 |  | 0.14424 |  | #VALUE! |  | 0.0027033 |  | 0.0017981 |  | 0.00020271 |  | 0 |  | -0.00017581 |  | -2.2827e-05
| 6.8759e-05 |  | 6.8759e-05 |  | 0.00034309 |  | 0 |  | 0.00011014 |  | 0.00032926 |  | 0.00032926 |  | 0.00055765 |  | 0.0041557 |  | 0 |  | 0.17365 |  | 0.077719 |  | 0.14589 |  | #VALUE! |  | 0.0028522 |  | 0.0018661 |  | 0.00026631 |  | 0 |  | -0.00011634 |  | -4.127e-06
| 5.5963e-05 |  | 5.5963e-05 |  | 0.00033303 |  | 0 |  | 8.7843e-05 |  | 0.00031151 |  | 0.00031151 |  | 0.00054465 |  | 0.0040768 |  | 0 |  | 0.17353 |  | 0.079925 |  | 0.14727 |  | #VALUE! |  | 0.0029509 |  | 0.0019111 |  | 0.00025717 |  | 0 |  | -9.6355e-05 |  | 6.0777e-05
| 5.082e-05 |  | 5.082e-05 |  | 0.00022003 |  | 0 |  | 8.7848e-05 |  | 0.00028933 |  | 0.00028933 |  | 0.00053953 |  | 0.0040233 |  | 0 |  | 0.17355 |  | 0.08224 |  | 0.14879 |  | #VALUE! |  | 0.0030496 |  | 0.0019597 |  | 0.00022411 |  | 0 |  | -7.97e-05 |  | 5.8696e-05
| 8.5122e-05 |  | 8.5122e-05 |  | 0.00021886 |  | 0 |  | 8.8691e-05 |  | 0.00035355 |  | 0.00035355 |  | 0.00054358 |  | 0.0039855 |  | 0 |  | 0.17342 |  | 0.084541 |  | 0.15021 |  | #VALUE! |  | 0.0031027 |  | 0.0020276 |  | 0.00022755 |  | 0 |  | -8.2935e-05 |  | 7.2026e-05
| 9.5158e-05 |  | 9.5158e-05 |  | 0.000313 |  | 0 |  | 8.8695e-05 |  | 0.00040287 |  | 0.00040287 |  | 0.00055076 |  | 0.003958 |  | 0 |  | 0.17305 |  | 0.086903 |  | 0.15167 |  | #VALUE! |  | 0.0032647 |  | 0.0021058 |  | 0.00027175 |  | 0 |  | -6.4419e-05 |  | 6.1725e-05
| 4.215e-05 |  | 4.215e-05 |  | 0.00025934 |  | 0 |  | 0.00011563 |  | 0.00030087 |  | 0.00030087 |  | 0.0005475 |  | 0.003877 |  | 0 |  | 0.17253 |  | 0.089264 |  | 0.15249 |  | #VALUE! |  | 0.0034537 |  | 0.0021897 |  | 0.00026833 |  | 0 |  | -7.9967e-05 |  | -3.0222e-05
| 5.6274e-05 |  | 5.6274e-05 |  | 0.00020279 |  | 0 |  | 0.00011563 |  | 0.00029661 |  | 0.00029661 |  | 0.00052431 |  | 0.0038223 |  | 0 |  | 0.1722 |  | 0.091562 |  | 0.15357 |  | #VALUE! |  | 0.0035799 |  | 0.002252 |  | 0.0002661 |  | 0 |  | -6.9014e-05 |  | 2.0192e-05
| 6.542e-05 |  | 6.542e-05 |  | 0.0001831 |  | 0 |  | 0.00010915 |  | 0.00032777 |  | 0.00032777 |  | 0.00052641 |  | 0.0037524 |  | 0 |  | 0.17107 |  | 0.093758 |  | 0.1548 |  | #VALUE! |  | 0.0035583 |  | 0.0022725 |  | 0.00028784 |  | 0 |  | -7.9145e-05 |  | 5.6135e-05
| 6.5492e-05 |  | 6.5492e-05 |  | 0.00021044 |  | 0 |  | 0.00010916 |  | 0.00024318 |  | 0.00024318 |  | 0.00052186 |  | 0.0036634 |  | 0 |  | 0.17009 |  | 0.095888 |  | 0.15586 |  | #VALUE! |  | 0.0036652 |  | 0.0023349 |  | 0.00024717 |  | 0 |  | -0.00014829 |  | -1.6805e-05
| 5.0468e-05 |  | 5.0468e-05 |  | 0.00025701 |  | 0 |  | 9.8664e-05 |  | 0.00022782 |  | 0.00022782 |  | 0.00051275 |  | 0.0035937 |  | 0 |  | 0.16983 |  | 0.098033 |  | 0.15703 |  | #VALUE! |  | 0.0037902 |  | 0.0024301 |  | 0.00023918 |  | 0 |  | -0.00012665 |  | -1.3401e-05
| 5.6987e-05 |  | 5.6987e-05 |  | 0.00021382 |  | 0 |  | 0.00011578 |  | 0.00034739 |  | 0.00034739 |  | 0.00051986 |  | 0.0035764 |  | 0 |  | 0.1689 |  | 0.1005 |  | 0.15791 |  | #VALUE! |  | 0.0037924 |  | 0.0025152 |  | 0.00029398 |  | 0 |  | -5.5194e-05 |  | 2.7527e-05
| 8.2537e-05 |  | 8.2537e-05 |  | 0.00017279 |  | 0 |  | 0.00011955 |  | 0.00041621 |  | 0.00041621 |  | 0.00050401 |  | 0.0035788 |  | 0 |  | 0.16851 |  | 0.10311 |  | 0.15902 |  | #VALUE! |  | 0.0037943 |  | 0.0025964 |  | 0.00032947 |  | 0 |  | 5.3447e-05 |  | 5.0244e-05
| 6.4896e-05 |  | 6.4896e-05 |  | 0.00024188 |  | 0 |  | 0.00010245 |  | 0.00032039 |  | 0.00032039 |  | 0.00049519 |  | 0.003469 |  | 0 |  | 0.16823 |  | 0.10597 |  | 0.1606 |  | #VALUE! |  | 0.0040501 |  | 0.0026694 |  | 0.00026874 |  | 0 |  | -3.9638e-05 |  | -3.3657e-05
| 9.0143e-05 |  | 9.0143e-05 |  | 0.00033433 |  | 0 |  | 9.1101e-05 |  | 0.0002653 |  | 0.0002653 |  | 0.00049609 |  | 0.0033789 |  | 0 |  | 0.16803 |  | 0.10909 |  | 0.16192 |  | #VALUE! |  | 0.0042628 |  | 0.0027564 |  | 0.00025045 |  | 0 |  | -0.00014138 |  | -5.3863e-05
| 0.0001054 |  | 0.0001054 |  | 0.00034888 |  | 0 |  | 9.1106e-05 |  | 0.00025253 |  | 0.00025253 |  | 0.00049336 |  | 0.0033522 |  | 0 |  | 0.16789 |  | 0.11198 |  | 0.16299 |  | #VALUE! |  | 0.0042337 |  | 0.0028472 |  | 0.00031465 |  | 0 |  | -9.8001e-05 |  | 3.7623e-05
| 9.204e-05 |  | 9.204e-05 |  | 0.00027849 |  | 0 |  | 9.3392e-05 |  | 0.00025204 |  | 0.00025204 |  | 0.00049276 |  | 0.0033181 |  | 0 |  | 0.1675 |  | 0.11496 |  | 0.16431 |  | #VALUE! |  | 0.0042358 |  | 0.0029262 |  | 0.00030779 |  | 0 |  | -7.9199e-05 |  | 7.1323e-05
| 0.00011066 |  | 0.00011066 |  | 0.00027506 |  | 0 |  | 9.3397e-05 |  | 0.00027092 |  | 0.00027092 |  | 0.00048435 |  | 0.0032908 |  | 0 |  | 0.1672 |  | 0.11805 |  | 0.16569 |  | #VALUE! |  | 0.0044187 |  | 0.0030167 |  | 0.00032727 |  | 0 |  | -4.8325e-05 |  | 2.8623e-05
| 8.7268e-05 |  | 8.7268e-05 |  | 0.00030759 |  | 0 |  | 0.00010151 |  | 0.00025785 |  | 0.00025785 |  | 0.00048079 |  | 0.003205 |  | 0 |  | 0.16657 |  | 0.12115 |  | 0.16735 |  | #VALUE! |  | 0.0046541 |  | 0.0030896 |  | 0.00037075 |  | 0 |  | -7.3441e-05 |  | 2.1788e-05
| 7.7552e-05 |  | 7.7552e-05 |  | 0.00021197 |  | 0 |  | 0.00012677 |  | 0.00032317 |  | 0.00032317 |  | 0.00047688 |  | 0.0031578 |  | 0 |  | 0.16647 |  | 0.12439 |  | 0.16886 |  | #VALUE! |  | 0.0047372 |  | 0.0031658 |  | 0.00034133 |  | 0 |  | -5.4519e-05 |  | 9.1129e-05
| 6.229e-05 |  | 6.229e-05 |  | 0.0001179 |  | 0 |  | 0.00015448 |  | 0.00033327 |  | 0.00033327 |  | 0.00045965 |  | 0.003142 |  | 0 |  | 0.1664 |  | 0.12773 |  | 0.16964 |  | #VALUE! |  | 0.0050313 |  | 0.0032688 |  | 0.0003322 |  | 0 |  | -6.8957e-05 |  | 7.1762e-05
| 1.504e-05 |  | 1.504e-05 |  | 7.5691e-05 |  | 0 |  | 0.00012923 |  | 0.00030012 |  | 0.00030012 |  | 0.00042903 |  | 0.003103 |  | 0 |  | 0.16581 |  | 0.13122 |  | 0.17041 |  | #VALUE! |  | 0.0050517 |  | 0.003407 |  | 0.00037425 |  | 0 |  | -9.9102e-05 |  | 5.6416e-05
| 5.2896e-05 |  | 5.2896e-05 |  | 0.00015855 |  | 0 |  | 0.00011222 |  | 0.00036183 |  | 0.00036183 |  | 0.00047615 |  | 0.0030915 |  | 0 |  | 0.1651 |  | 0.1345 |  | 0.17164 |  | #VALUE! |  | 0.0050002 |  | 0.0035624 |  | 0.00040288 |  | 0 |  | -3.1627e-05 |  | 6.0048e-05
| 8.3205e-05 |  | 8.3205e-05 |  | 0.00026435 |  | 0 |  | 0.00011223 |  | 0.00031289 |  | 0.00031289 |  | 0.00049947 |  | 0.0030206 |  | 0 |  | 0.16458 |  | 0.1378 |  | 0.17293 |  | #VALUE! |  | 0.005252 |  | 0.0036343 |  | 0.00039719 |  | 0 |  | -8.9115e-05 |  | 4.7052e-05
| 5.2191e-05 |  | 5.2191e-05 |  | 0.0002152 |  | 0 |  | 6.786e-05 |  | 0.00023714 |  | 0.00023714 |  | 0.00044599 |  | 0.002935 |  | 0 |  | 0.16487 |  | 0.14156 |  | 0.17427 |  | #VALUE! |  | 0.0055523 |  | 0.0037099 |  | 0.00041209 |  | 0 |  | -0.00016235 |  | 6.2391e-06
| 1.4201e-05 |  | 1.4201e-05 |  | 0.00016295 |  | 0 |  | 6.7863e-05 |  | 0.00026324 |  | 0.00026324 |  | 0.00044078 |  | 0.0029087 |  | 0 |  | 0.16441 |  | 0.14517 |  | 0.17556 |  | #VALUE! |  | 0.0057689 |  | 0.0038287 |  | 0.0004476 |  | 0 |  | -7.2934e-05 |  | -1.6326e-05
| 4.7847e-05 |  | 4.7847e-05 |  | 0.00014359 |  | 0 |  | 0.00010661 |  | 0.00023584 |  | 0.00023584 |  | 0.00043824 |  | 0.002883 |  | 0 |  | 0.16322 |  | 0.14838 |  | 0.17705 |  | #VALUE! |  | 0.0059963 |  | 0.0039679 |  | 0.00044189 |  | 0.00012203 |  | -4.3378e-05 |  | -3.5875e-05
| 7.606e-05 |  | 7.606e-05 |  | 0.00020897 |  | 0 |  | 0.0001136 |  | 0.00023264 |  | 0.00023264 |  | 0.00043705 |  | 0.0028287 |  | 0 |  | 0.16252 |  | 0.15161 |  | 0.1788 |  | #VALUE! |  | 0.0063827 |  | 0.0040939 |  | 0.00042588 |  | 0.00013654 |  | -9.353e-05 |  | -3.2084e-05
| 5.8785e-05 |  | 5.8785e-05 |  | 0.00029431 |  | 0 |  | 7.6438e-05 |  | 0.00025054 |  | 0.00025054 |  | 0.00043193 |  | 0.0027711 |  | 0 |  | 0.1614 |  | 0.15502 |  | 0.17963 |  | #VALUE! |  | 0.0063786 |  | 0.004207 |  | 0.00043392 |  | 0.00014359 |  | -7.0473e-05 |  | 4.5231e-06
| 5.6148e-05 |  | 5.6148e-05 |  | 0.00031438 |  | 0 |  | 8.1299e-05 |  | 0.00024726 |  | 0.00024726 |  | 0.0004218 |  | 0.0027471 |  | 0 |  | 0.16009 |  | 0.15829 |  | 0.18012 |  | #VALUE! |  | 0.0062619 |  | 0.004327 |  | 0.00044426 |  | 0.00013388 |  | -6.4786e-05 |  | 2.0499e-05
| 4.8394e-05 |  | 4.8394e-05 |  | 0.00024525 |  | 0 |  | 7.275e-05 |  | 0.00025843 |  | 0.00025843 |  | 0.00041525 |  | 0.00271 |  | 0 |  | 0.15951 |  | 0.16175 |  | 0.18162 |  | #VALUE! |  | 0.0062763 |  | 0.0044434 |  | 0.00048663 |  | 0.00011593 |  | -6.1179e-05 |  | 1.6802e-05
| 6.4743e-05 |  | 6.4743e-05 |  | 0.00019583 |  | 0 |  | 6.0913e-05 |  | 0.00024964 |  | 0.00024964 |  | 0.00040945 |  | 0.0026454 |  | 0 |  | 0.15924 |  | 0.1655 |  | 0.18287 |  | #VALUE! |  | 0.0064722 |  | 0.0045511 |  | 0.00046491 |  | 0.00011959 |  | -8.9754e-05 |  | 2.9133e-06
| 6.5451e-05 |  | 6.5451e-05 |  | 0.00024601 |  | 0 |  | 5.8786e-05 |  | 0.00022029 |  | 0.00022029 |  | 0.00040695 |  | 0.0025889 |  | 0 |  | 0.15905 |  | 0.16952 |  | 0.18427 |  | #VALUE! |  | 0.0068574 |  | 0.0046632 |  | 0.00045691 |  | 0.00012576 |  | -0.00017859 |  | 7.1966e-06
| 7.345e-05 |  | 7.345e-05 |  | 0.00024685 |  | 0 |  | 5.8789e-05 |  | 0.0002507 |  | 0.0002507 |  | 0.00040543 |  | 0.0025889 |  | 0 |  | 0.15901 |  | 0.17378 |  | 0.18621 |  | #VALUE! |  | 0.0071265 |  | 0.0048427 |  | 0.00051763 |  | 0.00011094 |  | -0.00010081 |  | 1.2019e-05
| 8.6726e-05 |  | 8.6726e-05 |  | 0.00029044 |  | 0 |  | 0.00010825 |  | 0.00031812 |  | 0.00031812 |  | 0.00040394 |  | 0.0025866 |  | 0 |  | 0.15864 |  | 0.1779 |  | 0.18842 |  | #VALUE! |  | 0.0070316 |  | 0.005052 |  | 0.00054287 |  | 0.00011572 |  | -5.6611e-05 |  | 1.3708e-05
| 7.5792e-05 |  | 7.5792e-05 |  | 0.00029212 |  | 0 |  | 0.00010826 |  | 0.00028964 |  | 0.00028964 |  | 0.00040874 |  | 0.0025271 |  | 0 |  | 0.158 |  | 0.18156 |  | 0.19016 |  | #VALUE! |  | 0.0070386 |  | 0.0052224 |  | 0.00054173 |  | 0.0001266 |  | -0.00010332 |  | 2.2223e-05
| 9.9229e-05 |  | 9.9229e-05 |  | 0.00032336 |  | 0 |  | 0.000102 |  | 0.0002358 |  | 0.0002358 |  | 0.00041035 |  | 0.0024848 |  | 0 |  | 0.15721 |  | 0.18493 |  | 0.1911 |  | #VALUE! |  | 0.0073701 |  | 0.0053596 |  | 0.00056468 |  | 0.00011712 |  | -4.2343e-05 |  | 3.678e-05
| 8.6021e-05 |  | 8.6021e-05 |  | 0.00028571 |  | 0 |  | 0.000102 |  | 0.0002572 |  | 0.0002572 |  | 0.00039961 |  | 0.0024579 |  | 0 |  | 0.15632 |  | 0.188 |  | 0.1918 |  | #VALUE! |  | 0.0076626 |  | 0.0055026 |  | 0.00065405 |  | 0.00010022 |  | -6.2314e-06 |  | 3.9712e-05
| 5.4563e-05 |  | 5.4563e-05 |  | 0.00025555 |  | 0 |  | 9.8463e-05 |  | 0.00021733 |  | 0.00021733 |  | 0.00039378 |  | 0.0024123 |  | 0 |  | 0.15547 |  | 0.19076 |  | 0.192 |  | #VALUE! |  | 0.0078492 |  | 0.0056481 |  | 0.00063919 |  | 0.00011961 |  | -0.00010171 |  | -8.5586e-06
| 8.9448e-05 |  | 8.9448e-05 |  | 0.00028356 |  | 0 |  | 9.8468e-05 |  | 0.0002273 |  | 0.0002273 |  | 0.00038267 |  | 0.0023677 |  | 0 |  | 0.1544 |  | 0.19375 |  | 0.19246 |  | #VALUE! |  | 0.0081289 |  | 0.0057785 |  | 0.00059569 |  | 0.00013867 |  | -0.00015402 |  | -2.5122e-05
| 7.8418e-05 |  | 7.8418e-05 |  | 0.00019364 |  | 0 |  | 7.6221e-05 |  | 0.00023481 |  | 0.00023481 |  | 0.00038182 |  | 0.0023219 |  | 0 |  | 0.15332 |  | 0.19705 |  | 0.19378 |  | #VALUE! |  | 0.0083314 |  | 0.0059237 |  | 0.00061977 |  | 0.0001284 |  | -0.00011678 |  | -2.7962e-07
| 7.7391e-05 |  | 7.7391e-05 |  | 0.00018993 |  | 0 |  | 7.6225e-05 |  | 0.00020079 |  | 0.00020079 |  | 0.0003906 |  | 0.0022933 |  | 0 |  | 0.15305 |  | 0.20068 |  | 0.19507 |  | #VALUE! |  | 0.0084176 |  | 0.0061079 |  | 0.0006324 |  | 0.00011856 |  | -5.9121e-05 |  | 2.2978e-05
| 8.0992e-05 |  | 8.0992e-05 |  | 0.00028437 |  | 0 |  | 0.00011676 |  | 0.00026869 |  | 0.00026869 |  | 0.00038917 |  | 0.0022745 |  | 0 |  | 0.15306 |  | 0.20405 |  | 0.19629 |  | #VALUE! |  | 0.0084937 |  | 0.0062868 |  | 0.00063933 |  | 0.00010655 |  | -1.3925e-05 |  | 5.101e-05
| 4.0547e-05 |  | 4.0547e-05 |  | 0.00031237 |  | 0 |  | 0.00011676 |  | 0.00027889 |  | 0.00027889 |  | 0.00039275 |  | 0.0022231 |  | 0 |  | 0.1528 |  | 0.20744 |  | 0.19755 |  | #VALUE! |  | 0.0087836 |  | 0.0064725 |  | 0.00064047 |  | 0.00011769 |  | -4.066e-05 |  | 4.4522e-05
| 4.002e-05 |  | 4.002e-05 |  | 0.00029015 |  | 0 |  | 9.9843e-05 |  | 0.00022074 |  | 0.00022074 |  | 0.00037923 |  | 0.0021978 |  | 0 |  | 0.15251 |  | 0.21101 |  | 0.19847 |  | #VALUE! |  | 0.0089595 |  | 0.006693 |  | 0.00067491 |  | 0.00012983 |  | -5.8902e-05 |  | 2.6006e-05
| 6.5358e-05 |  | 6.5358e-05 |  | 0.000228 |  | 0 |  | 0.00010127 |  | 0.00025872 |  | 0.00025872 |  | 0.0003666 |  | 0.0021841 |  | 0 |  | 0.15241 |  | 0.21422 |  | 0.19952 |  | #VALUE! |  | 0.0090706 |  | 0.0068806 |  | 0.00069671 |  | 0.00013194 |  | 5.6881e-06 |  | 6.6214e-05
| 8.6298e-05 |  | 8.6298e-05 |  | 0.00012996 |  | 0 |  | 9.3156e-05 |  | 0.00029268 |  | 0.00029268 |  | 0.00037695 |  | 0.0021418 |  | 0 |  | 0.15215 |  | 0.21692 |  | 0.2006 |  | #VALUE! |  | 0.0095372 |  | 0.0070625 |  | 0.0006933 |  | 0.00013103 |  | -5.6012e-06 |  | 5.6819e-05
| 6.6953e-05 |  | 6.6953e-05 |  | 0.00012997 |  | 0 |  | 0.00010255 |  | 0.00022144 |  | 0.00022144 |  | 0.00036839 |  | 0.0020988 |  | 0 |  | 0.15159 |  | 0.21906 |  | 0.20207 |  | #VALUE! |  | 0.0098342 |  | 0.0072555 |  | 0.00073347 |  | 0.00011707 |  | -5.6566e-05 |  | -1.4691e-05
| 5.637e-05 |  | 5.637e-05 |  | 0.00020451 |  | 0 |  | 9.9823e-05 |  | 0.00019449 |  | 0.00019449 |  | 0.00036118 |  | 0.0020708 |  | 0 |  | 0.15076 |  | 0.22078 |  | 0.2034 |  | #VALUE! |  | 0.0099977 |  | 0.0074424 |  | 0.00076556 |  | 0.0001193 |  | -4.9184e-05 |  | -1.2889e-05
| 6.3053e-05 |  | 6.3053e-05 |  | 0.0001669 |  | 0 |  | 0.0001008 |  | 0.00021584 |  | 0.00021584 |  | 0.00037196 |  | 0.0020416 |  | 0 |  | 0.15009 |  | 0.22238 |  | 0.20414 |  | #VALUE! |  | 0.010152 |  | 0.0076732 |  | 0.00075302 |  | 0.00012177 |  | -4.0682e-05 |  | 1.9632e-05
| 9.0396e-05 |  | 9.0396e-05 |  | 0.00017703 |  | 0 |  | 8.381e-05 |  | 0.00020638 |  | 0.00020638 |  | 0.00036853 |  | 0.0020222 |  | 0 |  | 0.14942 |  | 0.22378 |  | 0.20503 |  | #VALUE! |  | 0.010627 |  | 0.007917 |  | 0.00078741 |  | 0.00010928 |  | -9.8592e-05 |  | 3.0337e-05
| 7.0469e-05 |  | 7.0469e-05 |  | 0.00022264 |  | 0 |  | 7.2017e-05 |  | 0.00020402 |  | 0.00020402 |  | 0.00036243 |  | 0.0019959 |  | 0 |  | 0.14921 |  | 0.22501 |  | 0.20628 |  | #VALUE! |  | 0.011011 |  | 0.008121 |  | 0.00084249 |  | 0.00012504 |  | -0.00011836 |  | 6.5804e-06
| 4.4277e-05 |  | 4.4277e-05 |  | 0.00021698 |  | 0 |  | 8.4796e-05 |  | 0.00023585 |  | 0.00023585 |  | 0.00034749 |  | 0.0019723 |  | 0 |  | 0.14933 |  | 0.22597 |  | 0.2072 |  | #VALUE! |  | 0.011194 |  | 0.008338 |  | 0.00082075 |  | 0.00014627 |  | -4.305e-05 |  | 5.0854e-05
| 7.0387e-05 |  | 7.0387e-05 |  | 0.0002386 |  | 0 |  | 0.00010173 |  | 0.00026037 |  | 0.00026037 |  | 0.00032952 |  | 0.0019592 |  | 0 |  | 0.14898 |  | 0.2265 |  | 0.20788 |  | #VALUE! |  | 0.011484 |  | 0.0085853 |  | 0.00082881 |  | 0.0001499 |  | -4.0994e-05 |  | 6.103e-05
| 7.6856e-05 |  | 7.6856e-05 |  | 0.00018155 |  | 0 |  | 0.0001043 |  | 0.0002572 |  | 0.0002572 |  | 0.00033599 |  | 0.0019116 |  | 0 |  | 0.14865 |  | 0.22696 |  | 0.20906 |  | #VALUE! |  | 0.011606 |  | 0.0088245 |  | 0.00085411 |  | 0.00013948 |  | -5.6503e-05 |  | 9.8749e-06
| 8.8668e-05 |  | 8.8668e-05 |  | 0.00018255 |  | 0 |  | 8.738e-05 |  | 0.00028512 |  | 0.00028512 |  | 0.00034297 |  | 0.0018957 |  | 0 |  | 0.14809 |  | 0.22696 |  | 0.21031 |  | #VALUE! |  | 0.011965 |  | 0.0090676 |  | 0.00088277 |  | 0.00013246 |  | -1.494e-05 |  | 3.6669e-05
| 6.1127e-05 |  | 6.1127e-05 |  | 0.00022386 |  | 0 |  | 0.00010686 |  | 0.00028103 |  | 0.00028103 |  | 0.00035072 |  | 0.0018693 |  | 0 |  | 0.14784 |  | 0.22663 |  | 0.21139 |  | #VALUE! |  | 0.012228 |  | 0.0093396 |  | 0.0009482 |  | 0.00013245 |  | -4.4161e-05 |  | 1.927e-05
| 7.9707e-05 |  | 7.9707e-05 |  | 0.00017822 |  | 0 |  | 0.00011228 |  | 0.0002626 |  | 0.0002626 |  | 0.00034193 |  | 0.001856 |  | 0 |  | 0.14756 |  | 0.22579 |  | 0.21192 |  | #VALUE! |  | 0.012471 |  | 0.0096329 |  | 0.001001 |  | 0.00013535 |  | -0.00013164 |  | 9.8265e-06
| 7.3667e-05 |  | 7.3667e-05 |  | 0.00020853 |  | 0 |  | 0.00011466 |  | 0.00022322 |  | 0.00022322 |  | 0.00032774 |  | 0.0018327 |  | 0 |  | 0.14676 |  | 0.22416 |  | 0.21229 |  | #VALUE! |  | 0.013004 |  | 0.0099044 |  | 0.0010102 |  | 0.00013615 |  | -0.00016619 |  | 3.5652e-05
| 7.0951e-06 |  | 7.0951e-06 |  | 0.00027275 |  | 0 |  | 0.00010924 |  | 0.00016203 |  | 0.00016203 |  | 0.00032951 |  | 0.0017622 |  | 0 |  | 0.14593 |  | 0.22186 |  | 0.21402 |  | #VALUE! |  | 0.013174 |  | 0.010136 |  | 0.00098391 |  | 0.00015186 |  | -0.00017563 |  | -1.0944e-05
| 2.5006e-05 |  | 2.5006e-05 |  | 0.00023584 |  | 0 |  | 9.6164e-05 |  | 0.00017494 |  | 0.00017494 |  | 0.000327 |  | 0.0017083 |  | 0 |  | 0.14541 |  | 0.2191 |  | 0.2152 |  | #VALUE! |  | 0.013296 |  | 0.01036 |  | 0.0010321 |  | 0.00015733 |  | -0.00016382 |  | -4.7984e-05
| 5.0634e-05 |  | 5.0634e-05 |  | 0.00024034 |  | 0 |  | 0.00011231 |  | 0.00019688 |  | 0.00019688 |  | 0.00032753 |  | 0.0017061 |  | 0 |  | 0.14504 |  | 0.21621 |  | 0.21542 |  | #VALUE! |  | 0.013533 |  | 0.010628 |  | 0.0010814 |  | 0.0001788 |  | -0.00010927 |  | -1.2627e-05
| 1.3589e-05 |  | 1.3589e-05 |  | 0.0002086 |  | 0 |  | 8.8717e-05 |  | 0.00020116 |  | 0.00020116 |  | 0.00033159 |  | 0.0017015 |  | 0 |  | 0.14424 |  | 0.21305 |  | 0.21623 |  | #VALUE! |  | 0.01383 |  | 0.01092 |  | 0.001078 |  | 0.00019454 |  | -0.00012463 |  | 2.1506e-05
| -3.0903e-06 |  | -3.0903e-06 |  | 0.00015546 |  | 0 |  | 7.2583e-05 |  | 0.00025442 |  | 0.00025442 |  | 0.0003251 |  | 0.0016665 |  | 0 |  | 0.14395 |  | 0.21002 |  | 0.21709 |  | #VALUE! |  | 0.013923 |  | 0.01125 |  | 0.0010816 |  | 0.00018879 |  | -0.00015812 |  | 1.8907e-06
| 5.2597e-05 |  | 5.2597e-05 |  | 0.00015018 |  | 0 |  | 6.3253e-05 |  | 0.00030111 |  | 0.00030111 |  | 0.00031881 |  | 0.0016717 |  | 0 |  | 0.14387 |  | 0.20673 |  | 0.21745 |  | #VALUE! |  | 0.014444 |  | 0.011576 |  | 0.0011057 |  | 0.00018519 |  | -9.6258e-05 |  | 5.3978e-06
| 0.00012635 |  | 0.00012635 |  | 0.00015861 |  | 0 |  | 6.3256e-05 |  | 0.00025883 |  | 0.00025883 |  | 0.00031454 |  | 0.0016768 |  | 0 |  | 0.14348 |  | 0.20304 |  | 0.21818 |  | #VALUE! |  | 0.015155 |  | 0.011904 |  | 0.0011769 |  | 0.00018584 |  | -7.6817e-05 |  | 1.4855e-05
| 0.00011224 |  | 0.00011224 |  | 0.00021238 |  | 0 |  | 9.0022e-05 |  | 0.00024266 |  | 0.00024266 |  | 0.00030694 |  | 0.0016469 |  | 0 |  | 0.14301 |  | 0.19923 |  | 0.21925 |  | #VALUE! |  | 0.015343 |  | 0.012228 |  | 0.0011976 |  | 0.00018439 |  | -8.5179e-05 |  | 1.2151e-06
| 7.2463e-05 |  | 7.2463e-05 |  | 0.00023851 |  | 0 |  | 0.00010392 |  | 0.00025029 |  | 0.00025029 |  | 0.00031952 |  | 0.0016291 |  | 0 |  | 0.14263 |  | 0.19501 |  | 0.22038 |  | #VALUE! |  | 0.015674 |  | 0.012535 |  | 0.0012217 |  | 0.00017901 |  | -7.5658e-05 |  | 2.909e-05
| 8.4728e-05 |  | 8.4728e-05 |  | 0.00027215 |  | 0 |  | 8.4603e-05 |  | 0.00020682 |  | 0.00020682 |  | 0.00032476 |  | 0.0015862 |  | 0 |  | 0.14221 |  | 0.19068 |  | 0.22089 |  | #VALUE! |  | 0.016252 |  | 0.012843 |  | 0.00127 |  | 0.00018869 |  | -7.7087e-05 |  | 4.5763e-05
| 6.8605e-05 |  | 6.8605e-05 |  | 0.00028131 |  | 0 |  | 7.0713e-05 |  | 0.00019123 |  | 0.00019123 |  | 0.00030764 |  | 0.0015455 |  | 0 |  | 0.14159 |  | 0.18626 |  | 0.22122 |  | #VALUE! |  | 0.016408 |  | 0.013199 |  | 0.0012827 |  | 0.00018645 |  | -6.6498e-05 |  | 1.8633e-05
| 4.366e-05 |  | 4.366e-05 |  | 0.00019179 |  | 0 |  | 9.4039e-05 |  | 0.00018078 |  | 0.00018078 |  | 0.00030622 |  | 0.0015244 |  | 0 |  | 0.141 |  | 0.18123 |  | 0.22182 |  | #VALUE! |  | 0.016617 |  | 0.013558 |  | 0.0013033 |  | 0.00020449 |  | -0.00011455 |  | -3.676e-06
| 6.3077e-05 |  | 6.3077e-05 |  | 0.0001593 |  | 0 |  | 9.4043e-05 |  | 0.00013538 |  | 0.00013538 |  | 0.00031223 |  | 0.0014859 |  | 0 |  | 0.14012 |  | 0.17604 |  | 0.22295 |  | #VALUE! |  | 0.017091 |  | 0.01385 |  | 0.0013333 |  | 0.00021014 |  | -0.00014338 |  | -5.2145e-06
| 5.3014e-05 |  | 5.3014e-05 |  | 0.00016201 |  | 0 |  | 9.9806e-05 |  | 9.1103e-05 |  | 9.1103e-05 |  | 0.00031134 |  | 0.0014583 |  | 0 |  | 0.13964 |  | 0.17144 |  | 0.22408 |  | #VALUE! |  | 0.017708 |  | 0.01418 |  | 0.001331 |  | 0.00020382 |  | -0.00015022 |  | -4.6968e-06
| 4.3473e-05 |  | 4.3473e-05 |  | 0.00012297 |  | 0 |  | 0.00010562 |  | 0.00012584 |  | 0.00012584 |  | 0.00031131 |  | 0.0014576 |  | 0 |  | 0.1394 |  | 0.16681 |  | 0.22446 |  | #VALUE! |  | 0.018283 |  | 0.014614 |  | 0.0013644 |  | 0.00021123 |  | -9.3571e-05 |  | 8.3911e-06
| 5.4792e-05 |  | 5.4792e-05 |  | 0.00014603 |  | 0 |  | 8.0537e-05 |  | 0.00016512 |  | 0.00016512 |  | 0.00030422 |  | 0.0014561 |  | 0 |  | 0.13836 |  | 0.1615 |  | 0.22408 |  | #VALUE! |  | 0.018751 |  | 0.014959 |  | 0.0014069 |  | 0.00022611 |  | -9.1656e-05 |  | 6.3228e-06
| 5.7338e-05 |  | 5.7338e-05 |  | 0.00025565 |  | 0 |  | 8.3666e-05 |  | 0.00021709 |  | 0.00021709 |  | 0.00029533 |  | 0.001437 |  | 0 |  | 0.13741 |  | 0.15655 |  | 0.22437 |  | #VALUE! |  | 0.019025 |  | 0.0153 |  | 0.001446 |  | 0.00023656 |  | -0.00014445 |  | 1.5905e-05
| 5.8991e-05 |  | 5.8991e-05 |  | 0.00022734 |  | 0 |  | 0.00010233 |  | 0.00020981 |  | 0.00020981 |  | 0.00029733 |  | 0.0014049 |  | 0 |  | 0.13711 |  | 0.15182 |  | 0.22502 |  | #VALUE! |  | 0.019149 |  | 0.015658 |  | 0.0015058 |  | 0.00022818 |  | -8.689e-05 |  | 4.0589e-05
| 7.7857e-05 |  | 7.7857e-05 |  | 0.00012529 |  | 0 |  | 9.4648e-05 |  | 0.00020838 |  | 0.00020838 |  | 0.00030642 |  | 0.0013981 |  | 0 |  | 0.13697 |  | 0.1467 |  | 0.22549 |  | #VALUE! |  | 0.019633 |  | 0.016049 |  | 0.0015597 |  | 0.000226 |  | 4.1601e-06 |  | 4.4544e-05
| 9.4067e-05 |  | 9.4067e-05 |  | 0.00015931 |  | 0 |  | 6.6535e-05 |  | 0.00027622 |  | 0.00027622 |  | 0.0003072 |  | 0.0014015 |  | 0 |  | 0.13656 |  | 0.14191 |  | 0.22613 |  | #VALUE! |  | 0.020236 |  | 0.016514 |  | 0.0015897 |  | 0.00023502 |  | 1.2904e-05 |  | 5.0173e-05
| 0.00010316 |  | 0.00010316 |  | 0.00016164 |  | 0 |  | 6.9454e-05 |  | 0.00028326 |  | 0.00028326 |  | 0.00030462 |  | 0.0013812 |  | 0 |  | 0.13595 |  | 0.1372 |  | 0.22653 |  | #VALUE! |  | 0.020628 |  | 0.016942 |  | 0.0015909 |  | 0.00025444 |  | -1.0421e-05 |  | 6.7376e-05
| 0.00010592 |  | 0.00010592 |  | 0.00014822 |  | 0 |  | 8.0818e-05 |  | 0.00020093 |  | 0.00020093 |  | 0.00029259 |  | 0.0013431 |  | 0 |  | 0.13498 |  | 0.13232 |  | 0.22611 |  | #VALUE! |  | 0.020966 |  | 0.017275 |  | 0.0016048 |  | 0.00025694 |  | -1.5679e-05 |  | 6.9548e-05
| 6.9991e-05 |  | 6.9991e-05 |  | 0.00025683 |  | 0 |  | 8.2491e-05 |  | 0.00013428 |  | 0.00013428 |  | 0.00028101 |  | 0.0013136 |  | 0 |  | 0.13441 |  | 0.12759 |  | 0.2263 |  | #VALUE! |  | 0.02152 |  | 0.017676 |  | 0.001645 |  | 0.00025806 |  | -8.9148e-05 |  | 5.3381e-05
| 4.7425e-05 |  | 4.7425e-05 |  | 0.00020944 |  | 0 |  | 9.1385e-05 |  | 0.00016385 |  | 0.00016385 |  | 0.00027845 |  | 0.0012998 |  | 0 |  | 0.13416 |  | 0.12305 |  | 0.22705 |  | #VALUE! |  | 0.02183 |  | 0.018157 |  | 0.0017254 |  | 0.0002764 |  | -0.00014392 |  | 2.8237e-05
| 3.878e-05 |  | 3.878e-05 |  | 0.00012488 |  | 0 |  | 8.8278e-05 |  | 0.0001917 |  | 0.0001917 |  | 0.00026635 |  | 0.0012895 |  | 0 |  | 0.13329 |  | 0.11855 |  | 0.2279 |  | #VALUE! |  | 0.022395 |  | 0.018521 |  | 0.0017577 |  | 0.00028086 |  | -0.00011932 |  | 5.433e-05
| 9.3368e-05 |  | 9.3368e-05 |  | 0.00020152 |  | 0 |  | 8.1205e-05 |  | 0.00026997 |  | 0.00026997 |  | 0.0002682 |  | 0.0012922 |  | 0 |  | 0.13285 |  | 0.11427 |  | 0.22805 |  | #VALUE! |  | 0.023127 |  | 0.01896 |  | 0.0018232 |  | 0.000271 |  | -3.725e-05 |  | 0.00011844
| 0.00010117 |  | 0.00010117 |  | 0.00024699 |  | 0 |  | 7.8492e-05 |  | 0.00024475 |  | 0.00024475 |  | 0.00028828 |  | 0.0012689 |  | 0 |  | 0.1327 |  | 0.11014 |  | 0.2277 |  | #VALUE! |  | 0.023771 |  | 0.019459 |  | 0.0019049 |  | 0.00028594 |  | -4.4874e-05 |  | 0.00010785
| 5.2001e-05 |  | 5.2001e-05 |  | 0.00026836 |  | 0 |  | 9.9984e-05 |  | 0.00020941 |  | 0.00020941 |  | 0.00027997 |  | 0.0012268 |  | 0 |  | 0.13208 |  | 0.10609 |  | 0.2278 |  | #VALUE! |  | 0.024234 |  | 0.01984 |  | 0.0019107 |  | 0.000306 |  | -9.3276e-05 |  | 8.721e-05
| 6.6915e-05 |  | 6.6915e-05 |  | 0.00029617 |  | 0 |  | 0.00011105 |  | 0.00019806 |  | 0.00019806 |  | 0.00026132 |  | 0.0012165 |  | 0 |  | 0.13165 |  | 0.10225 |  | 0.22823 |  | #VALUE! |  | 0.024515 |  | 0.020216 |  | 0.0019153 |  | 0.00031909 |  | -6.325e-05 |  | 5.9527e-05
| 6.9572e-05 |  | 6.9572e-05 |  | 0.00025689 |  | 0 |  | 9.336e-05 |  | 0.00015803 |  | 0.00015803 |  | 0.00027415 |  | 0.0012085 |  | 0 |  | 0.13118 |  | 0.098417 |  | 0.22854 |  | #VALUE! |  | 0.025308 |  | 0.02067 |  | 0.0020074 |  | 0.00033021 |  | -4.5098e-05 |  | 4.0242e-05
| 4.8735e-05 |  | 4.8735e-05 |  | 0.00024008 |  | 0 |  | 8.2302e-05 |  | 0.00018976 |  | 0.00018976 |  | 0.00027121 |  | 0.0011947 |  | 0 |  | 0.13049 |  | 0.094635 |  | 0.22883 |  | #VALUE! |  | 0.025853 |  | 0.021209 |  | 0.0021154 |  | 0.00031923 |  | -5.1295e-05 |  | 5.205e-05
| 2.5588e-05 |  | 2.5588e-05 |  | 0.00023215 |  | 0 |  | 7.2885e-05 |  | 0.00020269 |  | 0.00020269 |  | 0.00026085 |  | 0.0011698 |  | 0 |  | 0.13018 |  | 0.091066 |  | 0.22869 |  | #VALUE! |  | 0.02637 |  | 0.0217 |  | 0.0020925 |  | 0.00032521 |  | -7.1671e-05 |  | 4.2747e-05
| 2.9343e-05 |  | 2.9343e-05 |  | 0.00014097 |  | 0 |  | 7.7661e-05 |  | 0.00020201 |  | 0.00020201 |  | 0.00026749 |  | 0.0011523 |  | 0 |  | 0.12993 |  | 0.087632 |  | 0.22842 |  | #VALUE! |  | 0.027204 |  | 0.022128 |  | 0.0021052 |  | 0.00034043 |  | -9.2233e-05 |  | 7.9918e-05
| 1.5803e-05 |  | 1.5803e-05 |  | 0.00012104 |  | 0 |  | 5.1286e-05 |  | 0.00017357 |  | 0.00017357 |  | 0.00026158 |  | 0.0011354 |  | 0 |  | 0.1293 |  | 0.084188 |  | 0.22872 |  | #VALUE! |  | 0.027804 |  | 0.022595 |  | 0.0021904 |  | 0.00035319 |  | -8.1881e-05 |  | 6.6173e-05
| 2.0918e-05 |  | 2.0918e-05 |  | 0.00013881 |  | 0 |  | 4.6516e-05 |  | 0.00012474 |  | 0.00012474 |  | 0.00026362 |  | 0.0010964 |  | 0 |  | 0.12889 |  | 0.080867 |  | 0.22822 |  | #VALUE! |  | 0.028202 |  | 0.023131 |  | 0.002241 |  | 0.00035321 |  | -6.2459e-05 |  | 5.207e-05
| 4.865e-05 |  | 4.865e-05 |  | 0.00020363 |  | 0 |  | 7.3561e-05 |  | 0.00015248 |  | 0.00015248 |  | 0.0002577 |  | 0.0010932 |  | 0 |  | 0.12852 |  | 0.077832 |  | 0.22824 |  | #VALUE! |  | 0.028939 |  | 0.023639 |  | 0.0023158 |  | 0.00036907 |  | -4.4794e-05 |  | 7.3372e-05
| 4.1798e-05 |  | 4.1798e-05 |  | 0.00015573 |  | 0 |  | 7.3565e-05 |  | 0.00019025 |  | 0.00019025 |  | 0.00025603 |  | 0.0010895 |  | 0 |  | 0.12824 |  | 0.0749 |  | 0.22834 |  | #VALUE! |  | 0.029876 |  | 0.024114 |  | 0.0024032 |  | 0.0003745 |  | -6.2813e-05 |  | 6.2788e-05
| 7.5489e-05 |  | 7.5489e-05 |  | 0.0002276 |  | 0 |  | 7.8723e-05 |  | 0.00025343 |  | 0.00025343 |  | 0.00026654 |  | 0.001107 |  | 0 |  | 0.12756 |  | 0.071892 |  | 0.22846 |  | #VALUE! |  | 0.030172 |  | 0.024649 |  | 0.0024332 |  | 0.00038194 |  | -1.9779e-05 |  | 0.00010383
| 0.00012292 |  | 0.00012292 |  | 0.00030357 |  | 0 |  | 9.9585e-05 |  | 0.00031508 |  | 0.00031508 |  | 0.00025697 |  | 0.0011193 |  | 0 |  | 0.12667 |  | 0.068884 |  | 0.22802 |  | #VALUE! |  | 0.030648 |  | 0.025114 |  | 0.0024827 |  | 0.00040163 |  | 1.5426e-05 |  | 0.00013107
| 9.3096e-05 |  | 9.3096e-05 |  | 0.00016327 |  | 0 |  | 8.483e-05 |  | 0.00027214 |  | 0.00027214 |  | 0.00025278 |  | 0.001076 |  | 0 |  | 0.12622 |  | 0.066186 |  | 0.22717 |  | #VALUE! |  | 0.031456 |  | 0.0256 |  | 0.0025356 |  | 0.00040773 |  | -2.8469e-05 |  | 0.00011339
| 7.1813e-05 |  | 7.1813e-05 |  | 0.00015239 |  | 0 |  | 6.3973e-05 |  | 0.00028313 |  | 0.00028313 |  | 0.00025146 |  | 0.0010737 |  | 0 |  | 0.12554 |  | 0.063555 |  | 0.22644 |  | #VALUE! |  | 0.032135 |  | 0.026066 |  | 0.0025898 |  | 0.00040852 |  | 9.5671e-06 |  | 0.0001016
| 7.8325e-05 |  | 7.8325e-05 |  | 0.00012892 |  | 0 |  | 7.7604e-05 |  | 0.00027303 |  | 0.00027303 |  | 0.00025053 |  | 0.0010579 |  | 0 |  | 0.12492 |  | 0.060832 |  | 0.22593 |  | #VALUE! |  | 0.032879 |  | 0.026528 |  | 0.0026887 |  | 0.00043047 |  | -6.7545e-07 |  | 7.3938e-05
| 6.1344e-05 |  | 6.1344e-05 |  | 9.8665e-05 |  | 0 |  | 7.7608e-05 |  | 0.00020772 |  | 0.00020772 |  | 0.00025139 |  | 0.0010336 |  | 0 |  | 0.12435 |  | 0.058397 |  | 0.22582 |  | #VALUE! |  | 0.033764 |  | 0.027134 |  | 0.0027383 |  | 0.00045177 |  | -4.9483e-05 |  | 7.1267e-05
| 5.9888e-05 |  | 5.9888e-05 |  | 0.00014919 |  | 0 |  | 7.1076e-05 |  | 0.00019445 |  | 0.00019445 |  | 0.00024078 |  | 0.0010361 |  | 0 |  | 0.124 |  | 0.056142 |  | 0.22574 |  | #VALUE! |  | 0.034578 |  | 0.027821 |  | 0.0027993 |  | 0.00043825 |  | -6.4166e-05 |  | 8.4388e-05
| 5.1745e-05 |  | 5.1745e-05 |  | 0.00020264 |  | 0 |  | 7.813e-05 |  | 0.00017521 |  | 0.00017521 |  | 0.00024154 |  | 0.0010052 |  | 0 |  | 0.12385 |  | 0.053886 |  | 0.22582 |  | #VALUE! |  | 0.035205 |  | 0.028409 |  | 0.0028523 |  | 0.00045487 |  | -0.00010288 |  | 6.5695e-05
| 4.3211e-05 |  | 4.3211e-05 |  | 0.0001872 |  | 0 |  | 9.8993e-05 |  | 0.0001602 |  | 0.0001602 |  | 0.00024696 |  | 0.00097992 |  | 0 |  | 0.12311 |  | 0.051676 |  | 0.22525 |  | #VALUE! |  | 0.036199 |  | 0.028982 |  | 0.0028858 |  | 0.00047652 |  | -9.7831e-05 |  | 6.2517e-05
| 3.622e-05 |  | 3.622e-05 |  | 0.0002416 |  | 0 |  | 0.00010069 |  | 0.00015215 |  | 0.00015215 |  | 0.000242 |  | 0.00096501 |  | 0 |  | 0.12214 |  | 0.049426 |  | 0.2243 |  | #VALUE! |  | 0.037583 |  | 0.029543 |  | 0.0029997 |  | 0.00046291 |  | -7.5685e-05 |  | 0.00010255
| 3.3741e-05 |  | 3.3741e-05 |  | 0.00026497 |  | 0 |  | 6.4989e-05 |  | 0.00016877 |  | 0.00016877 |  | 0.00023971 |  | 0.00094808 |  | 0 |  | 0.1217 |  | 0.04727 |  | 0.22394 |  | #VALUE! |  | 0.038293 |  | 0.030095 |  | 0.0031022 |  | 0.00046412 |  | -8.8337e-05 |  | 8.7565e-05
| 3.3745e-05 |  | 3.3745e-05 |  | 0.00019705 |  | 0 |  | 5.6249e-05 |  | 0.00016841 |  | 0.00016841 |  | 0.00024056 |  | 0.00093402 |  | 0 |  | 0.12094 |  | 0.045309 |  | 0.22285 |  | #VALUE! |  | 0.03877 |  | 0.030613 |  | 0.0031229 |  | 0.00049241 |  | -0.00013077 |  | 6.8656e-05
| 2.3533e-05 |  | 2.3533e-05 |  | 0.00018812 |  | 0 |  | 4.5378e-05 |  | 0.00016857 |  | 0.00016857 |  | 0.00024394 |  | 0.00092509 |  | 0 |  | 0.12024 |  | 0.043469 |  | 0.22222 |  | #VALUE! |  | 0.03979 |  | 0.031226 |  | 0.0032048 |  | 0.00050495 |  | -7.3e-05 |  | 0.00010432
| 4.2358e-05 |  | 4.2358e-05 |  | 0.00025823 |  | 0 |  | 6.4149e-05 |  | 0.00015938 |  | 0.00015938 |  | 0.00024555 |  | 0.00091939 |  | 0 |  | 0.12017 |  | 0.041646 |  | 0.22232 |  | #VALUE! |  | 0.040843 |  | 0.031983 |  | 0.0032876 |  | 0.00051737 |  | -2.6131e-05 |  | 9.029e-05
| 6.1858e-05 |  | 6.1858e-05 |  | 0.00032342 |  | 0 |  | 0.00010676 |  | 0.00015624 |  | 0.00015624 |  | 0.00023512 |  | 0.00091246 |  | 0 |  | 0.11994 |  | 0.040048 |  | 0.22248 |  | #VALUE! |  | 0.041801 |  | 0.032713 |  | 0.0033752 |  | 0.00054732 |  | -2.3733e-05 |  | 9.8217e-05
| 4.5426e-05 |  | 4.5426e-05 |  | 0.00023095 |  | 0 |  | 8.7991e-05 |  | 0.00016184 |  | 0.00016184 |  | 0.00022349 |  | 0.00089295 |  | 0 |  | 0.11945 |  | 0.038529 |  | 0.22207 |  | #VALUE! |  | 0.04272 |  | 0.033396 |  | 0.003434 |  | 0.0005844 |  | -1.7713e-05 |  | 0.00011597
| 2.314e-05 |  | 2.314e-05 |  | 0.00021972 |  | 0 |  | 4.9096e-05 |  | 0.00016583 |  | 0.00016583 |  | 0.00021902 |  | 0.00085878 |  | 0 |  | 0.11876 |  | 0.036849 |  | 0.22135 |  | #VALUE! |  | 0.04396 |  | 0.034074 |  | 0.0034709 |  | 0.00058119 |  | -0.00010889 |  | 0.00011475
| 4.7366e-05 |  | 4.7366e-05 |  | 0.0001516 |  | 0 |  | 6.2616e-05 |  | 0.00017497 |  | 0.00017497 |  | 0.00022601 |  | 0.00087367 |  | 0 |  | 0.11794 |  | 0.035311 |  | 0.22116 |  | #VALUE! |  | 0.045305 |  | 0.03477 |  | 0.0035989 |  | 0.00056565 |  | -8.162e-05 |  | 0.0001129
| 5.2146e-05 |  | 5.2146e-05 |  | 0.00014262 |  | 0 |  | 8.8069e-05 |  | 0.00012203 |  | 0.00012203 |  | 0.00023611 |  | 0.00086337 |  | 0 |  | 0.11745 |  | 0.03385 |  | 0.22063 |  | #VALUE! |  | 0.046331 |  | 0.035425 |  | 0.0036955 |  | 0.00057765 |  | -6.3731e-05 |  | 8.674e-05
| 5.3148e-05 |  | 5.3148e-05 |  | 0.00025848 |  | 0 |  | 8.0072e-05 |  | 0.00014004 |  | 0.00014004 |  | 0.00024392 |  | 0.00084152 |  | 0 |  | 0.11713 |  | 0.032421 |  | 0.22014 |  | #VALUE! |  | 0.047116 |  | 0.036128 |  | 0.0038003 |  | 0.00058998 |  | -0.00010338 |  | 7.2466e-05
| 6.7486e-05 |  | 6.7486e-05 |  | 0.00017387 |  | 0 |  | 7.0528e-05 |  | 0.00019858 |  | 0.00019858 |  | 0.00024726 |  | 0.00084841 |  | 0 |  | 0.11621 |  | 0.030971 |  | 0.21957 |  | #VALUE! |  | 0.048036 |  | 0.03685 |  | 0.0039087 |  | 0.00062329 |  | -2.9756e-05 |  | 9.034e-05
| 4.8851e-05 |  | 4.8851e-05 |  | 0.00012208 |  | 0 |  | 6.5014e-05 |  | 0.00020065 |  | 0.00020065 |  | 0.00024448 |  | 0.00082778 |  | 0 |  | 0.11543 |  | 0.029602 |  | 0.2184 |  | #VALUE! |  | 0.049363 |  | 0.037606 |  | 0.0039928 |  | 0.0006507 |  | -1.9516e-05 |  | 6.3655e-05
| 4.766e-05 |  | 4.766e-05 |  | 0.00013435 |  | 0 |  | 9.2264e-05 |  | 0.00021952 |  | 0.00021952 |  | 0.00023643 |  | 0.00082452 |  | 0 |  | 0.11537 |  | 0.028425 |  | 0.21824 |  | #VALUE! |  | 0.050708 |  | 0.038451 |  | 0.0041034 |  | 0.00066253 |  | -2.0811e-05 |  | 5.7359e-05
| 2.8714e-05 |  | 2.8714e-05 |  | 0.00016151 |  | 0 |  | 9.4674e-05 |  | 0.00022525 |  | 0.00022525 |  | 0.00023101 |  | 0.00081422 |  | 0 |  | 0.11495 |  | 0.027325 |  | 0.21811 |  | #VALUE! |  | 0.051808 |  | 0.03919 |  | 0.0041588 |  | 0.00065964 |  | -6.8888e-05 |  | 8.4341e-05
| 3.068e-05 |  | 3.068e-05 |  | 0.00016437 |  | 0 |  | 5.5406e-05 |  | 0.0002234 |  | 0.0002234 |  | 0.00022749 |  | 0.00079925 |  | 0 |  | 0.11451 |  | 0.026221 |  | 0.21768 |  | #VALUE! |  | 0.053147 |  | 0.039957 |  | 0.0042429 |  | 0.0006634 |  | -0.00010539 |  | 7.846e-05
| 6.7341e-05 |  | 6.7341e-05 |  | 0.00013965 |  | 0 |  | 5.4191e-05 |  | 0.00016938 |  | 0.00016938 |  | 0.00022642 |  | 0.00079125 |  | 0 |  | 0.11411 |  | 0.025185 |  | 0.21764 |  | #VALUE! |  | 0.054559 |  | 0.040883 |  | 0.0043489 |  | 0.00069864 |  | -5.3822e-05 |  | 7.6983e-05
| 5.7504e-05 |  | 5.7504e-05 |  | 0.00014214 |  | 0 |  | 8.6471e-05 |  | 0.00013495 |  | 0.00013495 |  | 0.00022477 |  | 0.00079581 |  | 0 |  | 0.11335 |  | 0.024224 |  | 0.21726 |  | #VALUE! |  | 0.055963 |  | 0.041785 |  | 0.0045078 |  | 0.00072357 |  | -5.3293e-05 |  | 8.4463e-05
| 2.9378e-05 |  | 2.9378e-05 |  | 0.00025321 |  | 0 |  | 8.5287e-05 |  | 0.00020344 |  | 0.00020344 |  | 0.00022307 |  | 0.0007926 |  | 0 |  | 0.1128 |  | 0.023231 |  | 0.21623 |  | #VALUE! |  | 0.057417 |  | 0.042578 |  | 0.004629 |  | 0.00074185 |  | -3.7813e-05 |  | 0.00012985
| 3.9509e-05 |  | 3.9509e-05 |  | 0.00022996 |  | 0 |  | 9.0724e-05 |  | 0.0001993 |  | 0.0001993 |  | 0.00021971 |  | 0.00075699 |  | 0 |  | 0.1122 |  | 0.022244 |  | 0.2151 |  | #VALUE! |  | 0.058725 |  | 0.0434 |  | 0.0046635 |  | 0.00075603 |  | -8.4533e-05 |  | 0.00013246
| 6.2373e-05 |  | 6.2373e-05 |  | 0.00015723 |  | 0 |  | 0.00011192 |  | 0.00020788 |  | 0.00020788 |  | 0.00021595 |  | 0.00074433 |  | 0 |  | 0.11188 |  | 0.021335 |  | 0.21442 |  | #VALUE! |  | 0.059977 |  | 0.044287 |  | 0.0047824 |  | 0.0007558 |  | -9.7575e-05 |  | 0.0001251
| 5.6186e-05 |  | 5.6186e-05 |  | 0.00017661 |  | 0 |  | 9.8129e-05 |  | 0.00022915 |  | 0.00022915 |  | 0.00022166 |  | 0.00074091 |  | 0 |  | 0.11148 |  | 0.020465 |  | 0.21369 |  | #VALUE! |  | 0.061349 |  | 0.045193 |  | 0.0049207 |  | 0.00076317 |  | -5.9587e-05 |  | 0.00015226
| 7.2443e-05 |  | 7.2443e-05 |  | 0.00014575 |  | 0 |  | 7.6945e-05 |  | 0.0001708 |  | 0.0001708 |  | 0.00022083 |  | 0.00073402 |  | 0 |  | 0.11084 |  | 0.019577 |  | 0.2133 |  | #VALUE! |  | 0.062983 |  | 0.046125 |  | 0.0050198 |  | 0.00076685 |  | -7.2806e-05 |  | 0.00011123
| 4.7119e-05 |  | 4.7119e-05 |  | 0.00018861 |  | 0 |  | 6.3851e-05 |  | 0.00012345 |  | 0.00012345 |  | 0.00021149 |  | 0.00070872 |  | 0 |  | 0.11042 |  | 0.018768 |  | 0.21259 |  | #VALUE! |  | 0.064554 |  | 0.047044 |  | 0.0051156 |  | 0.00078537 |  | -9.5736e-05 |  | 8.422e-05
| 3.8101e-05 |  | 3.8101e-05 |  | 0.00024869 |  | 0 |  | 6.3854e-05 |  | 0.00010044 |  | 0.00010044 |  | 0.00021187 |  | 0.0006871 |  | 0 |  | 0.10975 |  | 0.018005 |  | 0.2114 |  | #VALUE! |  | 0.066284 |  | 0.0479 |  | 0.0052389 |  | 0.00081949 |  | -3.622e-05 |  | 8.024e-05
| 7.2356e-05 |  | 7.2356e-05 |  | 0.00017656 |  | 0 |  | 6.7887e-05 |  | 0.00010511 |  | 0.00010511 |  | 0.0002096 |  | 0.0006917 |  | 0 |  | 0.10912 |  | 0.017361 |  | 0.21088 |  | #VALUE! |  | 0.067899 |  | 0.048912 |  | 0.0053772 |  | 0.00082901 |  | -1.3787e-05 |  | 0.00012054
| 1.5011e-05 |  | 1.5011e-05 |  | 0.00020211 |  | 0 |  | 6.789e-05 |  | 0.00013836 |  | 0.00013836 |  | 0.00020589 |  | 0.00068477 |  | 0 |  | 0.10915 |  | 0.016724 |  | 0.21077 |  | #VALUE! |  | 0.069417 |  | 0.05009 |  | 0.0055432 |  | 0.00084699 |  | -5.3334e-05 |  | 0.00015588
| 1.13e-05 |  | 1.13e-05 |  | 0.00028999 |  | 0 |  | 7.2424e-05 |  | 0.00013751 |  | 0.00013751 |  | 0.00021455 |  | 0.00069744 |  | 0 |  | 0.10827 |  | 0.015977 |  | 0.2091 |  | #VALUE! |  | 0.070856 |  | 0.050875 |  | 0.0056587 |  | 0.00088345 |  | -1.1191e-05 |  | 0.00016471
| 6.0544e-05 |  | 6.0544e-05 |  | 0.00021967 |  | 0 |  | 7.2428e-05 |  | 0.00016647 |  | 0.00016647 |  | 0.00020885 |  | 0.00070567 |  | 0 |  | 0.10777 |  | 0.015379 |  | 0.20824 |  | #VALUE! |  | 0.071812 |  | 0.051963 |  | 0.0057427 |  | 0.00091703 |  | 1.3099e-05 |  | 0.00018326
| 6.3037e-05 |  | 6.3037e-05 |  | 0.00024559 |  | 0 |  | 0.00012116 |  | 0.00020487 |  | 0.00020487 |  | 0.00020542 |  | 0.00068595 |  | 0 |  | 0.10839 |  | 0.014853 |  | 0.20842 |  | #VALUE! |  | 0.073668 |  | 0.053373 |  | 0.0059458 |  | 0.00094151 |  | -5.5037e-06 |  | 0.00016316
| 7.3438e-05 |  | 7.3438e-05 |  | 0.00028543 |  | 0 |  | 0.00012953 |  | 0.00020042 |  | 0.00020042 |  | 0.00019995 |  | 0.00068153 |  | 0 |  | 0.10753 |  | 0.014218 |  | 0.20633 |  | #VALUE! |  | 0.075953 |  | 0.054208 |  | 0.0060451 |  | 0.00094341 |  | -1.9066e-05 |  | 0.00015391
| 4.1205e-05 |  | 4.1205e-05 |  | 0.00022143 |  | 0 |  | 7.4845e-05 |  | 0.00015469 |  | 0.00015469 |  | 0.00018907 |  | 0.00068151 |  | 0 |  | 0.10708 |  | 0.013655 |  | 0.20557 |  | #VALUE! |  | 0.077447 |  | 0.0553 |  | 0.0061869 |  | 0.00095814 |  | -6.3373e-08 |  | 0.00016125
| 2.076e-05 |  | 2.076e-05 |  | 0.00015867 |  | 0 |  | 6.6486e-05 |  | 0.00014691 |  | 0.00014691 |  | 0.00019268 |  | 0.00067464 |  | 0 |  | 0.10688 |  | 0.013153 |  | 0.20535 |  | #VALUE! |  | 0.079065 |  | 0.056589 |  | 0.006445 |  | 0.00097899 |  | -2.0447e-05 |  | 0.00015172
| 3.3446e-05 |  | 3.3446e-05 |  | 0.00010712 |  | 0 |  | 7.4699e-05 |  | 0.00015843 |  | 0.00015843 |  | 0.00020083 |  | 0.0006597 |  | 0 |  | 0.10562 |  | 0.012606 |  | 0.20318 |  | #VALUE! |  | 0.081142 |  | 0.057391 |  | 0.0065558 |  | 0.00099474 |  | -4.3315e-05 |  | 0.00017466
| 1.3347e-06 |  | 1.3347e-06 |  | 0.00017517 |  | 0 |  | 7.4703e-05 |  | 0.00014758 |  | 0.00014758 |  | 0.00020251 |  | 0.00063113 |  | 0 |  | 0.10461 |  | 0.012051 |  | 0.20204 |  | #VALUE! |  | 0.083248 |  | 0.058293 |  | 0.0066574 |  | 0.0010302 |  | -3.1813e-05 |  | 0.0001378
| -1.3926e-05 |  | -1.3926e-05 |  | 0.00024692 |  | 0 |  | 8.0885e-05 |  | 0.00015741 |  | 0.00015741 |  | 0.00019753 |  | 0.00062752 |  | 0 |  | 0.10502 |  | 0.011666 |  | 0.20284 |  | #VALUE! |  | 0.085502 |  | 0.059872 |  | 0.0068353 |  | 0.0010649 |  | -5.3228e-05 |  | 0.00010279
| 3.1751e-05 |  | 3.1751e-05 |  | 0.00017371 |  | 0 |  | 8.0889e-05 |  | 0.00017982 |  | 0.00017982 |  | 0.00020529 |  | 0.00061963 |  | 0 |  | 0.1046 |  | 0.011258 |  | 0.20164 |  | #VALUE! |  | 0.087514 |  | 0.061058 |  | 0.0069665 |  | 0.0010647 |  | -8.4411e-05 |  | 0.0001424
| 6.1115e-05 |  | 6.1115e-05 |  | 0.00012154 |  | 0 |  | 8.9268e-05 |  | 0.00016525 |  | 0.00016525 |  | 0.00020652 |  | 0.00061274 |  | 0 |  | 0.10347 |  | 0.010743 |  | 0.19935 |  | #VALUE! |  | 0.089651 |  | 0.061961 |  | 0.0071295 |  | 0.0010625 |  | -5.4916e-05 |  | 0.00014845
| -8.8839e-06 |  | -8.8839e-06 |  | 0.00014541 |  | 0 |  | 8.9272e-05 |  | 0.00011326 |  | 0.00011326 |  | 0.00019228 |  | 0.00059779 |  | 0 |  | 0.10351 |  | 0.010366 |  | 0.19959 |  | #VALUE! |  | 0.091813 |  | 0.063489 |  | 0.0073543 |  | 0.0011309 |  | -0.00010362 |  | 0.00012003
| 2.0567e-05 |  | 2.0567e-05 |  | 0.00022794 |  | 0 |  | 6.1556e-05 |  | 0.00016994 |  | 0.00016994 |  | 0.0001975 |  | 0.00059795 |  | 0 |  | 0.10358 |  | 0.010056 |  | 0.20017 |  | #VALUE! |  | 0.093402 |  | 0.065068 |  | 0.0075132 |  | 0.0011753 |  | -4.1469e-05 |  | 0.00015312
| 6.4516e-05 |  | 6.4516e-05 |  | 0.00026865 |  | 0 |  | 6.1559e-05 |  | 0.00017691 |  | 0.00017691 |  | 0.00020604 |  | 0.00058515 |  | 0 |  | 0.10269 |  | 0.0096286 |  | 0.19812 |  | #VALUE! |  | 0.09571 |  | 0.066146 |  | 0.0076428 |  | 0.0011579 |  | -2.3659e-05 |  | 0.00018636
| 2.9109e-05 |  | 2.9109e-05 |  | 0.00024165 |  | 0 |  | 0.00011098 |  | 0.00014974 |  | 0.00014974 |  | 0.00020506 |  | 0.00058415 |  | 0 |  | 0.10213 |  | 0.0092456 |  | 0.19674 |  | #VALUE! |  | 0.098137 |  | 0.067348 |  | 0.0078482 |  | 0.001171 |  | -5.1718e-05 |  | 0.00016496
| 4.3434e-05 |  | 4.3434e-05 |  | 0.00024349 |  | 0 |  | 0.00011098 |  | 0.00018651 |  | 0.00018651 |  | 0.00020693 |  | 0.00060945 |  | 0 |  | 0.10215 |  | 0.0089322 |  | 0.19626 |  | #VALUE! |  | 0.099836 |  | 0.06883 |  | 0.0080688 |  | 0.0012195 |  | 3.3675e-05 |  | 0.00017107
| 6.0739e-05 |  | 6.0739e-05 |  | 0.00024348 |  | 0 |  | 7.6505e-05 |  | 0.00017148 |  | 0.00017148 |  | 0.00020612 |  | 0.0006014 |  | 0 |  | 0.10084 |  | 0.0085311 |  | 0.19365 |  | #VALUE! |  | 0.10228 |  | 0.069716 |  | 0.0081748 |  | 0.0012495 |  | -1.3679e-05 |  | 0.00016082
| 5.4004e-05 |  | 5.4004e-05 |  | 0.00016372 |  | 0 |  | 7.6509e-05 |  | 0.0001501 |  | 0.0001501 |  | 0.00019931 |  | 0.00059335 |  | 0 |  | 0.10009 |  | 0.0082334 |  | 0.1925 |  | #VALUE! |  | 0.10503 |  | 0.071014 |  | 0.0083997 |  | 0.0012858 |  | -3.5823e-05 |  | 0.00018787
| 2.5255e-05 |  | 2.5255e-05 |  | 0.00010963 |  | 0 |  | 8.6351e-05 |  | 0.00014937 |  | 0.00014937 |  | 0.00018803 |  | 0.00057395 |  | 0 |  | 0.10023 |  | 0.0080013 |  | 0.19293 |  | #VALUE! |  | 0.1073 |  | 0.073023 |  | 0.0086608 |  | 0.0013178 |  | -9.0468e-05 |  | 0.00018958
| 1.7736e-05 |  | 1.7736e-05 |  | 4.2213e-05 |  | 0 |  | 8.6356e-05 |  | 0.00013931 |  | 0.00013931 |  | 0.00018687 |  | 0.00056015 |  | 0 |  | 0.10006 |  | 0.0077267 |  | 0.1924 |  | #VALUE! |  | 0.10998 |  | 0.074727 |  | 0.0088082 |  | 0.001325 |  | -0.00013778 |  | 0.00016828
| 2.9593e-05 |  | 2.9593e-05 |  | 7.9423e-05 |  | 0 |  | 8.0765e-05 |  | 0.00013091 |  | 0.00013091 |  | 0.00019719 |  | 0.00056 |  | 0 |  | 0.099463 |  | 0.0074263 |  | 0.19115 |  | #VALUE! |  | 0.11247 |  | 0.07598 |  | 0.0089656 |  | 0.001341 |  | -4.7504e-05 |  | 0.00015553
| 4.982e-05 |  | 4.982e-05 |  | 0.00018629 |  | 0 |  | 8.0769e-05 |  | 0.00011646 |  | 0.00011646 |  | 0.00019656 |  | 0.00053714 |  | 0 |  | 0.098589 |  | 0.0071521 |  | 0.1897 |  | #VALUE! |  | 0.11524 |  | 0.077284 |  | 0.0091676 |  | 0.0013868 |  | -4.7665e-05 |  | 0.00015868
| 5.7947e-05 |  | 5.7947e-05 |  | 0.00010236 |  | 0 |  | 9.6846e-05 |  | 0.00017056 |  | 0.00017056 |  | 0.00020744 |  | 0.0005258 |  | 0 |  | 0.098246 |  | 0.0069175 |  | 0.18877 |  | #VALUE! |  | 0.11799 |  | 0.078837 |  | 0.0093662 |  | 0.0014215 |  | -5.064e-05 |  | 0.00023493
| 6.0282e-05 |  | 6.0282e-05 |  | 9.3247e-05 |  | 0 |  | 9.6851e-05 |  | 0.00012262 |  | 0.00012262 |  | 0.0002114 |  | 0.00052564 |  | 0 |  | 0.097899 |  | 0.0066204 |  | 0.18831 |  | #VALUE! |  | 0.12011 |  | 0.080554 |  | 0.0095901 |  | 0.0014538 |  | 8.136e-06 |  | 0.00022994
| 4.209e-05 |  | 4.209e-05 |  | 0.00023572 |  | 0 |  | 9.262e-05 |  | 0.00010066 |  | 0.00010066 |  | 0.00020728 |  | 0.00052693 |  | 0 |  | 0.097724 |  | 0.006379 |  | 0.18819 |  | #VALUE! |  | 0.12327 |  | 0.082593 |  | 0.0098878 |  | 0.0015169 |  | 2.8128e-05 |  | 0.00023573
| 2.4633e-05 |  | 2.4633e-05 |  | 0.00035791 |  | 0 |  | 9.2625e-05 |  | 0.00014623 |  | 0.00014623 |  | 0.00020918 |  | 0.00052794 |  | 0 |  | 0.097103 |  | 0.0061264 |  | 0.18687 |  | #VALUE! |  | 0.12697 |  | 0.084161 |  | 0.010099 |  | 0.00153 |  | 3.9361e-05 |  | 0.0002316
| 2.9992e-05 |  | 2.9992e-05 |  | 0.00032292 |  | 0 |  | 4.5751e-05 |  | 0.0001737 |  | 0.0001737 |  | 0.00019821 |  | 0.00054419 |  | 0 |  | 0.096345 |  | 0.0058631 |  | 0.18523 |  | #VALUE! |  | 0.12974 |  | 0.085463 |  | 0.01028 |  | 0.0015604 |  | -1.981e-05 |  | 0.00025461
| 7.1185e-07 |  | 7.1185e-07 |  | 0.00015647 |  | 0 |  | 4.5753e-05 |  | 0.00019879 |  | 0.00019879 |  | 0.00018915 |  | 0.00055572 |  | 0 |  | 0.095976 |  | 0.0057126 |  | 0.18427 |  | #VALUE! |  | 0.13217 |  | 0.087239 |  | 0.01053 |  | 0.0016111 |  | -2.3463e-05 |  | 0.00026502
| 1.0594e-05 |  | 1.0594e-05 |  | 8.0859e-05 |  | 0 |  | 6.3341e-05 |  | 0.00015834 |  | 0.00015834 |  | 0.0001776 |  | 0.00051671 |  | 0 |  | 0.095796 |  | 0.0055189 |  | 0.18387 |  | #VALUE! |  | 0.1352 |  | 0.08924 |  | 0.010832 |  | 0.0016426 |  | 3.4068e-06 |  | 0.00020108
| 6.4889e-05 |  | 6.4889e-05 |  | 0.00015078 |  | 0 |  | 6.3344e-05 |  | 0.0001768 |  | 0.0001768 |  | 0.00017466 |  | 0.00052348 |  | 0 |  | 0.095483 |  | 0.0052981 |  | 0.18344 |  | #VALUE! |  | 0.13878 |  | 0.091105 |  | 0.011082 |  | 0.0016958 |  | 6.6197e-05 |  | 0.00025322
| 7.4057e-05 |  | 7.4057e-05 |  | 0.00023881 |  | 0 |  | 7.1345e-05 |  | 0.00017399 |  | 0.00017399 |  | 0.00017718 |  | 0.00050868 |  | 0 |  | 0.094505 |  | 0.0051005 |  | 0.18141 |  | #VALUE! |  | 0.14213 |  | 0.09287 |  | 0.011284 |  | 0.0017157 |  | 4.662e-05 |  | 0.00023607
| 4.9234e-05 |  | 4.9234e-05 |  | 0.00029376 |  | 0 |  | 7.1349e-05 |  | 0.00017311 |  | 0.00017311 |  | 0.00018298 |  | 0.00045917 |  | 0 |  | 0.093984 |  | 0.0049259 |  | 0.18029 |  | #VALUE! |  | 0.14541 |  | 0.094705 |  | 0.011536 |  | 0.0017324 |  | 2.4741e-06 |  | 0.00023909
| 5.2769e-05 |  | 5.2769e-05 |  | 0.00028138 |  | 0 |  | 8.7074e-05 |  | 0.00020154 |  | 0.00020154 |  | 0.00020232 |  | 0.00047528 |  | 0 |  | 0.093761 |  | 0.0048028 |  | 0.17974 |  | #VALUE! |  | 0.14831 |  | 0.096511 |  | 0.011833 |  | 0.0017907 |  | -2.7497e-05 |  | 0.00028685
| 2.8305e-05 |  | 2.8305e-05 |  | 0.000221 |  | 0 |  | 8.7078e-05 |  | 0.00016567 |  | 0.00016567 |  | 0.00020181 |  | 0.00048106 |  | 0 |  | 0.093391 |  | 0.0046079 |  | 0.17872 |  | #VALUE! |  | 0.15014 |  | 0.098392 |  | 0.012112 |  | 0.0018522 |  | -0.0001158 |  | 0.0002535
| 4.1791e-05 |  | 4.1791e-05 |  | 0.00023557 |  | 0 |  | 7.2135e-05 |  | 0.00014071 |  | 0.00014071 |  | 0.00018379 |  | 0.00047413 |  | 0 |  | 0.092887 |  | 0.0044239 |  | 0.178 |  | #VALUE! |  | 0.15332 |  | 0.10051 |  | 0.012412 |  | 0.0018797 |  | -5.7937e-05 |  | 0.00023697
| 2.8214e-05 |  | 2.8214e-05 |  | 0.00023609 |  | 0 |  | 7.2139e-05 |  | 0.00015921 |  | 0.00015921 |  | 0.00018663 |  | 0.00048003 |  | 0 |  | 0.092954 |  | 0.0043338 |  | 0.17791 |  | #VALUE! |  | 0.1572 |  | 0.10331 |  | 0.0128 |  | 0.0019062 |  | 3.0699e-05 |  | 0.0002566
| -1.5703e-06 |  | -1.5703e-06 |  | 0.00022147 |  | 0 |  | 6.608e-05 |  | 0.00015602 |  | 0.00015602 |  | 0.00018795 |  | 0.00046838 |  | 0 |  | 0.092547 |  | 0.0041593 |  | 0.17704 |  | #VALUE! |  | 0.16031 |  | 0.10571 |  | 0.013164 |  | 0.0019635 |  | -2.3555e-05 |  | 0.00028184
| 1.9373e-05 |  | 1.9373e-05 |  | 0.00020978 |  | 0 |  | 6.6083e-05 |  | 0.00011982 |  | 0.00011982 |  | 0.00017393 |  | 0.0004662 |  | 0 |  | 0.091598 |  | 0.0039754 |  | 0.17503 |  | #VALUE! |  | 0.16345 |  | 0.10721 |  | 0.013371 |  | 0.0020142 |  | -5.5857e-05 |  | 0.00028041
| 2.4259e-05 |  | 2.4259e-05 |  | 0.00020189 |  | 0 |  | 6.7771e-05 |  | 0.00011507 |  | 0.00011507 |  | 0.00016985 |  | 0.00048118 |  | 0 |  | 0.091346 |  | 0.0038569 |  | 0.17405 |  | #VALUE! |  | 0.16664 |  | 0.10923 |  | 0.013619 |  | 0.0020415 |  | 1.8225e-05 |  | 0.00030151
| 3.4999e-05 |  | 3.4999e-05 |  | 0.00020885 |  | 0 |  | 6.7775e-05 |  | 0.000117 |  | 0.000117 |  | 0.00017695 |  | 0.00046977 |  | 0 |  | 0.091151 |  | 0.0036983 |  | 0.17364 |  | #VALUE! |  | 0.16997 |  | 0.11177 |  | 0.013914 |  | 0.0020959 |  | -2.5717e-05 |  | 0.00029183
| 3.4332e-05 |  | 3.4332e-05 |  | 0.000137 |  | 0 |  | 7.2957e-05 |  | 0.00010321 |  | 0.00010321 |  | 0.00018897 |  | 0.00044665 |  | 0 |  | 0.090847 |  | 0.0035248 |  | 0.17283 |  | #VALUE! |  | 0.1731 |  | 0.11412 |  | 0.014219 |  | 0.0021445 |  | -5.8084e-05 |  | 0.00026134
| 1.753e-06 |  | 1.753e-06 |  | 5.2401e-05 |  | 0 |  | 7.2961e-05 |  | 7.2064e-05 |  | 7.2064e-05 |  | 0.00018687 |  | 0.00042372 |  | 0 |  | 0.09055 |  | 0.0034011 |  | 0.17229 |  | #VALUE! |  | 0.17592 |  | 0.11661 |  | 0.014619 |  | 0.0021838 |  | -8.3455e-05 |  | 0.00025503
| 1.4918e-06 |  | 1.4918e-06 |  | 5.6382e-05 |  | 0 |  | 0.00011775 |  | 6.8634e-05 |  | 6.8634e-05 |  | 0.00018293 |  | 0.00043755 |  | 0 |  | 0.08988 |  | 0.0033384 |  | 0.17143 |  | #VALUE! |  | 0.17859 |  | 0.1189 |  | 0.014941 |  | 0.0022349 |  | -6.6141e-05 |  | 0.0002911
| 4.6053e-05 |  | 4.6053e-05 |  | 0.00011342 |  | 0 |  | 0.00011965 |  | 0.00011724 |  | 0.00011724 |  | 0.0001919 |  | 0.00043295 |  | 0 |  | 0.08932 |  | 0.0032416 |  | 0.16977 |  | #VALUE! |  | 0.18185 |  | 0.12089 |  | 0.015205 |  | 0.0022658 |  | -4.3526e-05 |  | 0.00030876
| 7.1095e-06 |  | 7.1095e-06 |  | 0.00024559 |  | 0 |  | 9.47e-05 |  | 0.00011099 |  | 0.00011099 |  | 0.00018741 |  | 0.0004145 |  | 0 |  | 0.089414 |  | 0.0031125 |  | 0.16851 |  | #VALUE! |  | 0.18571 |  | 0.1232 |  | 0.015435 |  | 0.0023253 |  | -4.9385e-05 |  | 0.00025198
| 1.6793e-05 |  | 1.6793e-05 |  | 0.00021391 |  | 0 |  | 9.2814e-05 |  | 0.00014026 |  | 0.00014026 |  | 0.00016829 |  | 0.00043295 |  | 0 |  | 0.08889 |  | 0.0029664 |  | 0.16822 |  | #VALUE! |  | 0.19006 |  | 0.12576 |  | 0.015783 |  | 0.0023998 |  | 1.0974e-05 |  | 0.00027762
| 5.9714e-05 |  | 5.9714e-05 |  | 0.00013733 |  | 0 |  | 8.9366e-05 |  | 0.00020306 |  | 0.00020306 |  | 0.00017038 |  | 0.00044225 |  | 0 |  | 0.088327 |  | 0.0028262 |  | 0.16797 |  | #VALUE! |  | 0.19309 |  | 0.12864 |  | 0.016303 |  | 0.0024579 |  | 3.838e-05 |  | 0.00035869
| 4.9849e-05 |  | 4.9849e-05 |  | 0.00020753 |  | 0 |  | 8.937e-05 |  | 0.00013233 |  | 0.00013233 |  | 0.0001787 |  | 0.00041693 |  | 0 |  | 0.088126 |  | 0.0027794 |  | 0.16663 |  | #VALUE! |  | 0.19543 |  | 0.13154 |  | 0.016648 |  | 0.0025184 |  | 3.6661e-05 |  | 0.000296
| 2.9753e-05 |  | 2.9753e-05 |  | 0.00018777 |  | 0 |  | 0.00011139 |  | 8.4084e-05 |  | 8.4084e-05 |  | 0.00017049 |  | 0.0003961 |  | 0 |  | 0.087162 |  | 0.0026989 |  | 0.16414 |  | #VALUE! |  | 0.19908 |  | 0.13321 |  | 0.016781 |  | 0.0025749 |  | -1.2895e-05 |  | 0.00022332
| 1.897e-05 |  | 1.897e-05 |  | 0.00016651 |  | 0 |  | 0.0001114 |  | 0.00012016 |  | 0.00012016 |  | 0.00017755 |  | 0.00038592 |  | 0 |  | 0.086464 |  | 0.0025716 |  | 0.16264 |  | #VALUE! |  | 0.20208 |  | 0.13515 |  | 0.017149 |  | 0.0026382 |  | -5.9834e-05 |  | 0.0002883
| 5.8292e-05 |  | 5.8292e-05 |  | 0.00024597 |  | 0 |  | 8.0269e-05 |  | 0.000148 |  | 0.000148 |  | 0.00011166 |  | 0.00039044 |  | 0 |  | 0.086628 |  | 0.0025011 |  | 0.1631 |  | #VALUE! |  | 0.2041 |  | 0.13861 |  | 0.0177 |  | 0.0026985 |  | -1.3687e-05 |  | 0.00029447
| 2.8562e-05 |  | 2.8562e-05 |  | 0.00021549 |  | 0 |  | 8.0273e-05 |  | 0.00010362 |  | 0.00010362 |  | 0.00018008 |  | 0.00038468 |  | 0 |  | 0.086253 |  | 0.0024067 |  | 0.16319 |  | #VALUE! |  | 0.20687 |  | 0.14195 |  | 0.0181 |  | 0.0027513 |  | -5.2611e-05 |  | 0.00023117
| 1.7425e-05 |  | 1.7425e-05 |  | 3.9161e-05 |  | 0 |  | 0.00010713 |  | 0.00010462 |  | 0.00010462 |  | 0.00017708 |  | 0.00039631 |  | 0 |  | 0.085696 |  | 0.0022937 |  | 0.1622 |  | #VALUE! |  | 0.2095 |  | 0.14455 |  | 0.01851 |  | 0.0028319 |  | -5.7586e-05 |  | 0.00024351
| 4.7525e-05 |  | 4.7525e-05 |  | 8.4473e-05 |  | 0 |  | 0.00010713 |  | 8.4021e-05 |  | 8.4021e-05 |  | 0.00017983 |  | 0.00039744 |  | 0 |  | 0.085335 |  | 0.0022296 |  | 0.16143 |  | #VALUE! |  | 0.21181 |  | 0.14746 |  | 0.018983 |  | 0.0028883 |  | -6.942e-06 |  | 0.00026668
| 9.8189e-05 |  | 9.8189e-05 |  | 0.00022029 |  | 0 |  | 0.00010025 |  | 5.8623e-05 |  | 5.8623e-05 |  | 0.0001795 |  | 0.00037672 |  | 0 |  | 0.084808 |  | 0.0021725 |  | 0.15991 |  | #VALUE! |  | 0.21396 |  | 0.15008 |  | 0.019453 |  | 0.0029427 |  | 2.6029e-05 |  | 0.00030707
| 8.4152e-05 |  | 8.4152e-05 |  | 0.00015241 |  | 0 |  | 0.00010025 |  | 6.0673e-05 |  | 6.0673e-05 |  | 0.00018569 |  | 0.00037442 |  | 0 |  | 0.084914 |  | 0.0021102 |  | 0.1592 |  | #VALUE! |  | 0.21636 |  | 0.1533 |  | 0.019827 |  | 0.0030409 |  | 6.3251e-05 |  | 0.00032385
| 4.3496e-05 |  | 4.3496e-05 |  | 0.0001693 |  | 0 |  | 9.7664e-05 |  | 4.2129e-05 |  | 4.2129e-05 |  | 0.00019111 |  | 0.00039515 |  | 0 |  | 0.084581 |  | 0.002022 |  | 0.15807 |  | #VALUE! |  | 0.21803 |  | 0.15571 |  | 0.020185 |  | 0.0031151 |  | 8.0571e-05 |  | 0.00030173
| 3.6161e-05 |  | 3.6161e-05 |  | 0.00013722 |  | 0 |  | 9.7668e-05 |  | 7.7387e-05 |  | 7.7387e-05 |  | 0.00017566 |  | 0.00039754 |  | 0 |  | 0.084164 |  | 0.0019548 |  | 0.15684 |  | #VALUE! |  | 0.21939 |  | 0.15832 |  | 0.020688 |  | 0.0031578 |  | 8.0296e-05 |  | 0.000288
| 2.0706e-06 |  | 2.0706e-06 |  | 4.9228e-05 |  | 0 |  | 7.2264e-05 |  | 0.00013967 |  | 0.00013967 |  | 0.00016374 |  | 0.00038594 |  | 0 |  | 0.083474 |  | 0.0018835 |  | 0.15644 |  | #VALUE! |  | 0.22185 |  | 0.16165 |  | 0.02117 |  | 0.0032138 |  | 3.458e-05 |  | 0.0003011
| 2.5064e-05 |  | 2.5064e-05 |  | 0.00010161 |  | 0 |  | 7.2267e-05 |  | 0.00017934 |  | 0.00017934 |  | 0.00017019 |  | 0.00038373 |  | 0 |  | 0.082649 |  | 0.0017886 |  | 0.15512 |  | #VALUE! |  | 0.22279 |  | 0.16422 |  | 0.021654 |  | 0.003298 |  | 5.2388e-05 |  | 0.00032819
| 7.0207e-05 |  | 7.0207e-05 |  | 8.0269e-05 |  | 0 |  | 6.0078e-05 |  | 0.00013978 |  | 0.00013978 |  | 0.00018343 |  | 0.00036875 |  | 0 |  | 0.082515 |  | 0.0017395 |  | 0.15394 |  | #VALUE! |  | 0.22321 |  | 0.16699 |  | 0.022068 |  | 0.0033822 |  | 0.00013877 |  | 0.00033666
| 4.9001e-05 |  | 4.9001e-05 |  | 0.00017917 |  | 0 |  | 6.0081e-05 |  | 9.4947e-05 |  | 9.4947e-05 |  | 0.00017839 |  | 0.00035156 |  | 0 |  | 0.082166 |  | 0.0016842 |  | 0.15365 |  | #VALUE! |  | 0.2241 |  | 0.17041 |  | 0.022583 |  | 0.0034517 |  | 0.00015534 |  | 0.00030348
| -5.248e-06 |  | -5.248e-06 |  | 0.00022133 |  | 0 |  | 8.9436e-05 |  | 7.1037e-05 |  | 7.1037e-05 |  | 0.00016532 |  | 0.00033188 |  | 0 |  | 0.082129 |  | 0.0016238 |  | 0.15354 |  | #VALUE! |  | 0.22428 |  | 0.17431 |  | 0.023228 |  | 0.0035522 |  | 9.7395e-05 |  | 0.00029416
| 8.0403e-06 |  | 8.0403e-06 |  | 0.00018567 |  | 0 |  | 8.944e-05 |  | 5.5884e-05 |  | 5.5884e-05 |  | 0.00016736 |  | 0.00034925 |  | 0 |  | 0.081778 |  | 0.0015581 |  | 0.15262 |  | #VALUE! |  | 0.22428 |  | 0.17715 |  | 0.023657 |  | 0.0036454 |  | 6.9048e-05 |  | 0.00034048
| 3.8773e-05 |  | 3.8773e-05 |  | 0.00020556 |  | 0 |  | 7.6993e-05 |  | 5.9047e-05 |  | 5.9047e-05 |  | 0.00017369 |  | 0.00035262 |  | 0 |  | 0.081222 |  | 0.0014985 |  | 0.15165 |  | #VALUE! |  | 0.22475 |  | 0.17961 |  | 0.024022 |  | 0.003716 |  | 3.9736e-05 |  | 0.0003204
| 3.999e-05 |  | 3.999e-05 |  | 0.00023892 |  | 0 |  | 7.6997e-05 |  | 0.00012295 |  | 0.00012295 |  | 0.00017436 |  | 0.00034695 |  | 0 |  | 0.081248 |  | 0.0014609 |  | 0.15194 |  | #VALUE! |  | 0.22477 |  | 0.18385 |  | 0.024848 |  | 0.0037892 |  | 3.1544e-05 |  | 0.00032962
| 2.9127e-05 |  | 2.9127e-05 |  | 0.00027056 |  | 0 |  | 7.8372e-05 |  | 0.00013137 |  | 0.00013137 |  | 0.00017123 |  | 0.00035847 |  | 0 |  | 0.080808 |  | 0.0014159 |  | 0.15153 |  | #VALUE! |  | 0.22441 |  | 0.18754 |  | 0.025744 |  | 0.0038646 |  | 6.9959e-05 |  | 0.00037078
| 2.2219e-05 |  | 2.2219e-05 |  | 0.00017596 |  | 0 |  | 7.8376e-05 |  | 8.7336e-05 |  | 8.7336e-05 |  | 0.00017223 |  | 0.0003701 |  | 0 |  | 0.0799 |  | 0.0013927 |  | 0.14978 |  | #VALUE! |  | 0.22394 |  | 0.18955 |  | 0.025996 |  | 0.0039588 |  | 0.00011802 |  | 0.00035513
| 2.9186e-05 |  | 2.9186e-05 |  | 0.00021771 |  | 0 |  | 6.8213e-05 |  | 9.895e-05 |  | 9.895e-05 |  | 0.00017356 |  | 0.00035502 |  | 0 |  | 0.079536 |  | 0.0013569 |  | 0.14924 |  | #VALUE! |  | 0.22271 |  | 0.1925 |  | 0.026454 |  | 0.0040424 |  | 0.00017847 |  | 0.00035029
| -1.2479e-05 |  | -1.2479e-05 |  | 0.00032919 |  | 0 |  | 6.8216e-05 |  | 6.6517e-05 |  | 6.6517e-05 |  | 0.00017593 |  | 0.00031965 |  | 0 |  | 0.078922 |  | 0.0012633 |  | 0.14843 |  | #VALUE! |  | 0.22119 |  | 0.19537 |  | 0.027047 |  | 0.0041385 |  | 0.00014854 |  | 0.00033503
| -2.0405e-06 |  | -2.0405e-06 |  | 0.00026942 |  | 0 |  | 6.2242e-05 |  | 4.9589e-05 |  | 4.9589e-05 |  | 0.00017925 |  | 0.00030696 |  | 0 |  | 0.078913 |  | 0.0012294 |  | 0.14759 |  | #VALUE! |  | 0.21949 |  | 0.19878 |  | 0.027552 |  | 0.0042379 |  | 0.00014577 |  | 0.00033762
| 9.3519e-06 |  | 9.3519e-06 |  | 0.00018888 |  | 0 |  | 7.5745e-05 |  | 9.5442e-05 |  | 9.5442e-05 |  | 0.00016541 |  | 0.0003309 |  | 0 |  | 0.078734 |  | 0.0011949 |  | 0.14735 |  | #VALUE! |  | 0.21713 |  | 0.20212 |  | 0.028186 |  | 0.004351 |  | 0.0002265 |  | 0.00037694
| -4.7239e-05 |  | -4.7239e-05 |  | 0.0001798 |  | 0 |  | 8.4413e-05 |  | 7.0914e-05 |  | 7.0914e-05 |  | 0.00015449 |  | 0.00032052 |  | 0 |  | 0.077988 |  | 0.001131 |  | 0.14591 |  | #VALUE! |  | 0.21459 |  | 0.20392 |  | 0.028655 |  | 0.0044728 |  | 0.00022099 |  | 0.0003876
| 3.4927e-06 |  | 3.4927e-06 |  | 0.00019358 |  | 0 |  | 7.0916e-05 |  | 0.00013029 |  | 0.00013029 |  | 0.00015848 |  | 0.00031821 |  | 0 |  | 0.07743 |  | 0.0011437 |  | 0.14498 |  | #VALUE! |  | 0.21222 |  | 0.20606 |  | 0.029329 |  | 0.0045512 |  | 0.00032204 |  | 0.00042282
| 3.4672e-05 |  | 3.4672e-05 |  | 0.00023193 |  | 0 |  | 7.373e-05 |  | 0.00021615 |  | 0.00021615 |  | 0.00016969 |  | 0.00035981 |  | 0 |  | 0.077062 |  | 0.0011808 |  | 0.14448 |  | #VALUE! |  | 0.20946 |  | 0.20843 |  | 0.030048 |  | 0.0046383 |  | 0.00039567 |  | 0.00047303
| -3.2691e-05 |  | -3.2691e-05 |  | 0.00022586 |  | 0 |  | 7.3734e-05 |  | 0.00016966 |  | 0.00016966 |  | 0.00017125 |  | 0.0003552 |  | 0 |  | 0.077072 |  | 0.0011545 |  | 0.14357 |  | #VALUE! |  | 0.20653 |  | 0.2116 |  | 0.030655 |  | 0.0047366 |  | 0.00031831 |  | 0.00046854
| -4.6877e-05 |  | -4.6877e-05 |  | 0.00019881 |  | 0 |  | 7.3179e-05 |  | 8.2737e-05 |  | 8.2737e-05 |  | 0.00016474 |  | 0.00032408 |  | 0 |  | 0.076361 |  | 0.0010328 |  | 0.14245 |  | #VALUE! |  | 0.20296 |  | 0.21373 |  | 0.03113 |  | 0.0048544 |  | 0.00025456 |  | 0.00041758
| 1.133e-05 |  | 1.133e-05 |  | 0.0002616 |  | 0 |  | 7.3182e-05 |  | 0.00010419 |  | 0.00010419 |  | 0.00017116 |  | 0.00029203 |  | 0 |  | 0.075378 |  | 0.00099648 |  | 0.14061 |  | #VALUE! |  | 0.19953 |  | 0.21435 |  | 0.0317 |  | 0.0049872 |  | 0.00023883 |  | 0.00038366
| 3.4894e-05 |  | 3.4894e-05 |  | 0.00030342 |  | 0 |  | 1.3831e-05 |  | 0.00011721 |  | 0.00011721 |  | 0.00016252 |  | 0.00028165 |  | 0 |  | 0.075473 |  | 0.0010166 |  | 0.14113 |  | #VALUE! |  | 0.1959 |  | 0.21803 |  | 0.032889 |  | 0.005083 |  | 0.00035967 |  | 0.00040063
| 7.7013e-07 |  | 7.7013e-07 |  | 0.00017815 |  | 0 |  | 1.3832e-05 |  | 8.3324e-05 |  | 8.3324e-05 |  | 0.0001544 |  | 0.00027401 |  | 0 |  | 0.075572 |  | 0.00093834 |  | 0.14136 |  | #VALUE! |  | 0.19162 |  | 0.22079 |  | 0.033648 |  | 0.0052001 |  | 0.000345 |  | 0.00037472
| -1.059e-05 |  | -1.059e-05 |  | 6.8313e-05 |  | 0 |  | 6.6633e-05 |  | 0.0001088 |  | 0.0001088 |  | 0.00016961 |  | 0.00028779 |  | 0 |  | 0.074652 |  | 0.0009429 |  | 0.13919 |  | #VALUE! |  | 0.18752 |  | 0.2209 |  | 0.033954 |  | 0.0053221 |  | 0.00032776 |  | 0.00037849
| 2.3846e-05 |  | 2.3846e-05 |  | 0.00014656 |  | 0 |  | 6.6636e-05 |  | 8.6614e-05 |  | 8.6614e-05 |  | 0.00016885 |  | 0.0003083 |  | 0 |  | 0.074106 |  | 0.00089305 |  | 0.13854 |  | #VALUE! |  | 0.18302 |  | 0.22337 |  | 0.034863 |  | 0.0054439 |  | 0.00040452 |  | 0.00037758
| 3.9078e-05 |  | 3.9078e-05 |  | 0.00025079 |  | 0 |  | 8.1592e-05 |  | 6.584e-05 |  | 6.584e-05 |  | 0.00015924 |  | 0.00030484 |  | 0 |  | 0.074 |  | 0.00080145 |  | 0.13813 |  | #VALUE! |  | 0.17842 |  | 0.22573 |  | 0.035791 |  | 0.0055674 |  | 0.00035676 |  | 0.00041159
| 5.6969e-05 |  | 5.6969e-05 |  | 0.00023569 |  | 0 |  | 8.1596e-05 |  | 6.4397e-05 |  | 6.4397e-05 |  | 0.00016693 |  | 0.00030948 |  | 0 |  | 0.073506 |  | 0.00081257 |  | 0.1376 |  | #VALUE! |  | 0.17382 |  | 0.22688 |  | 0.03641 |  | 0.0056976 |  | 0.00045532 |  | 0.00049544
| 4.5972e-05 |  | 4.5972e-05 |  | 0.00018272 |  | 0 |  | 6.2076e-05 |  | 4.7089e-05 |  | 4.7089e-05 |  | 0.00017629 |  | 0.00027842 |  | 0 |  | 0.073049 |  | 0.00077501 |  | 0.13647 |  | #VALUE! |  | 0.16895 |  | 0.22734 |  | 0.037055 |  | 0.0058127 |  | 0.00051565 |  | 0.00048213
| 5.8047e-05 |  | 5.8047e-05 |  | 0.00016146 |  | 0 |  | 6.2079e-05 |  | 9.2498e-05 |  | 9.2498e-05 |  | 0.00016532 |  | 0.00028954 |  | 0 |  | 0.073172 |  | 0.00077062 |  | 0.13626 |  | #VALUE! |  | 0.16404 |  | 0.22894 |  | 0.038051 |  | 0.0059251 |  | 0.0004675 |  | 0.00047841
| 4.6814e-05 |  | 4.6814e-05 |  | 0.00013371 |  | 0 |  | 7.0112e-05 |  | 9.3782e-05 |  | 9.3782e-05 |  | 0.00014867 |  | 0.00029308 |  | 0 |  | 0.073093 |  | 0.00078185 |  | 0.13633 |  | #VALUE! |  | 0.16008 |  | 0.23074 |  | 0.039112 |  | 0.006074 |  | 0.00043686 |  | 0.00045811
| 2.2886e-05 |  | 2.2886e-05 |  | 0.00017063 |  | 0 |  | 7.0115e-05 |  | 6.0654e-05 |  | 6.0654e-05 |  | 0.00014508 |  | 0.00025841 |  | 0 |  | 0.072268 |  | 0.00076619 |  | 0.13506 |  | #VALUE! |  | 0.1554 |  | 0.23066 |  | 0.039827 |  | 0.0062251 |  | 0.0004826 |  | 0.00043554
| 4.9125e-05 |  | 4.9125e-05 |  | 0.00016937 |  | 0 |  | 9.1002e-05 |  | 9.6564e-05 |  | 9.6564e-05 |  | 0.00015513 |  | 0.00028263 |  | 0 |  | 0.07132 |  | 0.00072698 |  | 0.13389 |  | #VALUE! |  | 0.15027 |  | 0.22991 |  | 0.040367 |  | 0.0063753 |  | 0.00054152 |  | 0.00048012
| 4.4451e-05 |  | 4.4451e-05 |  | 0.00014518 |  | 0 |  | 9.1007e-05 |  | 9.1748e-05 |  | 9.1748e-05 |  | 0.00015798 |  | 0.00028888 |  | 0 |  | 0.070944 |  | 0.00066206 |  | 0.1329 |  | #VALUE! |  | 0.14575 |  | 0.22933 |  | 0.041116 |  | 0.0065201 |  | 0.00056487 |  | 0.00049865
| 6.1362e-05 |  | 6.1362e-05 |  | 0.0002262 |  | 0 |  | 7.7622e-05 |  | 0.00010628 |  | 0.00010628 |  | 0.00015332 |  | 0.0002854 |  | 0 |  | 0.070795 |  | 0.00063982 |  | 0.13291 |  | #VALUE! |  | 0.14126 |  | 0.22986 |  | 0.042115 |  | 0.0066438 |  | 0.00063755 |  | 0.00049461
| 3.8606e-05 |  | 3.8606e-05 |  | 0.00025359 |  | 0 |  | 7.7626e-05 |  | 4.9001e-05 |  | 4.9001e-05 |  | 0.00016637 |  | 0.0002973 |  | 0 |  | 0.070317 |  | 0.00063414 |  | 0.13226 |  | #VALUE! |  | 0.13573 |  | 0.22948 |  | 0.042917 |  | 0.0067622 |  | 0.00067641 |  | 0.00053849
| -8.935e-07 |  | -8.935e-07 |  | 0.00016983 |  | 0 |  | 8.3752e-05 |  | 1.7576e-05 |  | 1.7576e-05 |  | 0.00016335 |  | 0.00027882 |  | 0 |  | 0.070119 |  | 0.00062681 |  | 0.1316 |  | #VALUE! |  | 0.13072 |  | 0.22893 |  | 0.043866 |  | 0.0069292 |  | 0.00065998 |  | 0.0005714
| 1.7085e-05 |  | 1.7085e-05 |  | 0.00015979 |  | 0 |  | 8.3756e-05 |  | 0.00011298 |  | 0.00011298 |  | 0.0001586 |  | 0.00028855 |  | 0 |  | 0.069723 |  | 0.00064552 |  | 0.13151 |  | #VALUE! |  | 0.12616 |  | 0.22799 |  | 0.04481 |  | 0.0070838 |  | 0.00067388 |  | 0.00055768
| 2.9659e-05 |  | 2.9659e-05 |  | 0.00018465 |  | 0 |  | 0.00010793 |  | 9.346e-05 |  | 9.346e-05 |  | 0.0001582 |  | 0.0002793 |  | 0 |  | 0.069084 |  | 0.00064315 |  | 0.13025 |  | #VALUE! |  | 0.1213 |  | 0.22577 |  | 0.045372 |  | 0.0072248 |  | 0.00067278 |  | 0.00056102
| 6.6123e-05 |  | 6.6123e-05 |  | 0.00014055 |  | 0 |  | 0.00010794 |  | 0.00010023 |  | 0.00010023 |  | 0.00015434 |  | 0.00026024 |  | 0 |  | 0.068837 |  | 0.00061282 |  | 0.12925 |  | #VALUE! |  | 0.1167 |  | 0.22427 |  | 0.046177 |  | 0.007371 |  | 0.00070663 |  | 0.0005733
| 0.00011203 |  | 0.00011203 |  | 9.7411e-05 |  | 0 |  | 7.7477e-05 |  | 0.00013658 |  | 0.00013658 |  | 0.00016131 |  | 0.00028685 |  | 0 |  | 0.068232 |  | 0.00053912 |  | 0.12895 |  | #VALUE! |  | 0.11206 |  | 0.22237 |  | 0.047069 |  | 0.0075505 |  | 0.00084747 |  | 0.00059479
| 7.7804e-05 |  | 7.7804e-05 |  | 0.00023185 |  | 0 |  | 7.7481e-05 |  | 5.7076e-05 |  | 5.7076e-05 |  | 0.00017527 |  | 0.00025857 |  | 0 |  | 0.06788 |  | 0.00049547 |  | 0.12867 |  | #VALUE! |  | 0.10814 |  | 0.22092 |  | 0.048092 |  | 0.0077291 |  | 0.00080329 |  | 0.00056873
| -3.346e-05 |  | -3.346e-05 |  | 0.00018759 |  | 0 |  | 0 |  | -5.1471e-05 |  | -5.1471e-05 |  | 0.00017425 |  | 0.00017582 |  | 0 |  | 0.06671 |  | 0.00039386 |  | 0.127 |  | #VALUE! |  | 0.10201 |  | 0.21585 |  | 0.04895 |  | 0.0078587 |  | 0.00070958 |  | 0.00044879
| 4.4753e-05 |  | 4.4753e-05 |  | 0.00018641 |  | 0 |  | 6.3871e-05 |  | 0.0001096 |  | 0.0001096 |  | 0.00016201 |  | 0.00027393 |  | 0 |  | 0.066122 |  | 0.0004565 |  | 0.12565 |  | #VALUE! |  | 0.095766 |  | 0.21103 |  | 0.050211 |  | 0.0082333 |  | 0.00099888 |  | 0.00059254
| -7.3328e-06 |  | -7.3328e-06 |  | 0.00021202 |  | 0 |  | 6.8104e-05 |  | 0.00012012 |  | 0.00012012 |  | 0.00015498 |  | 0.00027154 |  | 0 |  | 0.066043 |  | 0.00045755 |  | 0.12531 |  | #VALUE! |  | 0.09176 |  | 0.20826 |  | 0.051334 |  | 0.0084082 |  | 0.00095595 |  | 0.00061402
| 1.3788e-05 |  | 1.3788e-05 |  | 0.00016461 |  | 0 |  | 9.4352e-05 |  | 9.3603e-05 |  | 9.3603e-05 |  | 0.00015346 |  | 0.00028663 |  | 0 |  | 0.065576 |  | 0.00046126 |  | 0.12521 |  | #VALUE! |  | 0.088085 |  | 0.20445 |  | 0.052323 |  | 0.0085649 |  | 0.0009326 |  | 0.00065726
| 4.493e-05 |  | 4.493e-05 |  | 0.00016572 |  | 0 |  | 9.0125e-05 |  | 0.00011227 |  | 0.00011227 |  | 0.00014024 |  | 0.00027706 |  | 0 |  | 0.065173 |  | 0.00046456 |  | 0.12496 |  | #VALUE! |  | 0.084817 |  | 0.2014 |  | 0.0534 |  | 0.0087778 |  | 0.00099392 |  | 0.00067168
| 9.1254e-05 |  | 9.1254e-05 |  | 0.00013577 |  | 0 |  | 7.5969e-05 |  | 0.000184 |  | 0.000184 |  | 0.00013821 |  | 0.00028636 |  | 0 |  | 0.064436 |  | 0.00048537 |  | 0.1238 |  | #VALUE! |  | 0.081518 |  | 0.19716 |  | 0.054078 |  | 0.0089918 |  | 0.0010815 |  | 0.00070553
| 5.4812e-05 |  | 5.4812e-05 |  | 0.00011017 |  | 0 |  | 7.5973e-05 |  | 0.00012011 |  | 0.00012011 |  | 0.00014549 |  | 0.00026495 |  | 0 |  | 0.064165 |  | 0.00046667 |  | 0.12343 |  | #VALUE! |  | 0.0783 |  | 0.19358 |  | 0.055084 |  | 0.0091682 |  | 0.0011375 |  | 0.0007314
| 1.3589e-05 |  | 1.3589e-05 |  | 0.00010512 |  | 0 |  | 8.6769e-05 |  | 9.1453e-05 |  | 9.1453e-05 |  | 0.00014393 |  | 0.00024186 |  | 0 |  | 0.063751 |  | 0.00041206 |  | 0.12251 |  | #VALUE! |  | 0.075077 |  | 0.18938 |  | 0.056009 |  | 0.0093681 |  | 0.0010937 |  | 0.00071891
| 7.9032e-05 |  | 7.9032e-05 |  | 0.00011375 |  | 0 |  | 8.6773e-05 |  | 0.0001311 |  | 0.0001311 |  | 0.00014152 |  | 0.00026558 |  | 0 |  | 0.063405 |  | 0.00039223 |  | 0.12156 |  | #VALUE! |  | 0.072285 |  | 0.1855 |  | 0.05696 |  | 0.0095587 |  | 0.0011419 |  | 0.00072182
| 3.7095e-05 |  | 3.7095e-05 |  | 0.00020753 |  | 0 |  | 7.9369e-05 |  | 7.2039e-05 |  | 7.2039e-05 |  | 0.00012552 |  | 0.00024253 |  | 0 |  | 0.062957 |  | 0.00040409 |  | 0.12109 |  | #VALUE! |  | 0.06906 |  | 0.18171 |  | 0.058101 |  | 0.0097564 |  | 0.0011363 |  | 0.00070238
| 6.441e-06 |  | 6.441e-06 |  | 0.00022184 |  | 0 |  | 7.9373e-05 |  | 6.1364e-05 |  | 6.1364e-05 |  | 0.00010891 |  | 0.0002419 |  | 0 |  | 0.062713 |  | 0.00035423 |  | 0.121 |  | #VALUE! |  | 0.065892 |  | 0.17757 |  | 0.059287 |  | 0.0099872 |  | 0.0011747 |  | 0.000693
| 4.7225e-05 |  | 4.7225e-05 |  | 0.00014932 |  | 0 |  | 7.7967e-05 |  | 8.9306e-05 |  | 8.9306e-05 |  | 0.00010641 |  | 0.00026738 |  | 0 |  | 0.062305 |  | 0.00035469 |  | 0.12049 |  | #VALUE! |  | 0.063258 |  | 0.17275 |  | 0.060184 |  | 0.010194 |  | 0.0013255 |  | 0.0007614
| 7.6552e-05 |  | 7.6552e-05 |  | 7.4362e-05 |  | 0 |  | 7.797e-05 |  | 8.1294e-05 |  | 8.1294e-05 |  | 0.00012003 |  | 0.00025116 |  | 0 |  | 0.061694 |  | 0.00034197 |  | 0.11976 |  | #VALUE! |  | 0.060002 |  | 0.1678 |  | 0.060954 |  | 0.010409 |  | 0.0013513 |  | 0.00082232
| 6.8834e-05 |  | 6.8834e-05 |  | 8.3626e-05 |  | 0 |  | 7.0889e-05 |  | 6.6054e-05 |  | 6.6054e-05 |  | 0.00012669 |  | 0.00023382 |  | 0 |  | 0.061523 |  | 0.00032514 |  | 0.11952 |  | #VALUE! |  | 0.057663 |  | 0.16373 |  | 0.062075 |  | 0.01064 |  | 0.0013226 |  | 0.00082087
| 6.2345e-05 |  | 6.2345e-05 |  | 0.00019457 |  | 0 |  | 7.0893e-05 |  | 3.6932e-06 |  | 3.6932e-06 |  | 0.00012337 |  | 0.00021389 |  | 0 |  | 0.061114 |  | 0.00035652 |  | 0.11935 |  | #VALUE! |  | 0.055839 |  | 0.15947 |  | 0.063155 |  | 0.010862 |  | 0.0013374 |  | 0.00080227
| 7.6606e-05 |  | 7.6606e-05 |  | 0.0002149 |  | 0 |  | 9.4818e-05 |  | 6.3265e-05 |  | 6.3265e-05 |  | 0.00011667 |  | 0.00023462 |  | 0 |  | 0.060533 |  | 0.00037123 |  | 0.11831 |  | #VALUE! |  | 0.053604 |  | 0.15456 |  | 0.064117 |  | 0.011136 |  | 0.0013907 |  | 0.00080655
| 4.0484e-05 |  | 4.0484e-05 |  | 0.00013637 |  | 0 |  | 9.4823e-05 |  | 0.00017099 |  | 0.00017099 |  | 0.00010785 |  | 0.00025002 |  | 0 |  | 0.060147 |  | 0.00037184 |  | 0.11733 |  | #VALUE! |  | 0.051748 |  | 0.14989 |  | 0.065194 |  | 0.011393 |  | 0.0014556 |  | 0.00087388
| -5.7048e-05 |  | -5.7048e-05 |  | 0.00014315 |  | 0 |  | 4.7582e-05 |  | 9.9766e-05 |  | 9.9766e-05 |  | 0.00010705 |  | 0.00019918 |  | 0 |  | 0.059873 |  | 0.00032936 |  | 0.11792 |  | #VALUE! |  | 0.049749 |  | 0.14619 |  | 0.066501 |  | 0.011608 |  | 0.0014322 |  | 0.00084033
| -6.1265e-05 |  | -6.1265e-05 |  | 0.00017903 |  | 0 |  | 4.7584e-05 |  | 3.5538e-05 |  | 3.5538e-05 |  | 0.00010073 |  | 0.00018791 |  | 0 |  | 0.059505 |  | 0.00029979 |  | 0.11739 |  | #VALUE! |  | 0.047307 |  | 0.14148 |  | 0.067557 |  | 0.011842 |  | 0.0014435 |  | 0.00081556
| 1.5647e-06 |  | 1.5647e-06 |  | 0.00018811 |  | 0 |  | 6.9888e-05 |  | 9.2098e-05 |  | 9.2098e-05 |  | 9.9009e-05 |  | 0.0001856 |  | 0 |  | 0.059297 |  | 0.00030054 |  | 0.11656 |  | #VALUE! |  | 0.045184 |  | 0.13663 |  | 0.068722 |  | 0.012108 |  | 0.0014832 |  | 0.00086469
| 2.6994e-05 |  | 2.6994e-05 |  | 0.00016377 |  | 0 |  | 6.9891e-05 |  | 7.5909e-05 |  | 7.5909e-05 |  | 0.00010349 |  | 0.00019247 |  | 0 |  | 0.059099 |  | 0.00030906 |  | 0.11678 |  | #VALUE! |  | 0.043901 |  | 0.13278 |  | 0.070446 |  | 0.012404 |  | 0.001539 |  | 0.000875
| 6.988e-05 |  | 6.988e-05 |  | 0.00012313 |  | 0.00028338 |  | 9.2405e-05 |  | 0.00014407 |  | 0.00014407 |  | 9.8666e-05 |  | 0.00023528 |  | 0 |  | 0.059003 |  | 0.00031665 |  | 0.11698 |  | #VALUE! |  | 0.042419 |  | 0.12903 |  | 0.072093 |  | 0.012662 |  | 0.0016952 |  | 0.00094523
| 4.8887e-05 |  | 4.8887e-05 |  | 0.00019365 |  | 0.00027106 |  | 9.2409e-05 |  | 0.00018023 |  | 0.00018023 |  | 0.00010072 |  | 0.00024747 |  | 0 |  | 0.058547 |  | 0.00028273 |  | 0.11596 |  | #VALUE! |  | 0.040534 |  | 0.1241 |  | 0.07307 |  | 0.012871 |  | 0.0016878 |  | 0.00097795
| 8.3192e-06 |  | 8.3192e-06 |  | 0.00020157 |  | 0 |  | 5.4187e-05 |  | 5.2663e-05 |  | 5.2663e-05 |  | 9.8796e-05 |  | 0.00021627 |  | 0 |  | 0.057752 |  | 0.00025378 |  | 0.11439 |  | #VALUE! |  | 0.03884 |  | 0.11894 |  | 0.073877 |  | 0.01314 |  | 0.001709 |  | 0.00098711
| 2.6943e-05 |  | 2.6943e-05 |  | 0.00014087 |  | 0 |  | 5.4189e-05 |  | 4.224e-05 |  | 4.224e-05 |  | 9.0229e-05 |  | 0.00018642 |  | 0 |  | 0.057394 |  | 0.00026768 |  | 0.11405 |  | #VALUE! |  | 0.037131 |  | 0.11485 |  | 0.075189 |  | 0.013426 |  | 0.0017836 |  | 0.00098318
| -1.0415e-05 |  | -1.0415e-05 |  | 0.00016004 |  | 0 |  | 9.7649e-05 |  | 0.00010833 |  | 0.00010833 |  | 9.1648e-05 |  | 0.00017602 |  | 0 |  | 0.057095 |  | 0.00025267 |  | 0.11392 |  | #VALUE! |  | 0.035779 |  | 0.11071 |  | 0.07641 |  | 0.013696 |  | 0.0017961 |  | 0.00099355
| -2.8778e-05 |  | -2.8778e-05 |  | 0.00014586 |  | 0 |  | 9.7653e-05 |  | 2.6891e-05 |  | 2.6891e-05 |  | 8.3799e-05 |  | 0.00015739 |  | 0 |  | 0.0568 |  | 0.00021427 |  | 0.1133 |  | #VALUE! |  | 0.03463 |  | 0.10654 |  | 0.077669 |  | 0.013994 |  | 0.0018088 |  | 0.001028
| 3.5583e-05 |  | 3.5583e-05 |  | 0.00011927 |  | 0 |  | 9.7058e-05 |  | 2.0331e-05 |  | 2.0331e-05 |  | 7.3679e-05 |  | 0.00016668 |  | 0 |  | 0.056697 |  | 0.0002004 |  | 0.11319 |  | #VALUE! |  | 0.033024 |  | 0.10299 |  | 0.079029 |  | 0.014298 |  | 0.0018133 |  | 0.0010458
| 3.0471e-05 |  | 3.0471e-05 |  | 0.00014144 |  | 0 |  | 9.7062e-05 |  | 5.0306e-05 |  | 5.0306e-05 |  | 7.7961e-05 |  | 0.00018596 |  | 0 |  | 0.056269 |  | 0.00021408 |  | 0.11274 |  | #VALUE! |  | 0.031429 |  | 0.099315 |  | 0.0804 |  | 0.014587 |  | 0.0018708 |  | 0.0010666
| 3.0402e-06 |  | 3.0402e-06 |  | 0.00015669 |  | 0 |  | 8.7104e-05 |  | 2.8067e-05 |  | 2.8067e-05 |  | 8.4635e-05 |  | 0.00017671 |  | 0 |  | 0.055692 |  | 0.00024369 |  | 0.11159 |  | #VALUE! |  | 0.030669 |  | 0.095235 |  | 0.081961 |  | 0.014898 |  | 0.0019494 |  | 0.0010466
| 1.4418e-05 |  | 1.4418e-05 |  | 0.00026556 |  | 0 |  | 8.7109e-05 |  | 7.2466e-05 |  | 7.2466e-05 |  | 8.8582e-05 |  | 0.0001766 |  | 0 |  | 0.05534 |  | 0.00026441 |  | 0.11078 |  | #VALUE! |  | 0.029695 |  | 0.091452 |  | 0.083514 |  | 0.01521 |  | 0.0020547 |  | 0.0010387
| 4.6212e-05 |  | 4.6212e-05 |  | 0.00022716 |  | 0 |  | 8.8977e-05 |  | 5.7266e-05 |  | 5.7266e-05 |  | 8.1985e-05 |  | 0.00017429 |  | 0 |  | 0.055153 |  | 0.00026475 |  | 0.11053 |  | #VALUE! |  | 0.0286 |  | 0.088114 |  | 0.08496 |  | 0.015417 |  | 0.0021835 |  | 0.0010635
| 4.0716e-05 |  | 4.0716e-05 |  | 0.00016235 |  | 0 |  | 8.8981e-05 |  | 7.3562e-05 |  | 7.3562e-05 |  | 7.9267e-05 |  | 0.00018855 |  | 0 |  | 0.054643 |  | 0.00021417 |  | 0.11014 |  | #VALUE! |  | 0.0278 |  | 0.08429 |  | 0.085849 |  | 0.015708 |  | 0.002275 |  | 0.0011082
| 2.1753e-05 |  | 2.1753e-05 |  | 0.00019183 |  | 0 |  | 8.3718e-05 |  | 0.00010859 |  | 0.00010859 |  | 8.3563e-05 |  | 0.00020126 |  | 0 |  | 0.054307 |  | 0.00020501 |  | 0.10951 |  | #VALUE! |  | 0.026691 |  | 0.080762 |  | 0.087179 |  | 0.016213 |  | 0.0022907 |  | 0.0011342
| 4.8732e-05 |  | 4.8732e-05 |  | 0.00021666 |  | 0 |  | 8.3722e-05 |  | 0.00012437 |  | 0.00012437 |  | 7.8983e-05 |  | 0.00021392 |  | 0 |  | 0.054134 |  | 0.00025489 |  | 0.10919 |  | #VALUE! |  | 0.025809 |  | 0.077624 |  | 0.088945 |  | 0.016666 |  | 0.0023588 |  | 0.0011878
| 5.1144e-05 |  | 5.1144e-05 |  | 0.00021013 |  | 0 |  | 6.4745e-05 |  | 8.6278e-05 |  | 8.6278e-05 |  | 6.9919e-05 |  | 0.00021282 |  | 0 |  | 0.053526 |  | 0.00024195 |  | 0.10901 |  | #VALUE! |  | 0.024979 |  | 0.07457 |  | 0.090391 |  | 0.016902 |  | 0.002449 |  | 0.0012561
| 6.4109e-05 |  | 6.4109e-05 |  | 0.00018234 |  | 0 |  | 6.4748e-05 |  | 6.2205e-05 |  | 6.2205e-05 |  | 7.0397e-05 |  | 0.00018686 |  | 0 |  | 0.0532 |  | 0.00017175 |  | 0.10865 |  | #VALUE! |  | 0.024358 |  | 0.071871 |  | 0.092023 |  | 0.017113 |  | 0.0024524 |  | 0.0012407
| 9.9717e-05 |  | 9.9717e-05 |  | 0.00021146 |  | 0 |  | 9.398e-05 |  | 8.591e-05 |  | 8.591e-05 |  | 7.8134e-05 |  | 0.00020762 |  | 0 |  | 0.053072 |  | 0.00018905 |  | 0.10858 |  | #VALUE! |  | 0.023086 |  | 0.069074 |  | 0.093662 |  | 0.0175 |  | 0.0025618 |  | 0.0012674
| 9.1398e-05 |  | 9.1398e-05 |  | 0.00022707 |  | 0 |  | 9.3984e-05 |  | 0.00018529 |  | 0.00018529 |  | 7.2639e-05 |  | 0.00023831 |  | 0 |  | 0.053068 |  | 0.00023362 |  | 0.10869 |  | #VALUE! |  | 0.021894 |  | 0.066473 |  | 0.095534 |  | 0.017954 |  | 0.0027224 |  | 0.0013568
| 7.6039e-05 |  | 7.6039e-05 |  | 0.00023503 |  | 0 |  | 8.2149e-05 |  | 0.00022548 |  | 0.00022548 |  | 7.0384e-05 |  | 0.00023131 |  | 0 |  | 0.05296 |  | 0.00025716 |  | 0.10846 |  | #VALUE! |  | 0.021148 |  | 0.064227 |  | 0.097848 |  | 0.018337 |  | 0.0027935 |  | 0.0014018
| 5.5627e-05 |  | 5.5627e-05 |  | 0.00022136 |  | 0 |  | 8.2153e-05 |  | 0.00010575 |  | 0.00010575 |  | 7.7538e-05 |  | 0.00019545 |  | 0 |  | 0.052203 |  | 0.00027004 |  | 0.10768 |  | #VALUE! |  | 0.019892 |  | 0.061552 |  | 0.099448 |  | 0.018798 |  | 0.0026626 |  | 0.0013851
| 4.4254e-05 |  | 4.4254e-05 |  | 0.00022926 |  | 0 |  | 8.6503e-05 |  | 5.5968e-05 |  | 5.5968e-05 |  | 7.0896e-05 |  | 0.00018503 |  | 0 |  | 0.051892 |  | 0.00024175 |  | 0.10753 |  | #VALUE! |  | 0.019381 |  | 0.059138 |  | 0.1014 |  | 0.019222 |  | 0.0027133 |  | 0.0014344
| 1.717e-06 |  | 1.717e-06 |  | 0.00016434 |  | 0 |  | 8.6507e-05 |  | 2.0369e-05 |  | 2.0369e-05 |  | 7.9044e-05 |  | 0.00015988 |  | 0 |  | 0.052045 |  | 0.00022054 |  | 0.10813 |  | #VALUE! |  | 0.019027 |  | 0.057135 |  | 0.10389 |  | 0.019617 |  | 0.0028321 |  | 0.0014574
| -1.7501e-05 |  | -1.7501e-05 |  | 0.00012128 |  | 0 |  | 0.00010907 |  | -2.0358e-05 |  | -2.0358e-05 |  | 8.4106e-05 |  | 0.00012431 |  | 0 |  | 0.051697 |  | 0.00016983 |  | 0.10777 |  | #VALUE! |  | 0.018214 |  | 0.054882 |  | 0.10583 |  | 0.020092 |  | 0.002877 |  | 0.001429
| 4.0625e-05 |  | 4.0625e-05 |  | 0.00010075 |  | 0 |  | 0.00010908 |  | 2.7775e-05 |  | 2.7775e-05 |  | 8.7336e-05 |  | 0.00015318 |  | 0 |  | 0.051268 |  | 0.00011922 |  | 0.10687 |  | #VALUE! |  | 0.017725 |  | 0.05255 |  | 0.10729 |  | 0.020514 |  | 0.0030495 |  | 0.001471
| 2.6527e-05 |  | 2.6527e-05 |  | 2.6988e-05 |  | 0 |  | 7.7436e-05 |  | 3.6017e-05 |  | 3.6017e-05 |  | 8.0326e-05 |  | 0.00016397 |  | 0 |  | 0.050764 |  | 0.00013326 |  | 0.10618 |  | #VALUE! |  | 0.017359 |  | 0.050317 |  | 0.10894 |  | 0.020784 |  | 0.0030179 |  | 0.0015181
| 2.3574e-05 |  | 2.3574e-05 |  | 3.2827e-05 |  | 0 |  | 7.744e-05 |  | 7.5814e-05 |  | 7.5814e-05 |  | 7.3678e-05 |  | 0.00017426 |  | 0 |  | 0.050276 |  | 0.0001557 |  | 0.10555 |  | #VALUE! |  | 0.016498 |  | 0.048243 |  | 0.11084 |  | 0.021212 |  | 0.0030797 |  | 0.0015718
| 7.6573e-05 |  | 7.6573e-05 |  | 0.00016891 |  | 0 |  | 9.2826e-05 |  | 0.00017058 |  | 0.00017058 |  | 6.899e-05 |  | 0.00021059 |  | 0 |  | 0.050389 |  | 0.00017987 |  | 0.10574 |  | #VALUE! |  | 0.015865 |  | 0.046606 |  | 0.11354 |  | 0.021914 |  | 0.0032889 |  | 0.0016526
| 6.3389e-05 |  | 6.3389e-05 |  | 0.00022627 |  | 0 |  | 9.2831e-05 |  | 0.00012566 |  | 0.00012566 |  | 5.8678e-05 |  | 0.00021001 |  | 0 |  | 0.050482 |  | 0.00016737 |  | 0.10552 |  | #VALUE! |  | 0.015383 |  | 0.045094 |  | 0.11624 |  | 0.022383 |  | 0.0033533 |  | 0.0016572
| 2.2181e-05 |  | 2.2181e-05 |  | 0.0001765 |  | 0 |  | 8.8995e-05 |  | 8.3348e-05 |  | 8.3348e-05 |  | 5.6737e-05 |  | 0.00018455 |  | 0 |  | 0.050241 |  | 0.00015355 |  | 0.1048 |  | #VALUE! |  | 0.014546 |  | 0.04329 |  | 0.11819 |  | 0.02284 |  | 0.0033754 |  | 0.0016621
| 3.6121e-05 |  | 3.6121e-05 |  | 0.00012026 |  | 0 |  | 8.8999e-05 |  | 0.000164 |  | 0.000164 |  | 5.3511e-05 |  | 0.00019934 |  | 0 |  | 0.049833 |  | 0.00014363 |  | 0.10461 |  | #VALUE! |  | 0.013808 |  | 0.041496 |  | 0.12002 |  | 0.023469 |  | 0.0034716 |  | 0.0016836
| 5.263e-05 |  | 5.263e-05 |  | 9.815e-05 |  | 0 |  | 0.0001117 |  | 0.00018253 |  | 0.00018253 |  | 5.943e-05 |  | 0.00021206 |  | 0 |  | 0.049544 |  | 0.0001771 |  | 0.10446 |  | #VALUE! |  | 0.013139 |  | 0.039925 |  | 0.12213 |  | 0.023889 |  | 0.0036244 |  | 0.0017213
| 1.2051e-05 |  | 1.2051e-05 |  | 0.00012673 |  | 0 |  | 0.0001117 |  | 0.00012344 |  | 0.00012344 |  | 5.7246e-05 |  | 0.00018779 |  | 0 |  | 0.049402 |  | 0.00020368 |  | 0.10418 |  | #VALUE! |  | 0.012761 |  | 0.038459 |  | 0.12449 |  | 0.02454 |  | 0.0036522 |  | 0.0017844
| -3.7315e-05 |  | -3.7315e-05 |  | 0.00011116 |  | 0 |  | 6.6827e-05 |  | 6.3672e-05 |  | 6.3672e-05 |  | 6.3978e-05 |  | 0.00013817 |  | 0 |  | 0.049244 |  | 0.00012228 |  | 0.10419 |  | #VALUE! |  | 0.012602 |  | 0.037012 |  | 0.12701 |  | 0.024989 |  | 0.0036239 |  | 0.001779
| -4.6998e-05 |  | -4.6998e-05 |  | 0.00014269 |  | 0 |  | 6.683e-05 |  | 1.3297e-05 |  | 1.3297e-05 |  | 8.6161e-05 |  | 0.00013302 |  | 0 |  | 0.048913 |  | 0.0001235 |  | 0.10428 |  | #VALUE! |  | 0.01234 |  | 0.035745 |  | 0.12974 |  | 0.025332 |  | 0.0037638 |  | 0.001809
| 1.6235e-05 |  | 1.6235e-05 |  | 0.00019289 |  | 0 |  | 6.1561e-05 |  | 5.1144e-05 |  | 5.1144e-05 |  | 8.5637e-05 |  | 0.00017689 |  | 0 |  | 0.048776 |  | 0.00016954 |  | 0.10395 |  | #VALUE! |  | 0.012023 |  | 0.034446 |  | 0.13174 |  | 0.025908 |  | 0.0039237 |  | 0.0018802
| 1.3702e-05 |  | 1.3702e-05 |  | 0.00011288 |  | 0 |  | 6.1564e-05 |  | 0.00010571 |  | 0.00010571 |  | 7.8339e-05 |  | 0.00015767 |  | 0 |  | 0.048566 |  | 0.00014176 |  | 0.10393 |  | #VALUE! |  | 0.011742 |  | 0.033087 |  | 0.13376 |  | 0.026389 |  | 0.0039741 |  | 0.0018753
| -6.8055e-06 |  | -6.8055e-06 |  | 7.097e-05 |  | 0 |  | 7.3896e-05 |  | 0.00011899 |  | 0.00011899 |  | 8.5746e-05 |  | 0.0001338 |  | 0 |  | 0.048001 |  | 0.00011583 |  | 0.10332 |  | #VALUE! |  | 0.011472 |  | 0.031858 |  | 0.13626 |  | 0.026919 |  | 0.0040436 |  | 0.0019143
| 5.07e-05 |  | 5.07e-05 |  | 0.00016913 |  | 0 |  | 7.3899e-05 |  | 9.0245e-05 |  | 9.0245e-05 |  | 8.4828e-05 |  | 0.00015947 |  | 0 |  | 0.047766 |  | 0.00012519 |  | 0.10306 |  | #VALUE! |  | 0.010914 |  | 0.030844 |  | 0.13962 |  | 0.02721 |  | 0.0042241 |  | 0.0020229
| 2.947e-05 |  | 2.947e-05 |  | 0.00014661 |  | 0 |  | 0.00010528 |  | 2.9465e-05 |  | 2.9465e-05 |  | 7.7138e-05 |  | 0.00017177 |  | 0 |  | 0.047524 |  | 8.6693e-05 |  | 0.10332 |  | #VALUE! |  | 0.010483 |  | 0.029746 |  | 0.1427 |  | 0.027771 |  | 0.004376 |  | 0.0020558
| -1.2649e-05 |  | -1.2649e-05 |  | 9.3669e-05 |  | 0 |  | 0.00010528 |  | 5.6338e-06 |  | 5.6338e-06 |  | 7.6038e-05 |  | 0.00016765 |  | 0 |  | 0.047282 |  | 0.00010592 |  | 0.1031 |  | #VALUE! |  | 0.010109 |  | 0.028424 |  | 0.14437 |  | 0.028735 |  | 0.0044704 |  | 0.0020615
| 2.002e-05 |  | 2.002e-05 |  | 3.7637e-05 |  | 0 |  | 6.9491e-05 |  | 8.6436e-05 |  | 8.6436e-05 |  | 7.2491e-05 |  | 0.00020011 |  | 0 |  | 0.047041 |  | 0.00016686 |  | 0.10318 |  | #VALUE! |  | 0.0096547 |  | 0.027351 |  | 0.14666 |  | 0.029468 |  | 0.0046165 |  | 0.0021477
| 2.0847e-06 |  | 2.0847e-06 |  | 8.6075e-05 |  | 0 |  | 6.9494e-05 |  | 8.4058e-05 |  | 8.4058e-05 |  | 7.7063e-05 |  | 0.00018152 |  | 0 |  | 0.046799 |  | 0.00015781 |  | 0.10267 |  | #VALUE! |  | 0.0094358 |  | 0.026389 |  | 0.14869 |  | 0.030036 |  | 0.0046589 |  | 0.0022346
| -2.5201e-05 |  | -2.5201e-05 |  | 0.00021329 |  | 0 |  | 4.8628e-05 |  | 1.295e-05 |  | 1.295e-05 |  | 8.0031e-05 |  | 0.00014128 |  | 0 |  | 0.046557 |  | 0.00010383 |  | 0.10168 |  | #VALUE! |  | 0.0088821 |  | 0.025397 |  | 0.15026 |  | 0.030657 |  | 0.0046231 |  | 0.0022021
| -1.9799e-05 |  | -1.9799e-05 |  | 0.00012923 |  | 0 |  | 4.863e-05 |  | 1.1387e-05 |  | 1.1387e-05 |  | 8.3294e-05 |  | 0.00011712 |  | 0 |  | 0.046315 |  | 8.4307e-05 |  | 0.1017 |  | #VALUE! |  | 0.0084666 |  | 0.02469 |  | 0.15368 |  | 0.031414 |  | 0.0047149 |  | 0.0022067
| 1.9733e-05 |  | 1.9733e-05 |  | 7.1146e-05 |  | 0 |  | 8.6965e-05 |  | 2.401e-05 |  | 2.401e-05 |  | 8.2172e-05 |  | 0.0001025 |  | 0 |  | 0.046073 |  | 0.00011586 |  | 0.10191 |  | #VALUE! |  | 0.0083499 |  | 0.024 |  | 0.15743 |  | 0.031935 |  | 0.0048333 |  | 0.0023435
| 3.1009e-05 |  | 3.1009e-05 |  | 0.00014179 |  | 0 |  | 8.6969e-05 |  | 8.7322e-05 |  | 8.7322e-05 |  | 7.8831e-05 |  | 9.8689e-05 |  | 0 |  | 0.045832 |  | 0.00011586 |  | 0.10142 |  | #VALUE! |  | 0.0080004 |  | 0.023056 |  | 0.15921 |  | 0.032389 |  | 0.0049342 |  | 0.00241
| -2.6844e-06 |  | -2.6844e-06 |  | 9.6764e-05 |  | 0 |  | 7.2812e-05 |  | 7.042e-05 |  | 7.042e-05 |  | 8.0337e-05 |  | 0.00010053 |  | 0 |  | 0.04559 |  | 0.00010698 |  | 0.10019 |  | #VALUE! |  | 0.0076927 |  | 0.021953 |  | 0.15977 |  | 0.033429 |  | 0.005044 |  | 0.0023518
| 2.1082e-05 |  | 2.1082e-05 |  | 1.0533e-05 |  | 0 |  | 7.2815e-05 |  | 5.2811e-05 |  | 5.2811e-05 |  | 7.1099e-05 |  | 0.00013153 |  | 0 |  | 0.045348 |  | 0.00011882 |  | 0.10041 |  | #VALUE! |  | 0.0072019 |  | 0.021199 |  | 0.16309 |  | 0.03413 |  | 0.0052435 |  | 0.0024041
| 1.6078e-05 |  | 1.6078e-05 |  | 6.679e-05 |  | 0 |  | 0.00010334 |  | 9.7095e-05 |  | 9.7095e-05 |  | 6.4161e-05 |  | 0.00016142 |  | 0 |  | 0.045106 |  | 0.00015025 |  | 0.10111 |  | #VALUE! |  | 0.0073046 |  | 0.020646 |  | 0.16715 |  | 0.0344 |  | 0.0054342 |  | 0.0025529
| -3.844e-05 |  | -3.844e-05 |  | 0.0001125 |  | 0 |  | 0.00010334 |  | 0.00010802 |  | 0.00010802 |  | 6.603e-05 |  | 0.00013212 |  | 0 |  | 0.044864 |  | 0.00013841 |  | 0.10084 |  | #VALUE! |  | 0.0071118 |  | 0.019936 |  | 0.17023 |  | 0.034978 |  | 0.0055548 |  | 0.0026215
| -4.6779e-05 |  | -4.6779e-05 |  | 7.0911e-05 |  | 0 |  | 0.0001224 |  | 0.00010595 |  | 0.00010595 |  | 7.3081e-05 |  | 0.00013443 |  | 0 |  | 0.044622 |  | 0.00012931 |  | 0.1007 |  | #VALUE! |  | 0.0064992 |  | 0.019236 |  | 0.17316 |  | 0.035863 |  | 0.005748 |  | 0.0026474
| -5.7819e-05 |  | -5.7819e-05 |  | 0.00014752 |  | 0 |  | 0.00012241 |  | 2.7605e-05 |  | 2.7605e-05 |  | 7.8491e-05 |  | 0.00013252 |  | 0 |  | 0.04438 |  | 0.00012931 |  | 0.1002 |  | #VALUE! |  | 0.0064735 |  | 0.018491 |  | 0.17542 |  | 0.036752 |  | 0.0058273 |  | 0.0026656
| 5.4264e-06 |  | 5.4264e-06 |  | 0.00020998 |  | 0 |  | 8.7868e-05 |  | 2.0416e-05 |  | 2.0416e-05 |  | 7.0795e-05 |  | 0.00010503 |  | 0 |  | 0.044138 |  | 0.00011056 |  | 0.099512 |  | #VALUE! |  | 0.0063848 |  | 0.017745 |  | 0.1776 |  | 0.037577 |  | 0.0059454 |  | 0.0027244
| 7.8156e-05 |  | 7.8156e-05 |  | 0.00019162 |  | 0 |  | 8.7872e-05 |  | 9.6724e-05 |  | 9.6724e-05 |  | 6.6004e-05 |  | 0.00013529 |  | 0 |  | 0.043896 |  | 0.00013561 |  | 0.099041 |  | #VALUE! |  | 0.0060514 |  | 0.01712 |  | 0.18012 |  | 0.038541 |  | 0.0061863 |  | 0.0027944
| 1.0789e-05 |  | 1.0789e-05 |  | 0.00010931 |  | 0 |  | 6.7063e-05 |  | 8.2274e-06 |  | 8.2274e-06 |  | 7.9273e-05 |  | 0.00013443 |  | 0 |  | 0.043654 |  | 0.00014312 |  | 0.09863 |  | #VALUE! |  | 0.0057551 |  | 0.016528 |  | 0.18285 |  | 0.038992 |  | 0.0062721 |  | 0.0028415
| -1.6528e-05 |  | -1.6528e-05 |  | 1.2588e-05 |  | 0 |  | 6.7066e-05 |  | -1.2649e-05 |  | -1.2649e-05 |  | 7.308e-05 |  | 0.00011552 |  | 0 |  | 0.043412 |  | 0.00011807 |  | 0.098389 |  | #VALUE! |  | 0.0056288 |  | 0.015886 |  | 0.18546 |  | 0.039542 |  | 0.0063572 |  | 0.0029275
| -1.4466e-05 |  | -1.4466e-05 |  | 1.8415e-05 |  | 0 |  | 6.3859e-05 |  | 5.9557e-05 |  | 5.9557e-05 |  | 6.5472e-05 |  | 0.00011809 |  | 0 |  | 0.04317 |  | 0.00014426 |  | 0.098007 |  | #VALUE! |  | 0.0054292 |  | 0.015348 |  | 0.18836 |  | 0.04025 |  | 0.0066148 |  | 0.0030201
| 6.1188e-06 |  | 6.1188e-06 |  | 1.99e-05 |  | 0 |  | 6.3862e-05 |  | 8.4266e-05 |  | 8.4266e-05 |  | 6.7909e-05 |  | 0.00013382 |  | 0 |  | 0.042928 |  | 0.00015461 |  | 0.098004 |  | #VALUE! |  | 0.0055723 |  | 0.014916 |  | 0.19177 |  | 0.040761 |  | 0.0068059 |  | 0.0030929
| -9.4696e-06 |  | -9.4696e-06 |  | -2.1094e-05 |  | 0 |  | 3.9772e-05 |  | 7.6548e-05 |  | 7.6548e-05 |  | 6.2496e-05 |  | 0.00012967 |  | 0 |  | 0.042685 |  | 0.00011016 |  | 0.098275 |  | #VALUE! |  | 0.005607 |  | 0.014428 |  | 0.19533 |  | 0.041689 |  | 0.0069186 |  | 0.0031385
| -6.5395e-05 |  | -6.5395e-05 |  | 4.3374e-05 |  | 0 |  | 3.9773e-05 |  | -2.416e-05 |  | -2.416e-05 |  | 5.9788e-05 |  | 0.00012111 |  | 0 |  | 0.042443 |  | 9.9825e-05 |  | 0.097717 |  | #VALUE! |  | 0.0053006 |  | 0.013794 |  | 0.19752 |  | 0.042446 |  | 0.0069537 |  | 0.003153
| -7.0864e-05 |  | -7.0864e-05 |  | 0.00012023 |  | 0 |  | 4.2368e-05 |  | -4.8525e-05 |  | -4.8525e-05 |  | 5.9105e-05 |  | 0.00010433 |  | 0 |  | 0.042201 |  | 8.265e-05 |  | 0.097206 |  | #VALUE! |  | 0.005121 |  | 0.013273 |  | 0.19939 |  | 0.043224 |  | 0.0070618 |  | 0.0032142
| -5.2483e-05 |  | -5.2483e-05 |  | 0.00015377 |  | 0 |  | 4.237e-05 |  | 7.1667e-06 |  | 7.1667e-06 |  | 5.8823e-05 |  | 0.00010092 |  | 0 |  | 0.041959 |  | 8.2654e-05 |  | 0.096766 |  | #VALUE! |  | 0.0050386 |  | 0.012868 |  | 0.20134 |  | 0.043955 |  | 0.0072987 |  | 0.0033007
| -3.586e-05 |  | -3.586e-05 |  | 0.00013193 |  | 0 |  | 6.3128e-05 |  | -3.5128e-06 |  | -3.5128e-06 |  | 6.1548e-05 |  | 0.00011169 |  | 0 |  | 0.041717 |  | 0.00011127 |  | 0.095916 |  | #VALUE! |  | 0.0050787 |  | 0.012393 |  | 0.20242 |  | 0.04469 |  | 0.0074711 |  | 0.0033708
| -4.9842e-05 |  | -4.9842e-05 |  | 1.8789e-05 |  | 0 |  | 6.3131e-05 |  | -4.2936e-06 |  | -4.2936e-06 |  | 6.4936e-05 |  | 0.00010475 |  | 0 |  | 0.041474 |  | 0.00011128 |  | 0.095243 |  | #VALUE! |  | 0.0047349 |  | 0.011914 |  | 0.20271 |  | 0.045367 |  | 0.0075928 |  | 0.0034376
| -6.9947e-05 |  | -6.9947e-05 |  | 1.8599e-05 |  | 0 |  | 2.2082e-05 |  | 4.1576e-05 |  | 4.1576e-05 |  | 7.037e-05 |  | 8.5841e-05 |  | 0 |  | 0.041232 |  | 8.1004e-05 |  | 0.095536 |  | #VALUE! |  | 0.0043013 |  | 0.011561 |  | 0.20524 |  | 0.045722 |  | 0.0077065 |  | 0.0035024
| -4.6173e-05 |  | -4.6173e-05 |  | 7.1636e-05 |  | 0 |  | 2.2083e-05 |  | 2.0769e-06 |  | 2.0769e-06 |  | 7.4826e-05 |  | 7.8814e-05 |  | 0 |  | 0.04099 |  | 8.1007e-05 |  | 0.096178 |  | #VALUE! |  | 0.0043267 |  | 0.011247 |  | 0.20907 |  | 0.046472 |  | 0.0079729 |  | 0.003527
| -8.6236e-06 |  | -8.6236e-06 |  | 3.1928e-06 |  | 0 |  | 8.4095e-05 |  | 9.2134e-06 |  | 9.2134e-06 |  | 7.9972e-05 |  | 0.000101 |  | 0 |  | 0.040748 |  | 0.00011848 |  | 0.096124 |  | #VALUE! |  | 0.0041874 |  | 0.010822 |  | 0.21158 |  | 0.047584 |  | 0.0082778 |  | 0.0036082
| -2.9261e-05 |  | -2.9261e-05 |  | -2.5498e-05 |  | 0 |  | 8.4099e-05 |  | 7.1045e-05 |  | 7.1045e-05 |  | 7.9931e-05 |  | 9.8255e-05 |  | 0 |  | 0.040505 |  | 0.00011848 |  | 0.09497 |  | #VALUE! |  | 0.0039623 |  | 0.010347 |  | 0.21285 |  | 0.048389 |  | 0.0083929 |  | 0.0037153
| -2.15e-05 |  | -2.15e-05 |  | 0.00012373 |  | 0 |  | 4.879e-05 |  | 4.5312e-05 |  | 4.5312e-05 |  | 6.4274e-05 |  | 9.9701e-05 |  | 0 |  | 0.040263 |  | 6.3654e-05 |  | 0.09404 |  | #VALUE! |  | 0.0039443 |  | 0.009989 |  | 0.21457 |  | 0.048796 |  | 0.0085358 |  | 0.0037682
| 7.3062e-06 |  | 7.3062e-06 |  | 0.00016372 |  | 0 |  | 4.8792e-05 |  | 7.4635e-05 |  | 7.4635e-05 |  | 5.5664e-05 |  | 0.00011906 |  | 0 |  | 0.04002 |  | 6.3657e-05 |  | 0.094486 |  | #VALUE! |  | 0.0038796 |  | 0.0097675 |  | 0.21801 |  | 0.049939 |  | 0.0088733 |  | 0.0038772
| -7.9464e-06 |  | -7.9464e-06 |  | 5.7411e-05 |  | 0 |  | 2.5841e-05 |  | 7.026e-05 |  | 7.026e-05 |  | 5.7239e-05 |  | 9.5423e-05 |  | 0 |  | 0.039778 |  | 7.1314e-05 |  | 0.094438 |  | #VALUE! |  | 0.003762 |  | 0.0094965 |  | 0.22078 |  | 0.051272 |  | 0.0090536 |  | 0.0039549
| 1.8239e-05 |  | 1.8239e-05 |  | -2.0064e-05 |  | 0 |  | 2.5843e-05 |  | 5.8602e-05 |  | 5.8602e-05 |  | 5.3094e-05 |  | 9.8815e-05 |  | 0 |  | 0.039658 |  | 7.1317e-05 |  | 0.0938 |  | #VALUE! |  | 0.0037965 |  | 0.0091229 |  | 0.22231 |  | 0.052071 |  | 0.0092648 |  | 0.0040563
| 1.2439e-05 |  | 1.2439e-05 |  | -6.1655e-06 |  | 0 |  | 4.6108e-05 |  | 8.7671e-06 |  | 8.7671e-06 |  | 5.215e-05 |  | 9.5639e-05 |  | 0 |  | 0.039397 |  | 5.4218e-05 |  | 0.093105 |  | #VALUE! |  | 0.0036479 |  | 0.0087543 |  | 0.22317 |  | 0.052954 |  | 0.0094735 |  | 0.0041275
| -1.3424e-05 |  | -1.3424e-05 |  | 6.1224e-05 |  | 0 |  | 4.611e-05 |  | 2.0745e-05 |  | 2.0745e-05 |  | 5.7395e-05 |  | 9.6794e-05 |  | 0 |  | 0.039086 |  | 5.422e-05 |  | 0.092531 |  | #VALUE! |  | 0.0036262 |  | 0.0085273 |  | 0.2248 |  | 0.053781 |  | 0.0096873 |  | 0.0042287
| -1.968e-06 |  | -1.968e-06 |  | 0.00017632 |  | 0 |  | 6.3853e-05 |  | 6.9307e-05 |  | 6.9307e-05 |  | 6.7165e-05 |  | 0.000111 |  | 0 |  | 0.03914 |  | 8.3796e-05 |  | 0.092422 |  | #VALUE! |  | 0.0036955 |  | 0.0082383 |  | 0.22673 |  | 0.054615 |  | 0.0098904 |  | 0.0043065
| 5.5694e-06 |  | 5.5694e-06 |  | 0.00020179 |  | 0 |  | 6.3856e-05 |  | 4.551e-06 |  | 4.551e-06 |  | 7.3209e-05 |  | 0.00010378 |  | 0 |  | 0.039193 |  | 8.38e-05 |  | 0.09287 |  | #VALUE! |  | 0.0036592 |  | 0.0079691 |  | 0.22955 |  | 0.055472 |  | 0.010137 |  | 0.0043532
| 8.0963e-06 |  | 8.0963e-06 |  | 0.00012436 |  | 0 |  | 4.4767e-05 |  | -3.4249e-05 |  | -3.4249e-05 |  | 7.1151e-05 |  | 0.00010735 |  | 0 |  | 0.038718 |  | 6.3921e-05 |  | 0.092354 |  | #VALUE! |  | 0.003428 |  | 0.0077105 |  | 0.23055 |  | 0.056329 |  | 0.010402 |  | 0.0044513
| -6.5899e-06 |  | -6.5899e-06 |  | 2.7954e-05 |  | 0 |  | 4.4769e-05 |  | -4.562e-05 |  | -4.562e-05 |  | 6.9581e-05 |  | 9.0736e-05 |  | 0 |  | 0.038293 |  | 6.3924e-05 |  | 0.091281 |  | #VALUE! |  | 0.0029924 |  | 0.0074198 |  | 0.23022 |  | 0.057256 |  | 0.010548 |  | 0.0045018
| 3.8393e-06 |  | 3.8393e-06 |  | 6.0076e-05 |  | 0 |  | 3.5124e-05 |  | -1.0267e-05 |  | -1.0267e-05 |  | 7.4122e-05 |  | 8.6369e-05 |  | 0 |  | 0.037977 |  | 8.8649e-05 |  | 0.090857 |  | #VALUE! |  | 0.0030311 |  | 0.0071481 |  | 0.23071 |  | 0.058166 |  | 0.010743 |  | 0.0046262
| 5.1335e-05 |  | 5.1335e-05 |  | 0.00015232 |  | 0 |  | 3.5126e-05 |  | 0.00014046 |  | 0.00014046 |  | 7.4582e-05 |  | 0.00011126 |  | 0 |  | 0.037585 |  | 9.6311e-05 |  | 0.090444 |  | #VALUE! |  | 0.0029195 |  | 0.0068875 |  | 0.23074 |  | 0.059077 |  | 0.01098 |  | 0.0047652
| 4.294e-05 |  | 4.294e-05 |  | 3.9633e-05 |  | 0 |  | 6.3939e-05 |  | 0.00018069 |  | 0.00018069 |  | 5.8485e-05 |  | 0.00013019 |  | 0 |  | 0.03757 |  | 7.4492e-05 |  | 0.090225 |  | #VALUE! |  | 0.0027162 |  | 0.0066952 |  | 0.23148 |  | 0.059987 |  | 0.011249 |  | 0.0048242
| 3.0702e-05 |  | 3.0702e-05 |  | -1.6185e-05 |  | 0 |  | 6.3942e-05 |  | 7.2042e-05 |  | 7.2042e-05 |  | 5.7121e-05 |  | 0.00011354 |  | 0 |  | 0.037481 |  | 8.041e-05 |  | 0.08998 |  | #VALUE! |  | 0.0025362 |  | 0.0064853 |  | 0.23217 |  | 0.060975 |  | 0.011437 |  | 0.0048996
| 1.6501e-05 |  | 1.6501e-05 |  | 5.3895e-05 |  | 0 |  | 4.657e-05 |  | 6.893e-06 |  | 6.893e-06 |  | 6.4222e-05 |  | 6.9697e-05 |  | 0 |  | 0.037006 |  | 8.6258e-05 |  | 0.089688 |  | #VALUE! |  | 0.002562 |  | 0.0062485 |  | 0.23205 |  | 0.062005 |  | 0.01161 |  | 0.0049713
| -3.8908e-05 |  | -3.8908e-05 |  | -2.2118e-05 |  | 0 |  | 4.6573e-05 |  | -3.5596e-06 |  | -3.5596e-06 |  | 6.0462e-05 |  | 6.1675e-05 |  | 0 |  | 0.036722 |  | 7.2688e-05 |  | 0.089196 |  | #VALUE! |  | 0.002654 |  | 0.0060515 |  | 0.23189 |  | 0.062907 |  | 0.011908 |  | 0.0051167
| 7.7016e-06 |  | 7.7016e-06 |  | 4.2081e-05 |  | 0 |  | 7.2482e-05 |  | 3.3681e-05 |  | 3.3681e-05 |  | 6.8571e-05 |  | 8.3088e-05 |  | 0 |  | 0.036882 |  | 8.9077e-05 |  | 0.088905 |  | #VALUE! |  | 0.0025132 |  | 0.005885 |  | 0.23208 |  | 0.063939 |  | 0.012313 |  | 0.0052649
| 2.5357e-05 |  | 2.5357e-05 |  | 0.00013887 |  | 0 |  | 7.2485e-05 |  | 4.187e-05 |  | 4.187e-05 |  | 7.2296e-05 |  | 9.2888e-05 |  | 0 |  | 0.036713 |  | 8.9081e-05 |  | 0.088614 |  | #VALUE! |  | 0.0024559 |  | 0.0057035 |  | 0.23118 |  | 0.065097 |  | 0.01262 |  | 0.0052967
| -1.6419e-05 |  | -1.6419e-05 |  | 2.5229e-05 |  | 0 |  | 5.3253e-05 |  | 7.0188e-06 |  | 7.0188e-06 |  | 6.6064e-05 |  | 8.1118e-05 |  | 0 |  | 0.036575 |  | 6.1392e-05 |  | 0.088437 |  | #VALUE! |  | 0.0023787 |  | 0.0055509 |  | 0.23104 |  | 0.066248 |  | 0.012849 |  | 0.0054294
| -2.0966e-05 |  | -2.0966e-05 |  | -1.8427e-05 |  | 0 |  | 5.3255e-05 |  | -4.0491e-06 |  | -4.0491e-06 |  | 6.255e-05 |  | 7.6448e-05 |  | 0 |  | 0.036252 |  | 6.1394e-05 |  | 0.088031 |  | #VALUE! |  | 0.0021502 |  | 0.005381 |  | 0.22977 |  | 0.067428 |  | 0.012998 |  | 0.0055466
| -2.9296e-05 |  | -2.9296e-05 |  | -4.0515e-05 |  | 0 |  | 4.7703e-05 |  | 4.7136e-05 |  | 4.7136e-05 |  | 5.9829e-05 |  | 0.00010178 |  | 0 |  | 0.035793 |  | 9.7675e-05 |  | 0.086991 |  | #VALUE! |  | 0.0022661 |  | 0.0051842 |  | 0.22715 |  | 0.068616 |  | 0.013252 |  | 0.0055987
| 1.4381e-05 |  | 1.4381e-05 |  | -3.1708e-05 |  | 0 |  | 4.7705e-05 |  | 8.7185e-05 |  | 8.7185e-05 |  | 6.0993e-05 |  | 0.00014036 |  | 0 |  | 0.035619 |  | 9.7679e-05 |  | 0.086618 |  | #VALUE! |  | 0.0023553 |  | 0.0050285 |  | 0.22584 |  | 0.0698 |  | 0.013702 |  | 0.0057407
| 2.6596e-05 |  | 2.6596e-05 |  | 9.7207e-05 |  | 0 |  | 4.3986e-05 |  | 5.8431e-05 |  | 5.8431e-05 |  | 7.1041e-05 |  | 0.00012829 |  | 0 |  | 0.035262 |  | 6.3614e-05 |  | 0.086693 |  | #VALUE! |  | 0.0020082 |  | 0.0048478 |  | 0.22392 |  | 0.070944 |  | 0.014052 |  | 0.0058445
| 3.1053e-05 |  | 3.1053e-05 |  | 0.00016809 |  | 0 |  | 4.3988e-05 |  | 4.3946e-05 |  | 4.3946e-05 |  | 7.4926e-05 |  | 0.00012157 |  | 0 |  | 0.035094 |  | 8.1302e-05 |  | 0.086131 |  | #VALUE! |  | 0.0020454 |  | 0.0046505 |  | 0.22188 |  | 0.072234 |  | 0.014371 |  | 0.0059184
| 3.857e-05 |  | 3.857e-05 |  | 0.00013631 |  | 0 |  | 8.3072e-05 |  | 8.2097e-05 |  | 8.2097e-05 |  | 6.1015e-05 |  | 0.00013329 |  | 0 |  | 0.035136 |  | 0.00010322 |  | 0.085641 |  | #VALUE! |  | 0.0019749 |  | 0.0045053 |  | 0.21985 |  | 0.073475 |  | 0.014694 |  | 0.0060706
| -1.0554e-05 |  | -1.0554e-05 |  | 6.9283e-05 |  | 0 |  | 8.3075e-05 |  | 4.1809e-05 |  | 4.1809e-05 |  | 6.1188e-05 |  | 0.0001007 |  | 0 |  | 0.034796 |  | 8.5538e-05 |  | 0.085459 |  | #VALUE! |  | 0.0019082 |  | 0.0043732 |  | 0.21737 |  | 0.07476 |  | 0.014911 |  | 0.0062061
| -3.3917e-05 |  | -3.3917e-05 |  | 5.5413e-05 |  | 0 |  | 3.8312e-05 |  | 8.7752e-07 |  | 8.7752e-07 |  | 6.5456e-05 |  | 7.5729e-05 |  | 0 |  | 0.034512 |  | 1.2171e-05 |  | 0.085226 |  | #VALUE! |  | 0.0019702 |  | 0.0042757 |  | 0.21506 |  | 0.076076 |  | 0.015138 |  | 0.0063124
| -7.1122e-06 |  | -7.1122e-06 |  | 0.00011331 |  | 0 |  | 3.8313e-05 |  | 2.6597e-05 |  | 2.6597e-05 |  | 6.2462e-05 |  | 8.3745e-05 |  | 0 |  | 0.034517 |  | 1.2171e-05 |  | 0.084752 |  | #VALUE! |  | 0.0018975 |  | 0.0041246 |  | 0.21248 |  | 0.077417 |  | 0.015505 |  | 0.0064581
| -7.5614e-06 |  | -7.5614e-06 |  | 0.00013138 |  | 0 |  | 4.9707e-05 |  | 5.3573e-05 |  | 5.3573e-05 |  | 6.4519e-05 |  | 8.3995e-05 |  | 0 |  | 0.034221 |  | 6.6301e-05 |  | 0.084482 |  | #VALUE! |  | 0.0018583 |  | 0.0039656 |  | 0.20931 |  | 0.078832 |  | 0.0159 |  | 0.0066107
| -3.5725e-05 |  | -3.5725e-05 |  | 0.00017158 |  | 0 |  | 4.971e-05 |  | 9.6439e-05 |  | 9.6439e-05 |  | 7.0569e-05 |  | 7.8038e-05 |  | 0 |  | 0.033818 |  | 6.6304e-05 |  | 0.084188 |  | #VALUE! |  | 0.0017087 |  | 0.0038671 |  | 0.20578 |  | 0.08022 |  | 0.016309 |  | 0.0067434
| -2.9713e-05 |  | -2.9713e-05 |  | 0.00014605 |  | 0 |  | 5.3762e-05 |  | 0.0001009 |  | 0.0001009 |  | 6.7374e-05 |  | 0.00010109 |  | 0 |  | 0.033544 |  | 6.0619e-05 |  | 0.083636 |  | #VALUE! |  | 0.0016664 |  | 0.0037602 |  | 0.20217 |  | 0.081526 |  | 0.016622 |  | 0.0068914
| -5.38e-05 |  | -5.38e-05 |  | 9.0084e-05 |  | 0 |  | 5.3765e-05 |  | 1.9422e-05 |  | 1.9422e-05 |  | 6.446e-05 |  | 9.426e-05 |  | 0 |  | 0.033354 |  | 6.0621e-05 |  | 0.083306 |  | #VALUE! |  | 0.0019235 |  | 0.0036323 |  | 0.19862 |  | 0.082905 |  | 0.0169 |  | 0.007033
| -6.0643e-05 |  | -6.0643e-05 |  | 1.2285e-05 |  | 0 |  | 3.521e-05 |  | -7.5826e-05 |  | -7.5826e-05 |  | 7.2704e-05 |  | 6.0292e-05 |  | 0 |  | 0.033331 |  | 6.0225e-05 |  | 0.083182 |  | #VALUE! |  | 0.0021359 |  | 0.0035338 |  | 0.19459 |  | 0.084308 |  | 0.01733 |  | 0.0071457
| -1.9101e-05 |  | -1.9101e-05 |  | -1.2034e-06 |  | 0 |  | 3.5212e-05 |  | -4.8155e-05 |  | -4.8155e-05 |  | 7.4594e-05 |  | 7.3887e-05 |  | 0 |  | 0.033234 |  | 6.0227e-05 |  | 0.08257 |  | #VALUE! |  | 0.0017592 |  | 0.0034328 |  | 0.19042 |  | 0.085743 |  | 0.017703 |  | 0.0073212
| -1.3091e-05 |  | -1.3091e-05 |  | 2.9792e-05 |  | 0 |  | 3.3346e-05 |  | 2.8142e-05 |  | 2.8142e-05 |  | 6.7683e-05 |  | 9.5463e-05 |  | 0 |  | 0.033069 |  | 4.6215e-05 |  | 0.08198 |  | #VALUE! |  | 0.0015893 |  | 0.0033446 |  | 0.18594 |  | 0.087217 |  | 0.018002 |  | 0.0074623
| -4.2002e-05 |  | -4.2002e-05 |  | 1.0742e-05 |  | 0 |  | 3.3347e-05 |  | 3.1962e-05 |  | 3.1962e-05 |  | 6.2951e-05 |  | 8.1864e-05 |  | 0 |  | 0.032916 |  | 4.6217e-05 |  | 0.08176 |  | #VALUE! |  | 0.0017414 |  | 0.0032248 |  | 0.18131 |  | 0.088736 |  | 0.018427 |  | 0.0075444
| -1.0505e-05 |  | -1.0505e-05 |  | 4.3782e-05 |  | 0 |  | 5.3485e-05 |  | 2.4186e-05 |  | 2.4186e-05 |  | 6.8119e-05 |  | 8.0642e-05 |  | 0 |  | 0.032773 |  | 8.8858e-05 |  | 0.0815 |  | #VALUE! |  | 0.0015021 |  | 0.0030992 |  | 0.17672 |  | 0.090247 |  | 0.01891 |  | 0.0077229
| 7.4592e-07 |  | 7.4592e-07 |  | 3.3462e-05 |  | 0 |  | 5.3488e-05 |  | -1.3991e-05 |  | -1.3991e-05 |  | 6.621e-05 |  | 8.0642e-05 |  | 0 |  | 0.032439 |  | 8.8862e-05 |  | 0.081086 |  | #VALUE! |  | 0.0012312 |  | 0.0030133 |  | 0.17191 |  | 0.091663 |  | 0.019366 |  | 0.0078961
| -1.17e-05 |  | -1.17e-05 |  | -2.378e-05 |  | 0 |  | 4.5622e-05 |  | 1.818e-05 |  | 1.818e-05 |  | 6.1096e-05 |  | 6.9953e-05 |  | 0 |  | 0.032159 |  | 5.0952e-05 |  | 0.08059 |  | #VALUE! |  | 0.0013331 |  | 0.0029227 |  | 0.1672 |  | 0.093149 |  | 0.019733 |  | 0.0080447
| 2.8245e-05 |  | 2.8245e-05 |  | 2.4395e-05 |  | 0 |  | 4.5624e-05 |  | 5.8925e-05 |  | 5.8925e-05 |  | 6.0961e-05 |  | 6.9953e-05 |  | 0 |  | 0.031965 |  | 5.0954e-05 |  | 0.080164 |  | #VALUE! |  | 0.0012667 |  | 0.0028357 |  | 0.16257 |  | 0.094722 |  | 0.020012 |  | 0.0082332
| -1.0266e-07 |  | -1.0266e-07 |  | 4.8746e-05 |  | 0 |  | 2.226e-05 |  | 1.4889e-05 |  | 1.4889e-05 |  | 6.1296e-05 |  | 6.829e-05 |  | 0 |  | 0.031739 |  | 8.6722e-05 |  | 0.079789 |  | #VALUE! |  | 0.0012391 |  | 0.0027579 |  | 0.15783 |  | 0.096354 |  | 0.020459 |  | 0.0083834
| -1.2828e-05 |  | -1.2828e-05 |  | 6.6551e-05 |  | 0 |  | 2.2261e-05 |  | 4.6217e-05 |  | 4.6217e-05 |  | 6.543e-05 |  | 6.8718e-05 |  | 0 |  | 0.031776 |  | 8.6726e-05 |  | 0.079246 |  | #VALUE! |  | 0.0013435 |  | 0.0026819 |  | 0.15306 |  | 0.09795 |  | 0.020949 |  | 0.0085304
| 3.2728e-05 |  | 3.2728e-05 |  | 4.7337e-05 |  | 0 |  | 8.7602e-05 |  | 8.1068e-05 |  | 8.1068e-05 |  | 7.5302e-05 |  | 9.7927e-05 |  | 0 |  | 0.031652 |  | 7.1642e-05 |  | 0.078795 |  | #VALUE! |  | 0.0011909 |  | 0.0026052 |  | 0.14821 |  | 0.099499 |  | 0.021405 |  | 0.0087147
| 4.0484e-05 |  | 4.0484e-05 |  | -3.4134e-05 |  | 0 |  | 8.7606e-05 |  | 5.4213e-05 |  | 5.4213e-05 |  | 5.9871e-05 |  | 0.00011309 |  | 0 |  | 0.031421 |  | 7.1645e-05 |  | 0.078501 |  | #VALUE! |  | 0.0011655 |  | 0.0025001 |  | 0.14332 |  | 0.10113 |  | 0.021911 |  | 0.0088604
| 5.1398e-06 |  | 5.1398e-06 |  | -4.0105e-05 |  | 0 |  | 2.5949e-05 |  | 9.9616e-06 |  | 9.9616e-06 |  | 5.5335e-05 |  | 7.7481e-05 |  | 0 |  | 0.031177 |  | 7.4415e-05 |  | 0.078061 |  | #VALUE! |  | 0.0010458 |  | 0.0023857 |  | 0.13846 |  | 0.10268 |  | 0.022369 |  | 0.0089692
| 8.3072e-06 |  | 8.3072e-06 |  | -1.991e-05 |  | 0 |  | 2.595e-05 |  | 1.7508e-05 |  | 1.7508e-05 |  | 5.9317e-05 |  | 6.6799e-05 |  | 0 |  | 0.030837 |  | 7.4418e-05 |  | 0.077603 |  | #VALUE! |  | 0.0013245 |  | 0.0023375 |  | 0.13378 |  | 0.10432 |  | 0.022808 |  | 0.009156
| -1.3321e-05 |  | -1.3321e-05 |  | 6.6679e-05 |  | 0 |  | 5.9263e-05 |  | 2.3455e-05 |  | 2.3455e-05 |  | 5.0983e-05 |  | 8.6023e-05 |  | 0 |  | 0.030581 |  | 6.3103e-05 |  | 0.077147 |  | #VALUE! |  | 0.001494 |  | 0.0022812 |  | 0.12908 |  | 0.10608 |  | 0.023221 |  | 0.0093599
| -4.3348e-05 |  | -4.3348e-05 |  | 7.8373e-05 |  | 0 |  | 5.9265e-05 |  | 7.3708e-06 |  | 7.3708e-06 |  | 5.3545e-05 |  | 8.8751e-05 |  | 0 |  | 0.030524 |  | 6.3106e-05 |  | 0.076408 |  | #VALUE! |  | 0.0011072 |  | 0.0022097 |  | 0.12422 |  | 0.10776 |  | 0.023697 |  | 0.0095363
| -5.4477e-06 |  | -5.4477e-06 |  | 4.0742e-05 |  | 0 |  | 3.7313e-05 |  | 1.4649e-05 |  | 1.4649e-05 |  | 5.8125e-05 |  | 8.4287e-05 |  | 0 |  | 0.030287 |  | 5.0748e-05 |  | 0.075886 |  | #VALUE! |  | 0.0010788 |  | 0.0021581 |  | 0.11974 |  | 0.10944 |  | 0.024261 |  | 0.0097506
| 8.7875e-06 |  | 8.7875e-06 |  | 2.5989e-05 |  | 0 |  | 3.7315e-05 |  | 6.7084e-06 |  | 6.7084e-06 |  | 5.0387e-05 |  | 8.4454e-05 |  | 0 |  | 0.030043 |  | 5.0751e-05 |  | 0.075613 |  | #VALUE! |  | 0.001063 |  | 0.0020901 |  | 0.11546 |  | 0.11122 |  | 0.024762 |  | 0.0099912
| -6.3875e-06 |  | -6.3875e-06 |  | -1.0757e-05 |  | 0 |  | 4.7285e-05 |  | 2.8251e-05 |  | 2.8251e-05 |  | 4.9701e-05 |  | 9.5919e-05 |  | 0 |  | 0.030097 |  | 8.4704e-05 |  | 0.075015 |  | #VALUE! |  | 0.0011052 |  | 0.0020029 |  | 0.11121 |  | 0.11291 |  | 0.025156 |  | 0.010125
| 2.0286e-07 |  | 2.0286e-07 |  | 4.2676e-06 |  | 0 |  | 4.7287e-05 |  | 8.6234e-05 |  | 8.6234e-05 |  | 5.718e-05 |  | 9.5165e-05 |  | 0 |  | 0.029935 |  | 8.4708e-05 |  | 0.074259 |  | #VALUE! |  | 0.00089583 |  | 0.0019576 |  | 0.10703 |  | 0.11476 |  | 0.025664 |  | 0.010249
| -1.6012e-05 |  | -1.6012e-05 |  | -1.0261e-05 |  | 0 |  | 5.5111e-05 |  | 6.4557e-05 |  | 6.4557e-05 |  | 5.0375e-05 |  | 5.6169e-05 |  | 0 |  | 0.029612 |  | 2.2222e-05 |  | 0.073578 |  | #VALUE! |  | 0.00074962 |  | 0.0019175 |  | 0.10288 |  | 0.11658 |  | 0.026278 |  | 0.010438
| -1.201e-05 |  | -1.201e-05 |  | 2.0621e-05 |  | 0 |  | 5.5113e-05 |  | 3.9806e-05 |  | 3.9806e-05 |  | 5.0333e-05 |  | 7.767e-05 |  | 0 |  | 0.029409 |  | 2.2223e-05 |  | 0.073362 |  | #VALUE! |  | 0.0011839 |  | 0.0018763 |  | 0.09888 |  | 0.11831 |  | 0.026807 |  | 0.010647
| -2.2224e-05 |  | -2.2224e-05 |  | 8.4343e-05 |  | 0 |  | 8.1515e-05 |  | 4.9982e-05 |  | 4.9982e-05 |  | 6.7237e-05 |  | 0.00010622 |  | 0 |  | 0.029175 |  | 6.1785e-05 |  | 0.07331 |  | #VALUE! |  | 0.0011578 |  | 0.0018222 |  | 0.09505 |  | 0.12009 |  | 0.027405 |  | 0.010866
| -6.3364e-05 |  | -6.3364e-05 |  | 3.247e-05 |  | 0 |  | 8.1519e-05 |  | 3.4484e-05 |  | 3.4484e-05 |  | 7.347e-05 |  | 7.7698e-05 |  | 0 |  | 0.028861 |  | 6.1788e-05 |  | 0.072964 |  | #VALUE! |  | 0.00098477 |  | 0.0017235 |  | 0.091406 |  | 0.12194 |  | 0.027937 |  | 0.011032
| -3.5116e-05 |  | -3.5116e-05 |  | 3.8673e-05 |  | 0 |  | 7.5636e-05 |  | -7.8389e-06 |  | -7.8389e-06 |  | 6.6254e-05 |  | 6.3254e-05 |  | 0 |  | 0.028654 |  | 2.9188e-05 |  | 0.072455 |  | #VALUE! |  | 0.00094185 |  | 0.0016804 |  | 0.087909 |  | 0.12371 |  | 0.028467 |  | 0.011253
| -2.5657e-05 |  | -2.5657e-05 |  | 4.4444e-05 |  | 0 |  | 7.5639e-05 |  | -1.3356e-05 |  | -1.3356e-05 |  | 6.4354e-05 |  | 6.3486e-05 |  | 0 |  | 0.028554 |  | 2.9189e-05 |  | 0.072018 |  | #VALUE! |  | 0.00088027 |  | 0.0016444 |  | 0.08442 |  | 0.12529 |  | 0.029065 |  | 0.01149
| -2.036e-05 |  | -2.036e-05 |  | 8.8367e-05 |  | 0 |  | 6.4421e-05 |  | -6.1141e-06 |  | -6.1141e-06 |  | 5.6929e-05 |  | 5.5262e-05 |  | 0 |  | 0.028357 |  | 2.6526e-05 |  | 0.071515 |  | #VALUE! |  | 0.00065688 |  | 0.0015925 |  | 0.081182 |  | 0.12703 |  | 0.029593 |  | 0.011646
| -6.6681e-06 |  | -6.6681e-06 |  | 0.00010726 |  | 0 |  | 6.4424e-05 |  | -6.4811e-08 |  | -6.4811e-08 |  | 5.3631e-05 |  | 5.5016e-05 |  | 0 |  | 0.028053 |  | 2.6527e-05 |  | 0.071333 |  | #VALUE! |  | 0.00064123 |  | 0.001527 |  | 0.078039 |  | 0.12885 |  | 0.030216 |  | 0.011904
| -2.5828e-05 |  | -2.5828e-05 |  | 6.1571e-05 |  | 0 |  | 7.013e-05 |  | 4.5051e-05 |  | 4.5051e-05 |  | 6.4856e-05 |  | 7.0496e-05 |  | 0 |  | 0.027979 |  | 0.00010344 |  | 0.070901 |  | #VALUE! |  | 0.00077921 |  | 0.0014775 |  | 0.074742 |  | 0.13073 |  | 0.030929 |  | 0.012165
| -1.4181e-08 |  | -1.4181e-08 |  | 1.5073e-05 |  | 0 |  | 7.0134e-05 |  | 4.3028e-05 |  | 4.3028e-05 |  | 5.9923e-05 |  | 9.3281e-05 |  | 0 |  | 0.02782 |  | 0.00010344 |  | 0.069976 |  | #VALUE! |  | 0.00079128 |  | 0.0014425 |  | 0.071797 |  | 0.13239 |  | 0.031673 |  | 0.012373
| 8.9732e-06 |  | 8.9732e-06 |  | 3.591e-05 |  | 0 |  | 6.7547e-05 |  | 7.5386e-05 |  | 7.5386e-05 |  | 4.7233e-05 |  | 9.995e-05 |  | 0 |  | 0.027788 |  | 7.6257e-05 |  | 0.069228 |  | #VALUE! |  | 0.00093439 |  | 0.0013926 |  | 0.068848 |  | 0.13409 |  | 0.032285 |  | 0.012561
| -3.6148e-05 |  | -3.6148e-05 |  | -1.9652e-05 |  | 0 |  | 6.755e-05 |  | 0.00012317 |  | 0.00012317 |  | 4.0015e-05 |  | 7.7165e-05 |  | 0 |  | 0.027763 |  | 7.626e-05 |  | 0.068618 |  | #VALUE! |  | 0.00091734 |  | 0.0013554 |  | 0.066027 |  | 0.13585 |  | 0.032799 |  | 0.012761
| -2.1986e-05 |  | -2.1986e-05 |  | -0.0001073 |  | 0 |  | 5.4945e-05 |  | 9.11e-05 |  | 9.11e-05 |  | 4.0601e-05 |  | 7.0132e-05 |  | 0 |  | 0.027407 |  | 5.3719e-05 |  | 0.068233 |  | #VALUE! |  | 0.00078463 |  | 0.001329 |  | 0.063397 |  | 0.13772 |  | 0.033429 |  | 0.013007
| 2.2857e-05 |  | 2.2857e-05 |  | 3.2596e-05 |  | 0 |  | 5.4947e-05 |  | 8.2717e-05 |  | 8.2717e-05 |  | 4.8258e-05 |  | 7.7032e-05 |  | 0 |  | 0.027148 |  | 5.3721e-05 |  | 0.067598 |  | #VALUE! |  | 0.00087956 |  | 0.0012891 |  | 0.06082 |  | 0.13956 |  | 0.03432 |  | 0.013239
| 1.9594e-05 |  | 1.9594e-05 |  | 0.00011906 |  | 0 |  | 5.326e-05 |  | 1.0398e-05 |  | 1.0398e-05 |  | 6.2089e-05 |  | 6.5078e-05 |  | 0 |  | 0.026974 |  | 5.5118e-05 |  | 0.067111 |  | #VALUE! |  | 0.00088676 |  | 0.0012418 |  | 0.058497 |  | 0.14134 |  | 0.035109 |  | 0.013483
| -3.4518e-05 |  | -3.4518e-05 |  | 0.00010844 |  | 0 |  | 5.3262e-05 |  | -4.9983e-05 |  | -4.9983e-05 |  | 6.6161e-05 |  | 5.8155e-05 |  | 0 |  | 0.026695 |  | 5.512e-05 |  | 0.066585 |  | #VALUE! |  | 0.00060615 |  | 0.0012022 |  | 0.056244 |  | 0.14303 |  | 0.035698 |  | 0.013718
| -5.0719e-05 |  | -5.0719e-05 |  | 0.0001731 |  | 0 |  | 6.0951e-05 |  | -2.3755e-05 |  | -2.3755e-05 |  | 6.1377e-05 |  | 4.6097e-05 |  | 0 |  | 0.026522 |  | 5.2028e-05 |  | 0.066207 |  | #VALUE! |  | 0.00072309 |  | 0.0011628 |  | 0.054074 |  | 0.14477 |  | 0.036403 |  | 0.014014
| -3.6851e-05 |  | -3.6851e-05 |  | 0.000102 |  | 0 |  | 6.0954e-05 |  | -9.2211e-06 |  | -9.2211e-06 |  | 6.5251e-05 |  | 4.6095e-05 |  | 0 |  | 0.026417 |  | 5.203e-05 |  | 0.065926 |  | #VALUE! |  | 0.00094864 |  | 0.0011406 |  | 0.051993 |  | 0.14662 |  | 0.037075 |  | 0.014291
| -4.7679e-05 |  | -4.7679e-05 |  | 7.9278e-05 |  | 0 |  | 4.2382e-05 |  | -5.7742e-05 |  | -5.7742e-05 |  | 4.5977e-05 |  | 4.096e-05 |  | 0 |  | 0.026399 |  | 2.7035e-05 |  | 0.065434 |  | #VALUE! |  | 0.00075739 |  | 0.0010839 |  | 0.050055 |  | 0.14844 |  | 0.037878 |  | 0.014561
| -5.305e-05 |  | -5.305e-05 |  | 8.6264e-05 |  | 0 |  | 4.2384e-05 |  | -9.5944e-05 |  | -9.5944e-05 |  | 4.5138e-05 |  | 4.6575e-05 |  | 0 |  | 0.026338 |  | 2.7036e-05 |  | 0.06491 |  | #VALUE! |  | 0.00057197 |  | 0.00105 |  | 0.048208 |  | 0.15023 |  | 0.038842 |  | 0.014825
| -3.5468e-05 |  | -3.5468e-05 |  | 2.3455e-05 |  | 0 |  | 4.9114e-05 |  | -1.3253e-05 |  | -1.3253e-05 |  | 5.7017e-05 |  | 6.8273e-05 |  | 0 |  | 0.026111 |  | 4.3321e-05 |  | 0.064526 |  | #VALUE! |  | 0.00054826 |  | 0.0010537 |  | 0.046462 |  | 0.15206 |  | 0.039698 |  | 0.015161
| -1.3e-05 |  | -1.3e-05 |  | 8.2191e-05 |  | 0 |  | 4.9116e-05 |  | 1.0899e-05 |  | 1.0899e-05 |  | 5.3041e-05 |  | 6.2651e-05 |  | 0 |  | 0.025995 |  | 4.3323e-05 |  | 0.063989 |  | #VALUE! |  | 0.00058313 |  | 0.0009979 |  | 0.044737 |  | 0.15387 |  | 0.040551 |  | 0.01542
| -5.6992e-05 |  | -5.6992e-05 |  | 8.5346e-05 |  | 0 |  | 3.9071e-05 |  | -4.1435e-05 |  | -4.1435e-05 |  | 5.1538e-05 |  | 5.1931e-05 |  | 0 |  | 0.025816 |  | 2.9351e-05 |  | 0.063373 |  | #VALUE! |  | 0.00078605 |  | 0.00096296 |  | 0.042949 |  | 0.15568 |  | 0.041358 |  | 0.015582
| -8.0612e-05 |  | -8.0612e-05 |  | 0.00010807 |  | 0 |  | 3.9073e-05 |  | -2.3571e-05 |  | -2.3571e-05 |  | 5.8802e-05 |  | 5.1946e-05 |  | 0 |  | 0.025526 |  | 2.9352e-05 |  | 0.062984 |  | #VALUE! |  | 0.00079311 |  | 0.00094697 |  | 0.04117 |  | 0.15752 |  | 0.042148 |  | 0.015868
| -6.9299e-05 |  | -6.9299e-05 |  | 0.00016663 |  | 0 |  | 4.0108e-05 |  | -7.4077e-06 |  | -7.4077e-06 |  | 5.4487e-05 |  | 6.2044e-05 |  | 0 |  | 0.02507 |  | 8.1017e-05 |  | 0.062499 |  | #VALUE! |  | 0.00048369 |  | 0.00090365 |  | 0.039524 |  | 0.15944 |  | 0.042953 |  | 0.016165
| -3.3374e-05 |  | -3.3374e-05 |  | 0.00014417 |  | 0 |  | 4.011e-05 |  | -3.8245e-05 |  | -3.8245e-05 |  | 3.7071e-05 |  | 6.2063e-05 |  | 0 |  | 0.024865 |  | 8.1021e-05 |  | 0.061805 |  | #VALUE! |  | 0.00040256 |  | 0.00088647 |  | 0.037966 |  | 0.16128 |  | 0.043838 |  | 0.016456
| -2.0567e-05 |  | -2.0567e-05 |  | -9.255e-06 |  | 0 |  | 5.3621e-05 |  | -2.611e-05 |  | -2.611e-05 |  | 4.7643e-05 |  | 5.8763e-05 |  | 0 |  | 0.024951 |  | 4.7779e-05 |  | 0.061043 |  | #VALUE! |  | 0.0004792 |  | 0.00088621 |  | 0.036594 |  | 0.16328 |  | 0.044725 |  | 0.016719
| -4.8637e-05 |  | -4.8637e-05 |  | -8.1639e-05 |  | 0 |  | 5.3623e-05 |  | -4.291e-05 |  | -4.291e-05 |  | 5.8415e-05 |  | 5.8781e-05 |  | 0 |  | 0.024922 |  | 4.7782e-05 |  | 0.060551 |  | #VALUE! |  | 0.00044873 |  | 0.0008411 |  | 0.035263 |  | 0.16531 |  | 0.045515 |  | 0.017006
| -1.09e-05 |  | -1.09e-05 |  | 2.3843e-05 |  | 0 |  | 8.1372e-05 |  | 1.7238e-05 |  | 1.7238e-05 |  | 5.8884e-05 |  | 7.0909e-05 |  | 0 |  | 0.024865 |  | 4.9093e-05 |  | 0.060183 |  | #VALUE! |  | 0.00040053 |  | 0.00079689 |  | 0.033964 |  | 0.16727 |  | 0.046539 |  | 0.017373
| -7.1555e-06 |  | -7.1555e-06 |  | 0.00010508 |  | 0 |  | 8.1375e-05 |  | 4.363e-05 |  | 4.363e-05 |  | 6.7866e-05 |  | 7.0925e-05 |  | 0 |  | 0.024746 |  | 4.9095e-05 |  | 0.060026 |  | #VALUE! |  | 0.00058553 |  | 0.00080288 |  | 0.03276 |  | 0.1692 |  | 0.047541 |  | 0.017713
| -7.6066e-06 |  | -7.6066e-06 |  | 9.8642e-05 |  | 0 |  | 1.9084e-05 |  | 8.1382e-05 |  | 8.1382e-05 |  | 6.5467e-05 |  | 9.6894e-05 |  | 0 |  | 0.024596 |  | 6.8034e-05 |  | 0.059605 |  | #VALUE! |  | 0.0007673 |  | 0.00080271 |  | 0.031559 |  | 0.17108 |  | 0.048573 |  | 0.018017
| 5.3288e-08 |  | 5.3288e-08 |  | 7.0038e-05 |  | 0 |  | 1.9085e-05 |  | 8.0001e-05 |  | 8.0001e-05 |  | 5.0883e-05 |  | 9.7586e-05 |  | 0 |  | 0.024431 |  | 6.8037e-05 |  | 0.059095 |  | #VALUE! |  | 0.00075267 |  | 0.00075637 |  | 0.030431 |  | 0.17297 |  | 0.049639 |  | 0.018255
| -1.8803e-05 |  | -1.8803e-05 |  | -2.8444e-05 |  | 0 |  | 8.6863e-06 |  | 1.9564e-05 |  | 1.9564e-05 |  | 4.456e-05 |  | 5.7328e-05 |  | 0 |  | 0.024205 |  | 4.4345e-05 |  | 0.058439 |  | #VALUE! |  | 0.0006845 |  | 0.00072143 |  | 0.029255 |  | 0.17513 |  | 0.050545 |  | 0.018484
| -2.1369e-05 |  | -2.1369e-05 |  | -0.00010178 |  | 0 |  | 8.6867e-06 |  | 4.37e-05 |  | 4.37e-05 |  | 5.2811e-05 |  | 5.6663e-05 |  | 0 |  | 0.023937 |  | 4.4347e-05 |  | 0.057875 |  | #VALUE! |  | 0.00052722 |  | 0.00070983 |  | 0.028122 |  | 0.17726 |  | 0.051384 |  | 0.01878
| -2.1762e-05 |  | -2.1762e-05 |  | 5.1148e-05 |  | 0 |  | 4.9212e-05 |  | 4.4252e-05 |  | 4.4252e-05 |  | 5.7652e-05 |  | 6.5459e-05 |  | 0 |  | 0.023813 |  | 5.5981e-05 |  | 0.057375 |  | #VALUE! |  | 0.00050931 |  | 0.00067957 |  | 0.027122 |  | 0.17938 |  | 0.052325 |  | 0.019066
| -8.3262e-06 |  | -8.3262e-06 |  | 9.5076e-05 |  | 0 |  | 4.9215e-05 |  | 5.3577e-05 |  | 5.3577e-05 |  | 5.5453e-05 |  | 6.5459e-05 |  | 0 |  | 0.023757 |  | 5.5984e-05 |  | 0.056775 |  | #VALUE! |  | 0.0005154 |  | 0.00067608 |  | 0.026139 |  | 0.18148 |  | 0.053537 |  | 0.019439
| -2.0972e-05 |  | -2.0972e-05 |  | -7.8325e-05 |  | 0 |  | 4.1837e-05 |  | 6.9699e-05 |  | 6.9699e-05 |  | 5.525e-05 |  | 6.7088e-05 |  | 0 |  | 0.023657 |  | 5.719e-05 |  | 0.056244 |  | #VALUE! |  | 0.00063288 |  | 0.00064596 |  | 0.025178 |  | 0.18361 |  | 0.054706 |  | 0.01982
| -4.0038e-05 |  | -4.0038e-05 |  | -3.55e-06 |  | 0 |  | 4.1839e-05 |  | 1.2553e-05 |  | 1.2553e-05 |  | 5.2868e-05 |  | 6.7074e-05 |  | 0 |  | 0.023518 |  | 5.7193e-05 |  | 0.055974 |  | #VALUE! |  | 0.00067864 |  | 0.00060975 |  | 0.024237 |  | 0.18579 |  | 0.055638 |  | 0.020105
| -2.3024e-05 |  | -2.3024e-05 |  | 3.8411e-05 |  | 0 |  | 6.4377e-06 |  | -5.7649e-05 |  | -5.7649e-05 |  | 4.9817e-05 |  | 7.0823e-05 |  | 0 |  | 0.023195 |  | 5.2368e-05 |  | 0.055649 |  | #VALUE! |  | 0.00044345 |  | 0.00060176 |  | 0.023376 |  | 0.18814 |  | 0.05676 |  | 0.020431
| -1.7851e-05 |  | -1.7851e-05 |  | -7.8118e-05 |  | 0 |  | 6.4379e-06 |  | 4.4959e-06 |  | 4.4959e-06 |  | 4.789e-05 |  | 7.0823e-05 |  | 0 |  | 0.023068 |  | 5.237e-05 |  | 0.054708 |  | #VALUE! |  | 0.0003746 |  | 0.00059245 |  | 0.02246 |  | 0.19027 |  | 0.058201 |  | 0.020752
| -2.3595e-05 |  | -2.3595e-05 |  | 2.0689e-05 |  | 0 |  | 8.6683e-05 |  | 3.3419e-05 |  | 3.3419e-05 |  | 5.1487e-05 |  | 6.2717e-05 |  | 0 |  | 0.023023 |  | 2.5453e-05 |  | 0.05442 |  | #VALUE! |  | 0.00044225 |  | 0.00058661 |  | 0.021599 |  | 0.19241 |  | 0.059342 |  | 0.021111
| -4.0376e-05 |  | -4.0376e-05 |  | 0.00011176 |  | 0 |  | 8.6687e-05 |  | -3.4509e-05 |  | -3.4509e-05 |  | 5.932e-05 |  | 6.2736e-05 |  | 0 |  | 0.02296 |  | 2.5454e-05 |  | 0.053952 |  | #VALUE! |  | 0.00037003 |  | 0.00057281 |  | 0.020943 |  | 0.19459 |  | 0.060265 |  | 0.021501
| -4.0207e-05 |  | -4.0207e-05 |  | 4.5737e-05 |  | 0 |  | 7.4493e-05 |  | -3.8853e-05 |  | -3.8853e-05 |  | 4.9723e-05 |  | 5.0411e-05 |  | 0 |  | 0.022799 |  | 7.8405e-05 |  | 0.053312 |  | #VALUE! |  | 0.00026261 |  | 0.00053309 |  | 0.020223 |  | 0.19674 |  | 0.061409 |  | 0.021812
| -9.377e-06 |  | -9.377e-06 |  | 4.045e-05 |  | 0 |  | 7.4497e-05 |  | 2.9046e-05 |  | 2.9046e-05 |  | 4.8022e-05 |  | 5.0424e-05 |  | 0 |  | 0.022537 |  | 7.8408e-05 |  | 0.053019 |  | #VALUE! |  | 0.00016276 |  | 0.00052624 |  | 0.019395 |  | 0.19893 |  | 0.062574 |  | 0.022153
| -2.1064e-05 |  | -2.1064e-05 |  | 2.5816e-05 |  | 0 |  | 8.9043e-05 |  | 1.5128e-05 |  | 1.5128e-05 |  | 5.372e-05 |  | 3.6154e-05 |  | 0 |  | 0.02245 |  | 1.733e-05 |  | 0.052543 |  | #VALUE! |  | 0.0001403 |  | 0.00053905 |  | 0.018645 |  | 0.20117 |  | 0.063731 |  | 0.022563
| -3.6896e-05 |  | -3.6896e-05 |  | 3.1891e-05 |  | 0 |  | 8.9047e-05 |  | -2.324e-05 |  | -2.324e-05 |  | 4.8191e-05 |  | 4.2522e-05 |  | 0 |  | 0.022169 |  | 1.7331e-05 |  | 0.05219 |  | #VALUE! |  | 0.00043835 |  | 0.00052391 |  | 0.018012 |  | 0.20328 |  | 0.065229 |  | 0.02292
| -4.2644e-05 |  | -4.2644e-05 |  | 1.8831e-05 |  | 0 |  | 5.7915e-05 |  | 4.571e-05 |  | 4.571e-05 |  | 4.5108e-05 |  | 7.5781e-05 |  | 0 |  | 0.02193 |  | 4.4164e-05 |  | 0.051732 |  | #VALUE! |  | 0.000646 |  | 0.00051926 |  | 0.017456 |  | 0.20546 |  | 0.066571 |  | 0.023293
| -4.2581e-05 |  | -4.2581e-05 |  | -5.2546e-06 |  | 0 |  | 5.7918e-05 |  | 6.6744e-05 |  | 6.6744e-05 |  | 5.0162e-05 |  | 6.9413e-05 |  | 0 |  | 0.021897 |  | 4.4166e-05 |  | 0.051208 |  | #VALUE! |  | 0.00060046 |  | 0.00052508 |  | 0.016846 |  | 0.20775 |  | 0.067891 |  | 0.023712
| -6.5446e-05 |  | -6.5446e-05 |  | 3.3895e-05 |  | 0 |  | 1.8523e-05 |  | -4.8519e-06 |  | -4.8519e-06 |  | 4.9864e-05 |  | 3.1627e-05 |  | 0 |  | 0.021778 |  | 3.8689e-05 |  | 0.050893 |  | #VALUE! |  | 0.00063801 |  | 0.00049843 |  | 0.016091 |  | 0.20991 |  | 0.069326 |  | 0.024153
| -6.058e-05 |  | -6.058e-05 |  | 1.9053e-05 |  | 0 |  | 1.8524e-05 |  | -4.7633e-05 |  | -4.7633e-05 |  | 3.8368e-05 |  | 3.1619e-05 |  | 0 |  | 0.021865 |  | 3.8691e-05 |  | 0.050687 |  | #VALUE! |  | 0.00056489 |  | 0.00046221 |  | 0.015515 |  | 0.21217 |  | 0.070754 |  | 0.024623
| 6.2694e-06 |  | 6.2694e-06 |  | -3.0836e-05 |  | 0 |  | 4.8141e-05 |  | -5.3866e-05 |  | -5.3866e-05 |  | 4.3453e-05 |  | 5.6147e-05 |  | 0 |  | 0.021849 |  | 2.4275e-05 |  | 0.050129 |  | #VALUE! |  | 0.00065837 |  | 0.00045185 |  | 0.015116 |  | 0.21413 |  | 0.072392 |  | 0.025038
| -4.5425e-05 |  | -4.5425e-05 |  | 2.4435e-05 |  | 0 |  | 4.8143e-05 |  | -0.00015619 |  | -0.00015619 |  | 3.8785e-05 |  | 5.6147e-05 |  | 0 |  | 0.021464 |  | 2.4277e-05 |  | 0.049505 |  | #VALUE! |  | 0.00057765 |  | 0.00043088 |  | 0.014606 |  | 0.21602 |  | 0.073865 |  | 0.025404
| -8.7096e-05 |  | -8.7096e-05 |  | 0.00011251 |  | 0 |  | 5.9753e-05 |  | -0.00015209 |  | -0.00015209 |  | 3.5159e-05 |  | 4.8502e-05 |  | 0 |  | 0.021376 |  | 6.1873e-05 |  | 0.049162 |  | #VALUE! |  | 0.00038729 |  | 0.00041458 |  | 0.014078 |  | 0.21799 |  | 0.075463 |  | 0.025865
| -6.755e-05 |  | -6.755e-05 |  | 2.5102e-05 |  | 0 |  | 5.9755e-05 |  | -3.0207e-05 |  | -3.0207e-05 |  | 4.3981e-05 |  | 4.8514e-05 |  | 0 |  | 0.021276 |  | 6.1875e-05 |  | 0.048847 |  | #VALUE! |  | 0.00053861 |  | 0.00043216 |  | 0.013621 |  | 0.21975 |  | 0.077036 |  | 0.026345
| -6.9206e-05 |  | -6.9206e-05 |  | 8.3779e-06 |  | 0.00030178 |  | 1.7895e-05 |  | -3.3519e-06 |  | -3.3519e-06 |  | 4.666e-05 |  | 4.7944e-05 |  | 0 |  | 0.021036 |  | 4.0416e-05 |  | 0.048397 |  | #VALUE! |  | 0.00058497 |  | 0.00043321 |  | 0.013066 |  | 0.22161 |  | 0.078024 |  | 0.026732
| -3.854e-05 |  | -3.854e-05 |  | -2.4652e-05 |  | 0.00030178 |  | 1.7896e-05 |  | 4.8651e-05 |  | 4.8651e-05 |  | 4.5042e-05 |  | 5.2548e-05 |  | 0 |  | 0.020912 |  | 4.0418e-05 |  | 0.047645 |  | #VALUE! |  | 0.00038008 |  | 0.00039721 |  | 0.012506 |  | 0.2232 |  | 0.079318 |  | 0.027139
| 1.0826e-05 |  | 1.0826e-05 |  | -3.5705e-05 |  | 0 |  | 3.6353e-05 |  | 5.2703e-05 |  | 5.2703e-05 |  | 2.9745e-05 |  | 6.6336e-05 |  | 0 |  | 0.020762 |  | 7.6638e-05 |  | 0.046902 |  | #VALUE! |  | 0.00024443 |  | 0.0003879 |  | 0.012003 |  | 0.22458 |  | 0.080732 |  | 0.027538
| -2.3557e-05 |  | -2.3557e-05 |  | -2.3075e-06 |  | 0 |  | 3.6355e-05 |  | -2.572e-06 |  | -2.572e-06 |  | 2.5657e-05 |  | 6.1746e-05 |  | 0 |  | 0.020591 |  | 7.6642e-05 |  | 0.046493 |  | #VALUE! |  | 0.00046695 |  | 0.00038324 |  | 0.011568 |  | 0.22599 |  | 0.082082 |  | 0.027964
| -5.4395e-05 |  | -5.4395e-05 |  | -2.399e-05 |  | 0 |  | 3.6981e-05 |  | 1.1631e-05 |  | 1.1631e-05 |  | 2.9705e-05 |  | 6.0918e-05 |  | 0 |  | 0.020444 |  | 5.6047e-05 |  | 0.046282 |  | #VALUE! |  | 0.00049549 |  | 0.00035644 |  | 0.011238 |  | 0.22696 |  | 0.083879 |  | 0.02842
| -1.4108e-05 |  | -1.4108e-05 |  | 1.9129e-05 |  | 0 |  | 3.6982e-05 |  | 3.4954e-05 |  | 3.4954e-05 |  | 3.9298e-05 |  | 6.0918e-05 |  | 0 |  | 0.020434 |  | 5.6049e-05 |  | 0.045935 |  | #VALUE! |  | 0.00034857 |  | 0.00033548 |  | 0.010827 |  | 0.22791 |  | 0.085609 |  | 0.028808
| -3.8412e-05 |  | -3.8412e-05 |  | 6.5837e-05 |  | 0 |  | 6.1602e-05 |  | -7.3386e-05 |  | -7.3386e-05 |  | 5.317e-05 |  | 6.1861e-05 |  | 0 |  | 0.020332 |  | 6.7725e-05 |  | 0.045487 |  | #VALUE! |  | 0.00032309 |  | 0.00035539 |  | 0.010383 |  | 0.22866 |  | 0.087162 |  | 0.029201
| -6.8328e-05 |  | -6.8328e-05 |  | 9.4359e-05 |  | 0 |  | 6.1604e-05 |  | -0.00010637 |  | -0.00010637 |  | 3.6932e-05 |  | 6.1842e-05 |  | 0 |  | 0.020166 |  | 6.7727e-05 |  | 0.045065 |  | #VALUE! |  | 0.0005041 |  | 0.00037159 |  | 0.010081 |  | 0.22925 |  | 0.089001 |  | 0.029822
| -6.3438e-06 |  | -6.3438e-06 |  | 2.6381e-05 |  | 0 |  | 6.1178e-05 |  | -3.6198e-05 |  | -3.6198e-05 |  | 3.2716e-05 |  | 4.917e-05 |  | 0 |  | 0.020129 |  | 5.6172e-05 |  | 0.044647 |  | #VALUE! |  | 0.00054556 |  | 0.00035421 |  | 0.0098178 |  | 0.22956 |  | 0.090885 |  | 0.030489
| -8.135e-06 |  | -8.135e-06 |  | -1.5037e-05 |  | 0 |  | 6.1181e-05 |  | -1.8367e-05 |  | -1.8367e-05 |  | 4.6407e-05 |  | 4.917e-05 |  | 0 |  | 0.020029 |  | 5.6174e-05 |  | 0.044478 |  | #VALUE! |  | 0.0002823 |  | 0.00032415 |  | 0.0095067 |  | 0.22932 |  | 0.092636 |  | 0.031063
| -3.508e-05 |  | -3.508e-05 |  | -9.6419e-06 |  | 0 |  | 6.4441e-05 |  | 3.0032e-06 |  | 3.0032e-06 |  | 4.3718e-05 |  | 7.0679e-05 |  | 0 |  | 0.019838 |  | 6.633e-05 |  | 0.044136 |  | #VALUE! |  | 0.00013361 |  | 0.00031017 |  | 0.0091932 |  | 0.22883 |  | 0.094404 |  | 0.031535
| -9.4016e-06 |  | -9.4016e-06 |  | -2.6469e-05 |  | 0 |  | 6.4444e-05 |  | -3.0904e-05 |  | -3.0904e-05 |  | 4.7344e-05 |  | 7.07e-05 |  | 0 |  | 0.019608 |  | 6.6333e-05 |  | 0.04364 |  | #VALUE! |  | 0.00025887 |  | 0.00032867 |  | 0.0088891 |  | 0.22835 |  | 0.096145 |  | 0.031926
| 2.7334e-05 |  | 2.7334e-05 |  | -9.2812e-05 |  | 0 |  | 6.4456e-05 |  | 4.9469e-05 |  | 4.9469e-05 |  | 4.9697e-05 |  | 8.9308e-05 |  | 0 |  | 0.019488 |  | 7.746e-05 |  | 0.043173 |  | #VALUE! |  | 0.00052399 |  | 0.00034255 |  | 0.0086549 |  | 0.22749 |  | 0.098244 |  | 0.03251
| 4.2502e-05 |  | 4.2502e-05 |  | -2.5717e-05 |  | 0 |  | 6.4459e-05 |  | 9.1442e-05 |  | 9.1442e-05 |  | 0.0001201 |  | 8.9331e-05 |  | 0 |  | 0.019331 |  | 7.7464e-05 |  | 0.042697 |  | #VALUE! |  | 0.00031646 |  | 0.00033337 |  | 0.0083974 |  | 0.22635 |  | 0.10016 |  | 0.033044
| -1.6327e-05 |  | -1.6327e-05 |  | 0.00013223 |  | 0 |  | 9.554e-05 |  | 1.1204e-05 |  | 1.1204e-05 |  | 3.1301e-05 |  | 4.912e-05 |  | 0 |  | 0.019109 |  | 2.1808e-05 |  | 0.042135 |  | #VALUE! |  | 0.00030035 |  | 0.00032406 |  | 0.0080581 |  | 0.22494 |  | 0.10209 |  | 0.033452
| -4.4163e-05 |  | -4.4163e-05 |  | 4.8682e-05 |  | 0 |  | 9.5544e-05 |  | 5.6345e-06 |  | 5.6345e-06 |  | 2.4256e-05 |  | 4.9118e-05 |  | 0 |  | 0.018965 |  | 2.1809e-05 |  | 0.041693 |  | #VALUE! |  | 0.00047181 |  | 0.00031283 |  | 0.0078367 |  | 0.22312 |  | 0.10417 |  | 0.033937
| -1.3616e-05 |  | -1.3616e-05 |  | 4.9218e-05 |  | 0 |  | 9.6956e-05 |  | 2.5444e-05 |  | 2.5444e-05 |  | 2.3929e-05 |  | 5.4407e-05 |  | 0 |  | 0.018888 |  | 5.9171e-05 |  | 0.041321 |  | #VALUE! |  | 0.00039993 |  | 0.000307 |  | 0.0076352 |  | 0.22107 |  | 0.1061 |  | 0.034586
| 1.6215e-05 |  | 1.6215e-05 |  | 5.9895e-05 |  | 0 |  | 9.696e-05 |  | 3.8605e-05 |  | 3.8605e-05 |  | 2.7975e-05 |  | 5.441e-05 |  | 0 |  | 0.01874 |  | 5.9173e-05 |  | 0.040876 |  | #VALUE! |  | 0.00027858 |  | 0.00029565 |  | 0.007353 |  | 0.21857 |  | 0.1079 |  | 0.035154
| 2.3011e-05 |  | 2.3011e-05 |  | -9.6441e-05 |  | 0 |  | 4.4286e-05 |  | 6.9635e-05 |  | 6.9635e-05 |  | 3.272e-05 |  | 7.2422e-05 |  | 0 |  | 0.018596 |  | 3.8203e-05 |  | 0.040753 |  | #VALUE! |  | 0.00028341 |  | 0.00026074 |  | 0.0071293 |  | 0.21558 |  | 0.10976 |  | 0.035584
| -2.2956e-05 |  | -2.2956e-05 |  | 9.6056e-06 |  | 0 |  | 4.4288e-05 |  | 5.242e-05 |  | 5.242e-05 |  | 2.6503e-05 |  | 7.2422e-05 |  | 0 |  | 0.018474 |  | 3.8205e-05 |  | 0.040232 |  | #VALUE! |  | 0.00041276 |  | 0.00027394 |  | 0.00689 |  | 0.21255 |  | 0.11178 |  | 0.036189
| -7.0525e-05 |  | -7.0525e-05 |  | 5.92e-05 |  | 0 |  | 4.9637e-05 |  | -6.17e-07 |  | -6.17e-07 |  | 3.1882e-05 |  | 3.644e-05 |  | 0 |  | 0.018421 |  | 3.636e-05 |  | 0.039764 |  | #VALUE! |  | 0.00024772 |  | 0.00027978 |  | 0.0066933 |  | 0.20919 |  | 0.1135 |  | 0.036817
| -0.00011492 |  | -0.00011492 |  | 3.2091e-05 |  | 0 |  | 4.9639e-05 |  | -9.2093e-05 |  | -9.2093e-05 |  | 3.9819e-05 |  | 3.6439e-05 |  | 0 |  | 0.018448 |  | 3.6361e-05 |  | 0.039425 |  | #VALUE! |  | 0.00020808 |  | 0.00025464 |  | 0.0065325 |  | 0.20554 |  | 0.11596 |  | 0.037489
| -0.00013676 |  | -0.00013676 |  | 7.745e-05 |  | 0 |  | 2.2421e-05 |  | -0.00015399 |  | -0.00015399 |  | 3.5664e-05 |  | 6.4543e-05 |  | 0 |  | 0.018316 |  | 5.6462e-05 |  | 0.038791 |  | #VALUE! |  | 0.00016629 |  | 0.00023717 |  | 0.006339 |  | 0.20168 |  | 0.11867 |  | 0.038115
| -5.9401e-05 |  | -5.9401e-05 |  | 8.7438e-05 |  | 0 |  | 2.2422e-05 |  | -6.223e-05 |  | -6.223e-05 |  | 3.6912e-05 |  | 6.454e-05 |  | 0 |  | 0.018331 |  | 5.6465e-05 |  | 0.038372 |  | #VALUE! |  | 0.00016942 |  | 0.0002423 |  | 0.0061478 |  | 0.19757 |  | 0.12091 |  | 0.038738
| -6.915e-07 |  | -6.915e-07 |  | 0.00012522 |  | 0 |  | 2.7258e-05 |  | -5.2851e-05 |  | -5.2851e-05 |  | 3.9464e-05 |  | 5.8331e-05 |  | 0 |  | 0.018223 |  | 2.7818e-05 |  | 0.038336 |  | #VALUE! |  | 0.0002482 |  | 0.00025403 |  | 0.0059449 |  | 0.19325 |  | 0.12319 |  | 0.039424
| -4.6081e-05 |  | -4.6081e-05 |  | -1.1238e-05 |  | 0 |  | 2.7259e-05 |  | -6.2529e-05 |  | -6.2529e-05 |  | 4.7128e-05 |  | 5.8313e-05 |  | 0 |  | 0.017896 |  | 2.7819e-05 |  | 0.038052 |  | #VALUE! |  | 0.0002396 |  | 0.00023317 |  | 0.0057864 |  | 0.18878 |  | 0.12534 |  | 0.040044
| -7.3762e-05 |  | -7.3762e-05 |  | 9.7723e-06 |  | 0 |  | 6.3904e-05 |  | -6.0143e-05 |  | -6.0143e-05 |  | 3.7893e-05 |  | 6.1677e-05 |  | 0 |  | 0.017798 |  | 4.9161e-05 |  | 0.037621 |  | #VALUE! |  | 0.00041082 |  | 0.0002379 |  | 0.0056708 |  | 0.18398 |  | 0.12764 |  | 0.04064
| -5.4216e-05 |  | -5.4216e-05 |  | 0.00014374 |  | 0 |  | 6.3906e-05 |  | -8.4893e-05 |  | -8.4893e-05 |  | 2.6834e-05 |  | 6.1674e-05 |  | 0 |  | 0.017801 |  | 4.9163e-05 |  | 0.037392 |  | #VALUE! |  | 0.00035443 |  | 0.00024896 |  | 0.0054938 |  | 0.17894 |  | 0.13015 |  | 0.041278
| -2.0604e-05 |  | -2.0604e-05 |  | 8.5273e-05 |  | 0 |  | 7.02e-05 |  | -3.101e-05 |  | -3.101e-05 |  | 3.5253e-05 |  | 4.4148e-05 |  | 0 |  | 0.017666 |  | 5.2007e-05 |  | 0.037012 |  | #VALUE! |  | 0.00014517 |  | 0.00023381 |  | 0.0053154 |  | 0.17396 |  | 0.13229 |  | 0.041962
| -1.7059e-05 |  | -1.7059e-05 |  | 1.5544e-05 |  | 0 |  | 7.0203e-05 |  | 3.5464e-07 |  | 3.5464e-07 |  | 3.1627e-05 |  | 4.4157e-05 |  | 0 |  | 0.017382 |  | 5.2009e-05 |  | 0.036558 |  | #VALUE! |  | 7.1344e-05 |  | 0.00023093 |  | 0.0051661 |  | 0.16907 |  | 0.1344 |  | 0.042592
| -4.7692e-05 |  | -4.7692e-05 |  | -1.371e-05 |  | 0 |  | 8.203e-05 |  | -3.106e-05 |  | -3.106e-05 |  | 3.6517e-05 |  | 3.5752e-05 |  | 0 |  | 0.017215 |  | 4.044e-06 |  | 0.036202 |  | #VALUE! |  | 0.00020536 |  | 0.0002472 |  | 0.0049807 |  | 0.16419 |  | 0.13672 |  | 0.043124
| -4.7384e-05 |  | -4.7384e-05 |  | -3.9501e-05 |  | 0 |  | 8.2034e-05 |  | -1.8037e-05 |  | -1.8037e-05 |  | 3.9262e-05 |  | 3.5761e-05 |  | 0 |  | 0.017204 |  | 4.0442e-06 |  | 0.035945 |  | #VALUE! |  | 0.00011648 |  | 0.00023986 |  | 0.004816 |  | 0.15907 |  | 0.1391 |  | 0.043675
| -4.9772e-05 |  | -4.9772e-05 |  | 6.4133e-05 |  | 0 |  | 5.219e-05 |  | -1.7018e-06 |  | -1.7018e-06 |  | 3.9448e-05 |  | 2.9744e-05 |  | 0 |  | 0.017198 |  | 6.9234e-05 |  | 0.035606 |  | #VALUE! |  | 2.8406e-05 |  | 0.00022586 |  | 0.0046856 |  | 0.1538 |  | 0.1415 |  | 0.044323
| -7.3983e-05 |  | -7.3983e-05 |  | 8.3225e-05 |  | 0 |  | 5.2192e-05 |  | -2.4989e-05 |  | -2.4989e-05 |  | 2.8951e-05 |  | 2.9745e-05 |  | 0 |  | 0.016966 |  | 6.9237e-05 |  | 0.035103 |  | #VALUE! |  | 0.000204 |  | 0.00020785 |  | 0.0045398 |  | 0.14863 |  | 0.14401 |  | 0.045093
| -5.4759e-05 |  | -5.4759e-05 |  | 1.6466e-05 |  | 0 |  | 5.4412e-05 |  | -5.5713e-05 |  | -5.5713e-05 |  | 2.1267e-05 |  | 4.9935e-05 |  | 0 |  | 0.016847 |  | 7.4441e-05 |  | 0.034697 |  | #VALUE! |  | 0.00018707 |  | 0.00019968 |  | 0.0044289 |  | 0.14355 |  | 0.14658 |  | 0.04587
| -5.1818e-05 |  | -5.1818e-05 |  | -1.6357e-05 |  | 0 |  | 5.4415e-05 |  | -9.3126e-05 |  | -9.3126e-05 |  | 3.4588e-05 |  | 4.9937e-05 |  | 0 |  | 0.016813 |  | 7.4444e-05 |  | 0.034403 |  | #VALUE! |  | 0.00022124 |  | 0.00021806 |  | 0.0043381 |  | 0.13846 |  | 0.14923 |  | 0.046497
| -6.2106e-05 |  | -6.2106e-05 |  | -2.1391e-05 |  | 0 |  | 5.1263e-05 |  | -6.6443e-05 |  | -6.6443e-05 |  | 2.8242e-05 |  | 4.1698e-05 |  | 0 |  | 0.016658 |  | 2.7083e-05 |  | 0.034026 |  | #VALUE! |  | 0.00024981 |  | 0.00020995 |  | 0.0041689 |  | 0.13344 |  | 0.15188 |  | 0.047273
| -5.3254e-05 |  | -5.3254e-05 |  | 6.1654e-05 |  | 0 |  | 5.1265e-05 |  | -1.6452e-05 |  | -1.6452e-05 |  | 2.7741e-05 |  | 4.1688e-05 |  | 0 |  | 0.016463 |  | 2.7084e-05 |  | 0.033682 |  | #VALUE! |  | 0.00061498 |  | 0.00019511 |  | 0.004044 |  | 0.12863 |  | 0.15483 |  | 0.048146
| -1.1449e-05 |  | -1.1449e-05 |  | 0.0001041 |  | 0 |  | 5.4714e-05 |  | -2.7372e-05 |  | -2.7372e-05 |  | 3.3955e-05 |  | 7.5503e-05 |  | 0 |  | 0.016343 |  | 7.0226e-05 |  | 0.033382 |  | #VALUE! |  | 0.00070409 |  | 0.00018582 |  | 0.0039976 |  | 0.12374 |  | 0.15794 |  | 0.049021
| -3.7805e-05 |  | -3.7805e-05 |  | 0.00013763 |  | 0 |  | 5.4716e-05 |  | -8.6372e-05 |  | -8.6372e-05 |  | 3.6104e-05 |  | 7.5506e-05 |  | 0 |  | 0.016297 |  | 7.0229e-05 |  | 0.033162 |  | #VALUE! |  | 0.00024047 |  | 0.00016851 |  | 0.0039335 |  | 0.11898 |  | 0.16065 |  | 0.049833
| -0.00011819 |  | -0.00011819 |  | 6.8754e-05 |  | 0 |  | 3.3009e-05 |  | -7.2375e-05 |  | -7.2375e-05 |  | 2.9269e-05 |  | 2.8905e-05 |  | 0 |  | 0.01612 |  | 1.5854e-05 |  | 0.032915 |  | #VALUE! |  | 0.00010774 |  | 0.00017673 |  | 0.0037875 |  | 0.11435 |  | 0.16332 |  | 0.050544
| -8.3626e-05 |  | -8.3626e-05 |  | -0.00010515 |  | 0 |  | 3.301e-05 |  | -3.7358e-05 |  | -3.7358e-05 |  | 2.3396e-05 |  | 2.8898e-05 |  | 0 |  | 0.015974 |  | 1.5854e-05 |  | 0.032517 |  | #VALUE! |  | 9.29e-05 |  | 0.00019811 |  | 0.0036359 |  | 0.10991 |  | 0.16607 |  | 0.051362
| -2.9989e-06 |  | -2.9989e-06 |  | -0.00015508 |  | 0 |  | 7.2838e-05 |  | -2.8794e-05 |  | -2.8794e-05 |  | 2.5932e-05 |  | 6.197e-05 |  | 0 |  | 0.015994 |  | 8.1648e-05 |  | 0.032113 |  | #VALUE! |  | -8.9952e-05 |  | 0.0001736 |  | 0.0035284 |  | 0.1055 |  | 0.1685 |  | 0.05213
| -1.8729e-05 |  | -1.8729e-05 |  | -0.00012668 |  | 0 |  | 7.2841e-05 |  | -2.5237e-05 |  | -2.5237e-05 |  | 2.8119e-05 |  | 6.1989e-05 |  | 0 |  | 0.016015 |  | 8.1651e-05 |  | 0.031681 |  | #VALUE! |  | 9.9775e-06 |  | 0.00016027 |  | 0.0033897 |  | 0.10125 |  | 0.17084 |  | 0.05283
| -9.208e-05 |  | -9.208e-05 |  | -2.2302e-06 |  | 0 |  | 3.4358e-05 |  | -5.6197e-05 |  | -5.6197e-05 |  | 3.5186e-05 |  | 2.1966e-05 |  | 0 |  | 0.015726 |  | 1.8278e-05 |  | 0.031304 |  | #VALUE! |  | 0.00041223 |  | 0.00017544 |  | 0.0032939 |  | 0.097172 |  | 0.17327 |  | 0.053629
| -8.8183e-05 |  | -8.8183e-05 |  | 0.00010132 |  | 0 |  | 3.436e-05 |  | -6.5274e-05 |  | -6.5274e-05 |  | 4.5499e-05 |  | 2.1966e-05 |  | 0 |  | 0.015551 |  | 1.8279e-05 |  | 0.031113 |  | #VALUE! |  | 0.00054489 |  | 0.00016802 |  | 0.0031983 |  | 0.09331 |  | 0.17596 |  | 0.054423
| -4.5199e-05 |  | -4.5199e-05 |  | 8.3313e-05 |  | 0 |  | 6.4543e-05 |  | -5.0775e-05 |  | -5.0775e-05 |  | 3.3987e-05 |  | 6.0597e-05 |  | 0 |  | 0.015625 |  | 3.8872e-05 |  | 0.03101 |  | #VALUE! |  | 0.00033856 |  | 0.00013496 |  | 0.0030756 |  | 0.089552 |  | 0.17923 |  | 0.055424
| -9.7442e-05 |  | -9.7442e-05 |  | 0.0001061 |  | 0 |  | 6.4546e-05 |  | -3.87e-05 |  | -3.87e-05 |  | 2.3872e-05 |  | 6.0597e-05 |  | 0 |  | 0.015604 |  | 3.8874e-05 |  | 0.030671 |  | #VALUE! |  | 0.0001943 |  | 0.00012104 |  | 0.0030373 |  | 0.085969 |  | 0.1828 |  | 0.056419
| -0.0001177 |  | -0.0001177 |  | 6.4953e-05 |  | 0 |  | 8.6507e-05 |  | -4.5678e-05 |  | -4.5678e-05 |  | 3.6859e-05 |  | 2.2692e-05 |  | 0 |  | 0.015518 |  | 2.9416e-05 |  | 0.030246 |  | #VALUE! |  | 9.0548e-05 |  | 0.00014597 |  | 0.0029637 |  | 0.082474 |  | 0.18606 |  | 0.057276
| -4.0214e-05 |  | -4.0214e-05 |  | -5.9679e-05 |  | 0 |  | 8.6511e-05 |  | -4.4053e-05 |  | -4.4053e-05 |  | 3.0294e-05 |  | 2.2693e-05 |  | 0 |  | 0.01541 |  | 2.9417e-05 |  | 0.030079 |  | #VALUE! |  | 4.0926e-06 |  | 0.00014553 |  | 0.0028412 |  | 0.079144 |  | 0.18896 |  | 0.058263
| -1.4746e-05 |  | -1.4746e-05 |  | -4.7648e-05 |  | 0 |  | 6.0791e-05 |  | -8.4403e-05 |  | -8.4403e-05 |  | 2.7509e-05 |  | 4.153e-05 |  | 0 |  | 0.015235 |  | 7.2662e-05 |  | 0.029825 |  | #VALUE! |  | 0.0002302 |  | 0.00014199 |  | 0.0027489 |  | 0.075939 |  | 0.19156 |  | 0.059067
| -4.8169e-05 |  | -4.8169e-05 |  | -1.0395e-07 |  | 0 |  | 6.0794e-05 |  | -0.000133 |  | -0.000133 |  | 3.2838e-05 |  | 4.154e-05 |  | 0 |  | 0.015174 |  | 7.2665e-05 |  | 0.029574 |  | #VALUE! |  | 0.00027499 |  | 0.00013575 |  | 0.0026989 |  | 0.072854 |  | 0.19392 |  | 0.059798
| -6.6701e-05 |  | -6.6701e-05 |  | -1.06e-05 |  | 0 |  | 4.8419e-05 |  | -9.9885e-05 |  | -9.9885e-05 |  | 3.6559e-05 |  | 3.5681e-05 |  | 0 |  | 0.014877 |  | 5.8374e-05 |  | 0.02932 |  | #VALUE! |  | 7.0935e-05 |  | 0.00011359 |  | 0.0026393 |  | 0.069933 |  | 0.19651 |  | 0.06066
| -2.1123e-05 |  | -2.1123e-05 |  | 4.4692e-05 |  | 0 |  | 4.8421e-05 |  | -7.5969e-05 |  | -7.5969e-05 |  | 4.5185e-05 |  | 3.5672e-05 |  | 0 |  | 0.014751 |  | 5.8377e-05 |  | 0.028933 |  | #VALUE! |  | 6.7794e-05 |  | 0.00013092 |  | 0.0025915 |  | 0.067156 |  | 0.19922 |  | 0.061587
| -9.1457e-06 |  | -9.1457e-06 |  | 5.8525e-05 |  | 0 |  | 6.9969e-05 |  | -4.6184e-05 |  | -4.6184e-05 |  | 3.6892e-05 |  | 7.8632e-05 |  | 0 |  | 0.014918 |  | 4.8323e-05 |  | 0.028765 |  | #VALUE! |  | 0.0003895 |  | 0.00014338 |  | 0.0025624 |  | 0.064466 |  | 0.20203 |  | 0.062602
| -2.6321e-05 |  | -2.6321e-05 |  | 0.00014671 |  | 0 |  | 6.9972e-05 |  | -3.8296e-05 |  | -3.8296e-05 |  | 2.8128e-05 |  | 7.8652e-05 |  | 0 |  | 0.014832 |  | 4.8325e-05 |  | 0.028509 |  | #VALUE! |  | 0.00027657 |  | 0.00011883 |  | 0.0024467 |  | 0.061853 |  | 0.20481 |  | 0.063619
| -4.9283e-05 |  | -4.9283e-05 |  | 0.00017226 |  | 0 |  | 6.5201e-05 |  | -8.9643e-05 |  | -8.9643e-05 |  | 3.5654e-05 |  | 2.5021e-05 |  | 0 |  | 0.014552 |  | 4.2613e-05 |  | 0.028216 |  | #VALUE! |  | 0.0001008 |  | 0.00010841 |  | 0.0023206 |  | 0.059375 |  | 0.20752 |  | 0.064669
| -8.5607e-05 |  | -8.5607e-05 |  | 0.00012663 |  | 0 |  | 6.5203e-05 |  | -6.8606e-05 |  | -6.8606e-05 |  | 3.2524e-05 |  | 2.5021e-05 |  | 0 |  | 0.014523 |  | 4.2615e-05 |  | 0.027893 |  | #VALUE! |  | 0.00045058 |  | 0.00012672 |  | 0.0022213 |  | 0.057074 |  | 0.21035 |  | 0.065591
| -4.9569e-05 |  | -4.9569e-05 |  | 7.8745e-05 |  | 0 |  | 1.8338e-05 |  | -2.1616e-05 |  | -2.1616e-05 |  | 3.371e-05 |  | 3.9023e-05 |  | 0 |  | 0.014564 |  | 8.3916e-05 |  | 0.027604 |  | #VALUE! |  | 0.00046096 |  | 0.00013078 |  | 0.002135 |  | 0.054759 |  | 0.21251 |  | 0.066507
| -2.367e-05 |  | -2.367e-05 |  | 5.3177e-05 |  | 0 |  | 1.8339e-05 |  | -3.2434e-05 |  | -3.2434e-05 |  | 3.8764e-05 |  | 3.9023e-05 |  | 0 |  | 0.014314 |  | 8.392e-05 |  | 0.027407 |  | #VALUE! |  | 0.00030748 |  | 0.00011614 |  | 0.0021139 |  | 0.052532 |  | 0.21487 |  | 0.067433
| -7.621e-06 |  | -7.621e-06 |  | 3.734e-05 |  | 0 |  | 6.2915e-05 |  | -4.2306e-05 |  | -4.2306e-05 |  | 3.1558e-05 |  | 6.2257e-05 |  | 0 |  | 0.014163 |  | 8.725e-05 |  | 0.027327 |  | #VALUE! |  | 0.0002786 |  | 9.8715e-05 |  | 0.002121 |  | 0.050411 |  | 0.21707 |  | 0.068269
| 7.574e-05 |  | 7.574e-05 |  | 0.00011264 |  | 0 |  | 0.00014652 |  | 8.1601e-05 |  | 8.1601e-05 |  | 2.6719e-05 |  | 0.00011744 |  | 0 |  | 0.014105 |  | 0.00014915 |  | 0.027174 |  | #VALUE! |  | 0.00042741 |  | 0.00016984 |  | 0.0021059 |  | 0.047713 |  | 0.21995 |  | 0.070026
| -7.5762e-05 |  | -7.5762e-05 |  | 0.00010649 |  | 0 |  | 8.3604e-05 |  | -9.1254e-06 |  | -9.1254e-06 |  | 3.1022e-05 |  | 5.5217e-05 |  | 0 |  | 0.013785 |  | 6.1894e-05 |  | 0.026762 |  | #VALUE! |  | 0.00035552 |  | 8.1322e-05 |  | 0.0018429 |  | 0.044763 |  | 0.22326 |  | 0.071433
| -5.4912e-05 |  | -5.4912e-05 |  | 0.00016399 |  | 0 |  | 7.3353e-05 |  | 5.1892e-05 |  | 5.1892e-05 |  | 3.5213e-05 |  | 4.4255e-05 |  | 0 |  | 0.013586 |  | 4.5272e-05 |  | 0.026584 |  | #VALUE! |  | 0.0002317 |  | 0.00010836 |  | 0.0018044 |  | 0.043011 |  | 0.22505 |  | 0.072487
| 1.3963e-06 |  | 1.3963e-06 |  | 0.00019636 |  | 0 |  | 7.3356e-05 |  | 0.00015618 |  | 0.00015618 |  | 1.8501e-05 |  | 4.4255e-05 |  | 0 |  | 0.013607 |  | 4.5274e-05 |  | 0.026251 |  | #VALUE! |  | 7.4164e-05 |  | 0.00011614 |  | 0.0017846 |  | 0.041295 |  | 0.22681 |  | 0.073765
| -1.8373e-07 |  | -1.8373e-07 |  | 0.00018729 |  | 0 |  | 6.1644e-05 |  | 8.2306e-05 |  | 8.2306e-05 |  | 3.0689e-05 |  | 5.142e-05 |  | 0 |  | 0.01357 |  | 9.0536e-05 |  | 0.026002 |  | #VALUE! |  | 0.00013132 |  | 9.77e-05 |  | 0.0017496 |  | 0.039693 |  | 0.22878 |  | 0.074896
| -7.5993e-05 |  | -7.5993e-05 |  | 9.7053e-05 |  | 0 |  | 6.1646e-05 |  | -2.5621e-05 |  | -2.5621e-05 |  | 4.6019e-05 |  | 5.1407e-05 |  | 0 |  | 0.013361 |  | 9.054e-05 |  | 0.025986 |  | #VALUE! |  | 4.9364e-05 |  | 8.8206e-05 |  | 0.0016678 |  | 0.038171 |  | 0.23026 |  | 0.076124
| -8.3453e-05 |  | -8.3453e-05 |  | -1.1431e-05 |  | 0 |  | 7.3675e-05 |  | -2.526e-05 |  | -2.526e-05 |  | 1.8659e-05 |  | 3.9685e-05 |  | 0 |  | 0.013249 |  | 3.6277e-05 |  | 0.025762 |  | #VALUE! |  | 0.00010089 |  | 0.00010041 |  | 0.0016328 |  | 0.036673 |  | 0.23139 |  | 0.077336
| -7.6144e-05 |  | -7.6144e-05 |  | -1.3511e-05 |  | 0 |  | 7.3679e-05 |  | -7.7591e-06 |  | -7.7591e-06 |  | 4.8955e-06 |  | 3.9673e-05 |  | 0 |  | 0.01331 |  | 3.6278e-05 |  | 0.025312 |  | #VALUE! |  | 0.0003339 |  | 0.00010038 |  | 0.0016071 |  | 0.035221 |  | 0.23251 |  | 0.078494
| -3.4228e-05 |  | -3.4228e-05 |  | -3.0616e-05 |  | 0 |  | 7.315e-05 |  | 2.6593e-05 |  | 2.6593e-05 |  | 6.136e-05 |  | 4.4746e-05 |  | 0 |  | 0.013216 |  | 5.2319e-05 |  | 0.025034 |  | #VALUE! |  | 0.00042806 |  | 8.9985e-05 |  | 0.0015674 |  | 0.033877 |  | 0.23331 |  | 0.079699
| -6.1281e-05 |  | -6.1281e-05 |  | -3.6159e-05 |  | 0 |  | 7.3154e-05 |  | -4.5312e-05 |  | -4.5312e-05 |  | 7.5964e-05 |  | 4.4759e-05 |  | 0 |  | 0.012921 |  | 5.2321e-05 |  | 0.025032 |  | #VALUE! |  | 0.00050416 |  | 9.0012e-05 |  | 0.0014774 |  | 0.032596 |  | 0.23344 |  | 0.080835
| 0.36091 |  | 0.36091 |  | -0.00011951 |  | 0 |  | 7.1893e-05 |  | -6.5323e-05 |  | -6.5323e-05 |  | 3.8129e-05 |  | 7.172e-05 |  | 0 |  | 0.013023 |  | 3.2758e-05 |  | 0.024752 |  | #VALUE! |  | 0.00040059 |  | 8.0757e-05 |  | 0.0014295 |  | 0.031382 |  | 0.23326 |  | 0.082008
| 0 |  | 0 |  | -7.8803e-05 |  | 0 |  | 7.1897e-05 |  | -4.7289e-05 |  | -4.7289e-05 |  | 3.6525e-05 |  | 7.172e-05 |  | 0 |  | 0.013029 |  | 3.276e-05 |  | 0.024407 |  | #VALUE! |  | 0.00027032 |  | 8.0757e-05 |  | 0.0014296 |  | 0.030182 |  | 0.2334 |  | 0.083272
| 0 |  | 0 |  | 2.3631e-05 |  | 0 |  | 6.9905e-05 |  | -2.1528e-05 |  | -2.1528e-05 |  | 3.3433e-05 |  | 4.2128e-05 |  | 0 |  | 0.012833 |  | 4.1409e-05 |  | 0.024209 |  | #VALUE! |  | 0.00020287 |  | 7.655e-05 |  | 0.0013898 |  | 0.029017 |  | 0.23303 |  | 0.084521
| 0 |  | 0 |  | 5.9462e-05 |  | 0 |  | 6.9908e-05 |  | -4.2679e-05 |  | -4.2679e-05 |  | 3.45e-05 |  | 4.2129e-05 |  | 0 |  | 0.012687 |  | 4.141e-05 |  | 0.023998 |  | #VALUE! |  | 0.0001307 |  | 7.6553e-05 |  | 0.0013571 |  | 0.027917 |  | 0.23234 |  | 0.085823
| 0 |  | 0 |  | 1.2001e-05 |  | 0 |  | 4.9748e-05 |  | -0.00010463 |  | -0.00010463 |  | 3.3869e-05 |  | 3.8405e-05 |  | 0 |  | 0.012636 |  | 5.3087e-05 |  | 0.023944 |  | #VALUE! |  | 0.0001549 |  | 8.8625e-05 |  | 0.0012659 |  | 0.026859 |  | 0.23133 |  | 0.086985
| 0 |  | 0 |  | -8.6329e-05 |  | 0 |  | 4.975e-05 |  | -0.00010229 |  | -0.00010229 |  | 2.9417e-05 |  | 3.8405e-05 |  | 0 |  | 0.012479 |  | 5.309e-05 |  | 0.023636 |  | #VALUE! |  | -3.3786e-05 |  | 8.8625e-05 |  | 0.0011958 |  | 0.025884 |  | 0.23001 |  | 0.088049
| 0 |  | 0 |  | 1.3663e-05 |  | 0 |  | 2.5092e-05 |  | -4.1829e-05 |  | -4.1829e-05 |  | 3.1839e-05 |  | 3.3301e-05 |  | 0 |  | 0.012355 |  | 7.2084e-05 |  | 0.023417 |  | #VALUE! |  | 9.8688e-06 |  | 6.7887e-05 |  | 0.0011502 |  | 0.024906 |  | 0.22867 |  | 0.089266
| 0 |  | 0 |  | 0.00012126 |  | 0 |  | 2.5093e-05 |  | 5.2124e-06 |  | 5.2124e-06 |  | 3.5094e-05 |  | 3.33e-05 |  | 0 |  | 0.012235 |  | 7.2087e-05 |  | 0.023279 |  | #VALUE! |  | 0.00017937 |  | 7.625e-05 |  | 0.0011175 |  | 0.023961 |  | 0.22669 |  | 0.09061
| 0 |  | 0 |  | 6.4716e-05 |  | 0 |  | 8.4244e-05 |  | 2.6697e-05 |  | 2.6697e-05 |  | 3.9984e-05 |  | 6.8201e-05 |  | 0 |  | 0.012238 |  | 3.8756e-05 |  | 0.023195 |  | #VALUE! |  | 6.9233e-05 |  | 9.8505e-05 |  | 0.0011315 |  | 0.023067 |  | 0.2244 |  | 0.091917
| 0 |  | 0 |  | 0.00010503 |  | 0 |  | 8.4247e-05 |  | -2.1738e-05 |  | -2.1738e-05 |  | 4.139e-05 |  | 6.8199e-05 |  | 0 |  | 0.012299 |  | 3.8758e-05 |  | 0.023011 |  | #VALUE! |  | 6.6983e-05 |  | 9.0133e-05 |  | 0.0011047 |  | 0.022216 |  | 0.2226 |  | 0.093276
| 0 |  | 0 |  | 0.00014604 |  | 0 |  | 8.0138e-05 |  | -8.7633e-05 |  | -8.7633e-05 |  | 3.569e-05 |  | 5.8946e-05 |  | 0 |  | 0.012091 |  | 7.971e-05 |  | 0.022733 |  | #VALUE! |  | 0.00023709 |  | 7.8823e-05 |  | 0.0010533 |  | 0.021392 |  | 0.22023 |  | 0.094689
| 0 |  | 0 |  | -3.4988e-05 |  | 0 |  | 8.0142e-05 |  | -9.9232e-05 |  | -9.9232e-05 |  | 3.2986e-05 |  | 5.8943e-05 |  | 0 |  | 0.012057 |  | 7.9714e-05 |  | 0.022711 |  | #VALUE! |  | 1.2422e-05 |  | 7.8819e-05 |  | 0.0010498 |  | 0.020595 |  | 0.21721 |  | 0.095988
| 0 |  | 0 |  | -2.6969e-05 |  | 0 |  | 7.4799e-05 |  | -4.7514e-05 |  | -4.7514e-05 |  | 2.4375e-05 |  | 5.9134e-05 |  | 0 |  | 0.012256 |  | 5.7682e-05 |  | 0.022673 |  | #VALUE! |  | -0.00013708 |  | 7.2712e-05 |  | 0.0010182 |  | 0.019865 |  | 0.21411 |  | 0.097303
| 0 |  | 0 |  | 0.00011738 |  | 0 |  | 7.4802e-05 |  | -1.8213e-05 |  | -1.8213e-05 |  | 1.8024e-05 |  | 5.9132e-05 |  | 0 |  | 0.01221 |  | 5.7685e-05 |  | 0.022428 |  | #VALUE! |  | 0.00025826 |  | 7.2709e-05 |  | 0.00092583 |  | 0.019106 |  | 0.21092 |  | 0.098757
| 0 |  | 0 |  | 2.16e-05 |  | 0 |  | 6.6832e-05 |  | -5.518e-05 |  | -5.518e-05 |  | 3.2707e-05 |  | 2.7306e-05 |  | 0 |  | 0.011973 |  | 1.6811e-05 |  | 0.022223 |  | #VALUE! |  | 0.00043198 |  | 7.2235e-05 |  | 0.00091646 |  | 0.018347 |  | 0.20751 |  | 0.10024
| 0 |  | 0 |  | -6.5292e-06 |  | 0 |  | 6.6835e-05 |  | -1.4967e-05 |  | -1.4967e-05 |  | 3.9468e-05 |  | 2.7305e-05 |  | 0 |  | 0.011864 |  | 1.6812e-05 |  | 0.022171 |  | #VALUE! |  | 0.00014376 |  | 7.2232e-05 |  | 0.00092005 |  | 0.017739 |  | 0.2037 |  | 0.10163
| 0 |  | 0 |  | 4.0159e-06 |  | 0 |  | 8.1982e-05 |  | -5.9592e-05 |  | -5.9592e-05 |  | 3.1561e-05 |  | 3.4726e-05 |  | 0 |  | 0.011741 |  | 2.8564e-05 |  | 0.021852 |  | #VALUE! |  | 3.1154e-05 |  | 5.2145e-05 |  | 0.00088494 |  | 0.017111 |  | 0.19975 |  | 0.10296
| 0 |  | 0 |  | -4.6672e-05 |  | 0 |  | 8.1986e-05 |  | -6.4489e-05 |  | -6.4489e-05 |  | 3.3888e-05 |  | 3.4724e-05 |  | 0 |  | 0.011636 |  | 2.8566e-05 |  | 0.021507 |  | #VALUE! |  | 0.00019773 |  | 5.2142e-05 |  | 0.00089551 |  | 0.016459 |  | 0.1956 |  | 0.1044
| 0 |  | 0 |  | -5.7366e-05 |  | 0 |  | 1.5374e-05 |  | -4.8549e-05 |  | -4.8549e-05 |  | 3.543e-05 |  | 5.9501e-05 |  | 0 |  | 0.011618 |  | 2.8115e-05 |  | 0.021416 |  | #VALUE! |  | 0.00023535 |  | 8.469e-05 |  | 0.00085575 |  | 0.015854 |  | 0.19116 |  | 0.10579
| 0 |  | 0 |  | -4.5697e-05 |  | 0 |  | 1.5374e-05 |  | -7.9527e-05 |  | -7.9527e-05 |  | 2.7038e-05 |  | 5.9498e-05 |  | 0 |  | 0.011695 |  | 2.8116e-05 |  | 0.021215 |  | #VALUE! |  | 0.0002248 |  | 8.4687e-05 |  | 0.00083357 |  | 0.015298 |  | 0.18675 |  | 0.10725
| 0 |  | 0 |  | 1.9564e-05 |  | 0 |  | 5.5775e-05 |  | -5.1253e-05 |  | -5.1253e-05 |  | 2.0138e-05 |  | 4.1451e-05 |  | 0 |  | 0.011679 |  | 4.1461e-05 |  | 0.021111 |  | #VALUE! |  | 4.3871e-05 |  | 6.3004e-05 |  | 0.00083123 |  | 0.014706 |  | 0.18268 |  | 0.10871
| 0 |  | 0 |  | 2.6022e-05 |  | 0 |  | 5.5778e-05 |  | -6.299e-05 |  | -6.299e-05 |  | 3.1624e-05 |  | 4.1451e-05 |  | 0 |  | 0.011553 |  | 4.1463e-05 |  | 0.021045 |  | #VALUE! |  | -0.00010146 |  | 6.3004e-05 |  | 0.00083478 |  | 0.014172 |  | 0.17833 |  | 0.11009
| 0 |  | 0 |  | 9.5459e-05 |  | 0 |  | 3.0016e-05 |  | -0.00010204 |  | -0.00010204 |  | 4.3147e-05 |  | 4.0575e-05 |  | 0 |  | 0.011406 |  | 3.2954e-05 |  | 0.020857 |  | #VALUE! |  | 4.0989e-05 |  | 6.4626e-05 |  | 0.00078564 |  | 0.013651 |  | 0.17367 |  | 0.11161
| 0 |  | 0 |  | 0.00011916 |  | 0 |  | 3.0017e-05 |  | -0.0001013 |  | -0.0001013 |  | 3.1545e-05 |  | 4.0577e-05 |  | 0 |  | 0.011225 |  | 3.2955e-05 |  | 0.020638 |  | #VALUE! |  | 0.00030929 |  | 6.4628e-05 |  | 0.00071542 |  | 0.013169 |  | 0.16905 |  | 0.11319
| 0 |  | 0 |  | 0.00014771 |  | 0 |  | 3.3764e-05 |  | -4.3643e-05 |  | -4.3643e-05 |  | 1.9656e-05 |  | 4.2841e-05 |  | 0 |  | 0.011263 |  | 1.7418e-05 |  | 0.020611 |  | #VALUE! |  | 0.00034224 |  | 4.9174e-05 |  | 0.00068501 |  | 0.012738 |  | 0.16459 |  | 0.11468
| 0 |  | 0 |  | 0.00017578 |  | 0 |  | 3.3766e-05 |  | -5.8036e-05 |  | -5.8036e-05 |  | 1.6058e-05 |  | 4.2839e-05 |  | 0 |  | 0.011192 |  | 1.7419e-05 |  | 0.020678 |  | #VALUE! |  | 0.00012236 |  | 4.9172e-05 |  | 0.00064639 |  | 0.012291 |  | 0.16023 |  | 0.11626
| 0 |  | 0 |  | 2.5943e-05 |  | 0 |  | 7.59e-05 |  | -4.9846e-05 |  | -4.9846e-05 |  | 2.7822e-05 |  | 6.4729e-05 |  | 0 |  | 0.011072 |  | 0.00010868 |  | 0.02036 |  | #VALUE! |  | 9.9498e-05 |  | 6.5401e-05 |  | 0.00065462 |  | 0.01188 |  | 0.15564 |  | 0.11768
| 0 |  | 0 |  | -4.1447e-06 |  | 0 |  | 7.5904e-05 |  | -4.4739e-05 |  | -4.4739e-05 |  | 3.9857e-05 |  | 6.4712e-05 |  | 0 |  | 0.010938 |  | 0.00010868 |  | 0.020003 |  | #VALUE! |  | 0.00020282 |  | 6.5384e-05 |  | 0.0006769 |  | 0.01145 |  | 0.1508 |  | 0.11888
| 0 |  | 0 |  | 7.9179e-05 |  | 0 |  | 8.2166e-05 |  | -0.00011244 |  | -0.00011244 |  | 3.4655e-05 |  | 3.307e-05 |  | 0 |  | 0.010751 |  | 2.0602e-05 |  | 0.019902 |  | #VALUE! |  | 0.00014729 |  | 9.051e-05 |  | 0.00069566 |  | 0.011002 |  | 0.14628 |  | 0.12044
| 0 |  | 0 |  | 2.5954e-05 |  | 0 |  | 8.2169e-05 |  | -6.4496e-05 |  | -6.4496e-05 |  | 2.8322e-05 |  | 3.3069e-05 |  | 0 |  | 0.010675 |  | 2.0603e-05 |  | 0.01988 |  | #VALUE! |  | -1.0113e-05 |  | 9.0506e-05 |  | 0.00064179 |  | 0.01063 |  | 0.14218 |  | 0.1219
| 0 |  | 0 |  | -2.814e-05 |  | 0 |  | 4.7972e-05 |  | -7.3542e-05 |  | -7.3542e-05 |  | 3.6317e-05 |  | 2.7378e-05 |  | 0 |  | 0.010583 |  | 4.3956e-05 |  | 0.019626 |  | #VALUE! |  | 0.00017505 |  | 5.7487e-05 |  | 0.00056571 |  | 0.010288 |  | 0.13799 |  | 0.1234
| 0 |  | 0 |  | -0.00012638 |  | 0 |  | 4.7974e-05 |  | -0.00015836 |  | -0.00015836 |  | 4.221e-05 |  | 2.7385e-05 |  | 0 |  | 0.010631 |  | 4.3958e-05 |  | 0.019509 |  | #VALUE! |  | 0.00064104 |  | 5.7502e-05 |  | 0.00053646 |  | 0.0099426 |  | 0.13344 |  | 0.1251
| 0 |  | 0 |  | -9.751e-05 |  | 0 |  | 5.0696e-05 |  | -5.5314e-05 |  | -5.5314e-05 |  | 2.8992e-05 |  | 5.8493e-05 |  | 0 |  | 0.010703 |  | 4.1882e-05 |  | 0.019461 |  | #VALUE! |  | 0.00032006 |  | 8.5177e-05 |  | 0.00058333 |  | 0.0095698 |  | 0.12931 |  | 0.12685
| 0 |  | 0 |  | -2.025e-05 |  | 0 |  | 5.0698e-05 |  | 6.3699e-05 |  | 6.3699e-05 |  | 2.7977e-05 |  | 5.8508e-05 |  | 0 |  | 0.010631 |  | 4.1883e-05 |  | 0.019098 |  | #VALUE! |  | -9.0152e-05 |  | 8.5198e-05 |  | 0.00059739 |  | 0.0092104 |  | 0.12559 |  | 0.12852
| 0 |  | 0 |  | -6.4408e-05 |  | 0 |  | 8.8751e-05 |  | 2.8981e-05 |  | 2.8981e-05 |  | 3.4375e-05 |  | 7.626e-05 |  | 0 |  | 0.010436 |  | 9.0435e-05 |  | 0.019117 |  | #VALUE! |  | 0.00014202 |  | 6.0756e-05 |  | 0.00059393 |  | 0.0089567 |  | 0.12164 |  | 0.1299
| 0 |  | 0 |  | -1.7437e-05 |  | 0 |  | 8.8755e-05 |  | -3.6123e-05 |  | -3.6123e-05 |  | 4.26e-05 |  | 7.626e-05 |  | 0 |  | 0.010321 |  | 9.0439e-05 |  | 0.019183 |  | #VALUE! |  | 0.0002608 |  | 6.0756e-05 |  | 0.00052715 |  | 0.0086781 |  | 0.11737 |  | 0.13138
| 0 |  | 0 |  | 3.9482e-05 |  | 0 |  | 0 |  | -8.9599e-05 |  | -8.9599e-05 |  | 4.0953e-05 |  | 3.3221e-05 |  | 0 |  | 0.010355 |  | 9.1965e-07 |  | 0.018951 |  | #VALUE! |  | 6.2837e-05 |  | 4.2255e-05 |  | 0.00044402 |  | 0.0083352 |  | 0.11363 |  | 0.13297
| 0 |  | 0 |  | 6.3212e-05 |  | 0 |  | 0 |  | -0.0001125 |  | -0.0001125 |  | 2.2797e-05 |  | 3.3222e-05 |  | 0 |  | 0.010327 |  | 9.1969e-07 |  | 0.018911 |  | #VALUE! |  | -6.7426e-05 |  | 4.2257e-05 |  | 0.00050611 |  | 0.0080638 |  | 0.10994 |  | 0.13447
| 0 |  | 0 |  | 2.4327e-06 |  | 0 |  | 7.0861e-05 |  | -9.9103e-05 |  | -9.9103e-05 |  | 3.1603e-05 |  | 2.569e-05 |  | 0 |  | 0.010157 |  | 2.8933e-05 |  | 0.018937 |  | #VALUE! |  | 0.00017624 |  | 4.867e-05 |  | 0.00051084 |  | 0.0078201 |  | 0.10625 |  | 0.13586
| 0 |  | 0 |  | -5.6821e-05 |  | 0 |  | 7.0864e-05 |  | 2.7193e-05 |  | 2.7193e-05 |  | 4.036e-05 |  | 2.5683e-05 |  | 0 |  | 0.01013 |  | 2.8935e-05 |  | 0.018677 |  | #VALUE! |  | 6.6762e-05 |  | 4.8658e-05 |  | 0.00050264 |  | 0.0075646 |  | 0.10284 |  | 0.13751
| 0 |  | 0 |  | -5.8568e-05 |  | 0 |  | 3.785e-05 |  | 7.2373e-05 |  | 7.2373e-05 |  | 2.964e-05 |  | 3.9288e-05 |  | 0 |  | 0.010084 |  | 1.2946e-05 |  | 0.018355 |  | #VALUE! |  | -1.3847e-05 |  | 6.7854e-05 |  | 0.00047923 |  | 0.0073209 |  | 0.099221 |  | 0.13908
| 0 |  | 0 |  | 4.6526e-05 |  | 0 |  | 3.7851e-05 |  | -4.46e-05 |  | -4.46e-05 |  | 2.9349e-05 |  | 3.9288e-05 |  | 0 |  | 0.010111 |  | 1.2947e-05 |  | 0.018256 |  | #VALUE! |  | 0.00014059 |  | 6.7854e-05 |  | 0.0004652 |  | 0.0070548 |  | 0.095924 |  | 0.1406
| 0 |  | 0 |  | 0.00012941 |  | 0 |  | 4.6557e-05 |  | -8.5544e-06 |  | -8.5544e-06 |  | 2.6711e-05 |  | 3.6328e-05 |  | 0 |  | 0.010082 |  | 6.1873e-05 |  | 0.018355 |  | #VALUE! |  | -8.7276e-06 |  | 6.0088e-05 |  | 0.00047692 |  | 0.0068162 |  | 0.092933 |  | 0.14237
| 0 |  | 0 |  | 4.9679e-05 |  | 0 |  | 4.6559e-05 |  | -2.8299e-05 |  | -2.8299e-05 |  | 1.5344e-05 |  | 3.6337e-05 |  | 0 |  | 0.0098314 |  | 6.1876e-05 |  | 0.018271 |  | #VALUE! |  | 0.00013368 |  | 6.0104e-05 |  | 0.00041718 |  | 0.0065887 |  | 0.089783 |  | 0.14399
| 0 |  | 0 |  | -4.4543e-05 |  | 0 |  | 9.1295e-05 |  | -4.9544e-05 |  | -4.9544e-05 |  | 2.6228e-05 |  | 4.8864e-05 |  | 0 |  | 0.0097138 |  | 2.072e-05 |  | 0.018095 |  | #VALUE! |  | 0.00053373 |  | 6.3233e-05 |  | 0.00041134 |  | 0.0063596 |  | 0.08682 |  | 0.14568
| 0 |  | 0 |  | -1.6427e-05 |  | 0 |  | 9.1299e-05 |  | -1.9177e-05 |  | -1.9177e-05 |  | 3.5143e-05 |  | 4.8877e-05 |  | 0 |  | 0.0097295 |  | 2.0721e-05 |  | 0.018083 |  | #VALUE! |  | 0.00040088 |  | 6.325e-05 |  | 0.00045003 |  | 0.0061614 |  | 0.084176 |  | 0.14713
| 0 |  | 0 |  | -2.5606e-05 |  | 0 |  | 6.8849e-05 |  | -0.00012426 |  | -0.00012426 |  | 3.1656e-05 |  | 1.8386e-05 |  | 0 |  | 0.0096557 |  | 6.1797e-05 |  | 0.017862 |  | #VALUE! |  | 0.00029998 |  | 4.0273e-05 |  | 0.00041606 |  | 0.0059602 |  | 0.081181 |  | 0.14829
| 0 |  | 0 |  | -2.1566e-05 |  | 0 |  | 6.8852e-05 |  | -6.47e-05 |  | -6.47e-05 |  | 4.4364e-05 |  | 1.839e-05 |  | 0 |  | 0.0095028 |  | 6.1799e-05 |  | 0.017532 |  | #VALUE! |  | 0.00016056 |  | 4.0283e-05 |  | 0.00038912 |  | 0.0057559 |  | 0.078396 |  | 0.1498
| 0 |  | 0 |  | 0.00011431 |  | 0 |  | 4.0051e-05 |  | -5.372e-05 |  | -5.372e-05 |  | 4.7347e-05 |  | 8.2648e-06 |  | 0 |  | 0.0093703 |  | 5.0612e-05 |  | 0.017438 |  | #VALUE! |  | -0.00022639 |  | 5.6222e-05 |  | 0.00041024 |  | 0.0055774 |  | 0.075885 |  | 0.15146
| 0 |  | 0 |  | 1.4719e-05 |  | 0 |  | 4.0052e-05 |  | -0.00010295 |  | -0.00010295 |  | 3.1888e-05 |  | 8.2672e-06 |  | 0 |  | 0.0092548 |  | 5.0615e-05 |  | 0.017405 |  | #VALUE! |  | -5.9004e-05 |  | 5.6238e-05 |  | 0.00050168 |  | 0.0054104 |  | 0.073206 |  | 0.15299
| 0 |  | 0 |  | 9.0072e-06 |  | 0 |  | 5.3172e-05 |  | -3.2268e-05 |  | -3.2268e-05 |  | 2.1993e-05 |  | 4.0365e-05 |  | 0 |  | 0.009305 |  | 4.9666e-06 |  | 0.017361 |  | #VALUE! |  | 0.0001749 |  | 6.9929e-05 |  | 0.00046419 |  | 0.0052776 |  | 0.070688 |  | 0.15451
| 0 |  | 0 |  | 0.00011576 |  | 0 |  | 5.3174e-05 |  | -7.1246e-06 |  | -7.1246e-06 |  | 2.6699e-05 |  | 4.0376e-05 |  | 0 |  | 0.009441 |  | 4.9668e-06 |  | 0.017279 |  | #VALUE! |  | 3.5131e-05 |  | 6.9947e-05 |  | 0.00035754 |  | 0.005113 |  | 0.068281 |  | 0.15612
| 0 |  | 0 |  | 7.7271e-05 |  | 0 |  | 2.5117e-05 |  | 2.8049e-05 |  | 2.8049e-05 |  | 3.9541e-05 |  | 5.1049e-05 |  | 0 |  | 0.0094311 |  | 5.7647e-05 |  | 0.017298 |  | #VALUE! |  | 0.00012653 |  | 7.4652e-05 |  | 0.0003634 |  | 0.0049303 |  | 0.06604 |  | 0.1578
| 0 |  | 0 |  | 7.1367e-05 |  | 0 |  | 2.5118e-05 |  | 5.6601e-05 |  | 5.6601e-05 |  | 4.1538e-05 |  | 5.1062e-05 |  | 0 |  | 0.0092798 |  | 5.765e-05 |  | 0.017239 |  | #VALUE! |  | 0.00033213 |  | 7.4671e-05 |  | 0.00037281 |  | 0.0048099 |  | 0.063795 |  | 0.15941
| 0 |  | 0 |  | 9.5545e-05 |  | 0 |  | 2.8021e-05 |  | 8.066e-05 |  | 8.066e-05 |  | 3.8741e-05 |  | 6.0997e-05 |  | 0 |  | 0.0091722 |  | 7.5756e-05 |  | 0.0169 |  | #VALUE! |  | 0.00041064 |  | 5.1981e-05 |  | 0.00030834 |  | 0.0046733 |  | 0.061365 |  | 0.16082
| 0 |  | 0 |  | 2.9881e-05 |  | 0 |  | 2.8022e-05 |  | 6.961e-05 |  | 6.961e-05 |  | 4.0837e-05 |  | 6.1015e-05 |  | 0 |  | 0.0089907 |  | 7.5759e-05 |  | 0.01674 |  | #VALUE! |  | 0.00024529 |  | 5.1996e-05 |  | 0.00029896 |  | 0.0045136 |  | 0.059223 |  | 0.16199
| 0 |  | 0 |  | -1.4024e-05 |  | 0 |  | 4.197e-05 |  | 3.7484e-05 |  | 3.7484e-05 |  | 3.8286e-05 |  | 4.2926e-05 |  | 0 |  | 0.0089611 |  | 5.4059e-05 |  | 0.016696 |  | #VALUE! |  | 4.5465e-05 |  | 6.8768e-05 |  | 0.00033885 |  | 0.0043948 |  | 0.057203 |  | 0.1632
| 0 |  | 0 |  | 0.00014983 |  | 0 |  | 4.1972e-05 |  | -5.6178e-05 |  | -5.6178e-05 |  | 3.6372e-05 |  | 4.2937e-05 |  | 0 |  | 0.0088777 |  | 5.4061e-05 |  | 0.016577 |  | #VALUE! |  | 0.00030654 |  | 6.8786e-05 |  | 0.00033651 |  | 0.004251 |  | 0.055085 |  | 0.16448
| 0 |  | 0 |  | 0.00022289 |  | 0 |  | 3.3735e-05 |  | -0.00012784 |  | -0.00012784 |  | 2.7434e-05 |  | 3.6505e-05 |  | 0 |  | 0.0087877 |  | 6.9638e-05 |  | 0.016436 |  | #VALUE! |  | 0.00054464 |  | 5.8034e-05 |  | 0.00030604 |  | 0.0041148 |  | 0.053071 |  | 0.16561
| 0 |  | 0 |  | 1.3722e-05 |  | 0 |  | 3.3737e-05 |  | -0.00013329 |  | -0.00013329 |  | 2.5942e-05 |  | 3.6516e-05 |  | 0 |  | 0.0089418 |  | 6.9641e-05 |  | 0.016525 |  | #VALUE! |  | 0.0003337 |  | 5.8051e-05 |  | 0.00024188 |  | 0.0039886 |  | 0.05109 |  | 0.16718
| 0 |  | 0 |  | -7.5711e-05 |  | 0 |  | 4.9269e-05 |  | -0.00013598 |  | -0.00013598 |  | 3.945e-05 |  | 3.8141e-05 |  | 0 |  | 0.0088677 |  | 5.574e-05 |  | 0.016485 |  | #VALUE! |  | 0.00011511 |  | 6.4891e-05 |  | 0.00028644 |  | 0.0038649 |  | 0.049411 |  | 0.16891
| 0 |  | 0 |  | 4.4289e-05 |  | 0 |  | 4.9271e-05 |  | -6.0709e-05 |  | -6.0709e-05 |  | 3.3454e-05 |  | 3.8141e-05 |  | 0 |  | 0.0087124 |  | 5.5742e-05 |  | 0.016194 |  | #VALUE! |  | 0.00014665 |  | 6.4891e-05 |  | 0.00030352 |  | 0.0037533 |  | 0.047816 |  | 0.17047
| 0 |  | 0 |  | 3.0651e-05 |  | 0 |  | 4.9555e-05 |  | -7.999e-06 |  | -7.999e-06 |  | 2.3175e-05 |  | 2.8816e-05 |  | 0 |  | 0.0085434 |  | 5.7354e-05 |  | 0.016021 |  | #VALUE! |  | 0.00032722 |  | 6.5288e-05 |  | 0.0002707 |  | 0.0036283 |  | 0.04625 |  | 0.1721
| 0 |  | 0 |  | 6.3939e-05 |  | 0 |  | 4.9558e-05 |  | -2.5311e-05 |  | -2.5311e-05 |  | 3.1907e-05 |  | 2.8807e-05 |  | 0 |  | 0.0085641 |  | 5.7357e-05 |  | 0.016025 |  | #VALUE! |  | 0.0002893 |  | 6.5268e-05 |  | 0.00028389 |  | 0.0035239 |  | 0.044733 |  | 0.17354
| 0 |  | 0 |  | 0.0001091 |  | 0 |  | 7.3464e-05 |  | -1.9286e-05 |  | -1.9286e-05 |  | 2.8213e-05 |  | 5.5778e-05 |  | 0 |  | 0.0086294 |  | 4.9701e-05 |  | 0.015989 |  | #VALUE! |  | 0.00016831 |  | 5.8492e-05 |  | 0.00028742 |  | 0.003439 |  | 0.043275 |  | 0.17481
| 0 |  | 0 |  | 6.8972e-05 |  | 0 |  | 7.3467e-05 |  | 2.425e-05 |  | 2.425e-05 |  | 2.0686e-05 |  | 5.5781e-05 |  | 0 |  | 0.0085517 |  | 4.9703e-05 |  | 0.015792 |  | #VALUE! |  | 0.00022993 |  | 5.8495e-05 |  | 0.000241 |  | 0.0033398 |  | 0.041766 |  | 0.17614
| 0 |  | 0 |  | 8.9764e-05 |  | 0 |  | 7.2837e-05 |  | 2.2042e-05 |  | 2.2042e-05 |  | 2.0186e-05 |  | 5.1407e-05 |  | 0 |  | 0.0084309 |  | 2.4774e-05 |  | 0.015631 |  | #VALUE! |  | 0.00029754 |  | 3.6293e-05 |  | 0.00022459 |  | 0.0032506 |  | 0.04019 |  | 0.17756
| 0 |  | 0 |  | 6.2157e-05 |  | 0 |  | 7.284e-05 |  | -1.7548e-05 |  | -1.7548e-05 |  | 2.1351e-05 |  | 5.1407e-05 |  | 0 |  | 0.0083506 |  | 2.4775e-05 |  | 0.015696 |  | #VALUE! |  | 0.00026148 |  | 3.6293e-05 |  | 0.00025931 |  | 0.0031574 |  | 0.038728 |  | 0.17887
| 0 |  | 0 |  | -4.9015e-06 |  | 0 |  | 5.2028e-05 |  | -8.3352e-05 |  | -8.3352e-05 |  | 4.0275e-05 |  | 2.4866e-05 |  | 0 |  | 0.0082929 |  | 2.5388e-05 |  | 0.015747 |  | #VALUE! |  | 4.2718e-05 |  | 4.6259e-05 |  | 0.00026753 |  | 0.0030464 |  | 0.037341 |  | 0.17997
| 0 |  | 0 |  | -4.149e-05 |  | 0 |  | 5.203e-05 |  | -2.287e-05 |  | -2.287e-05 |  | 4.9515e-05 |  | 2.4872e-05 |  | 0 |  | 0.0082799 |  | 2.5389e-05 |  | 0.015618 |  | #VALUE! |  | 4.9689e-05 |  | 4.6269e-05 |  | 0.00025715 |  | 0.0029788 |  | 0.036046 |  | 0.18121
| 0 |  | 0 |  | -2.8001e-05 |  | 0 |  | 3.9685e-05 |  | -1.7378e-05 |  | -1.7378e-05 |  | 2.9601e-05 |  | 1.1305e-05 |  | 0 |  | 0.0082208 |  | 2.0633e-05 |  | 0.015432 |  | #VALUE! |  | 0.00017333 |  | 6.2366e-05 |  | 0.00024192 |  | 0.0029139 |  | 0.034787 |  | 0.18266
| 0 |  | 0 |  | 4.8932e-05 |  | 0 |  | 3.9686e-05 |  | -6.0159e-05 |  | -6.0159e-05 |  | 9.4592e-06 |  | 1.1307e-05 |  | 0 |  | 0.0080467 |  | 2.0634e-05 |  | 0.015361 |  | #VALUE! |  | 0.00012575 |  | 6.2379e-05 |  | 0.00018416 |  | 0.0028046 |  | 0.033705 |  | 0.18426
| 0 |  | 0 |  | -2.2028e-05 |  | 0 |  | 2.2755e-05 |  | -8.8401e-05 |  | -8.8401e-05 |  | 1.3724e-05 |  | 1.3866e-05 |  | 0 |  | 0.0080477 |  | 3.1546e-05 |  | 0.01522 |  | #VALUE! |  | 0.00012518 |  | 4.7997e-05 |  | 0.00017125 |  | 0.002714 |  | 0.032506 |  | 0.1855
| 0 |  | 0 |  | -9.6997e-06 |  | 0 |  | 2.2756e-05 |  | -0.00012194 |  | -0.00012194 |  | 2.4374e-05 |  | 1.3866e-05 |  | 0 |  | 0.008167 |  | 3.1548e-05 |  | 0.014964 |  | #VALUE! |  | 1.8738e-05 |  | 4.7995e-05 |  | 0.00022197 |  | 0.0026668 |  | 0.031288 |  | 0.18657
| 0 |  | 0 |  | 4.0362e-05 |  | 0 |  | 3.8897e-05 |  | -4.1742e-05 |  | -4.1742e-05 |  | 4.1465e-05 |  | 5.5866e-05 |  | 0 |  | 0.0080761 |  | 7.3487e-05 |  | 0.014843 |  | #VALUE! |  | -0.00021931 |  | 7.0335e-05 |  | 0.00023605 |  | 0.0026083 |  | 0.030304 |  | 0.18774
| 0 |  | 0 |  | 4.5152e-05 |  | 0 |  | 3.8899e-05 |  | -8.7363e-05 |  | -8.7363e-05 |  | 4.5844e-05 |  | 5.5849e-05 |  | 0 |  | 0.0077701 |  | 7.349e-05 |  | 0.014882 |  | #VALUE! |  | -8.2934e-05 |  | 7.0314e-05 |  | 0.00019128 |  | 0.0025494 |  | 0.029158 |  | 0.18902
| 0 |  | 0 |  | 1.1847e-05 |  | 0 |  | 3.5068e-05 |  | -0.00012435 |  | -0.00012435 |  | 3.7709e-05 |  | 4.0296e-05 |  | 0 |  | 0.0076431 |  | 5.0713e-05 |  | 0.014958 |  | #VALUE! |  | 1.5359e-05 |  | 7.4033e-05 |  | 0.00014082 |  | 0.0024742 |  | 0.028176 |  | 0.1902
| 0 |  | 0 |  | -7.2123e-05 |  | 0 |  | 3.5069e-05 |  | -3.0117e-05 |  | -3.0117e-05 |  | 3.0529e-05 |  | 4.0284e-05 |  | 0 |  | 0.0078564 |  | 5.0715e-05 |  | 0.0148 |  | #VALUE! |  | 8.1114e-05 |  | 7.4011e-05 |  | 0.00019429 |  | 0.0023845 |  | 0.027347 |  | 0.19127
| 0 |  | 0 |  | -5.7551e-05 |  | 0 |  | 6.5728e-05 |  | 3.4121e-05 |  | 3.4121e-05 |  | 2.8654e-05 |  | 4.3405e-05 |  | 0 |  | 0.0080626 |  | 5.8006e-05 |  | 0.0146 |  | #VALUE! |  | 3.7172e-05 |  | 5.7385e-05 |  | 0.00029169 |  | 0.0023334 |  | 0.02638 |  | 0.1923
| 0 |  | 0 |  | 5.5323e-05 |  | 0 |  | 6.573e-05 |  | 1.3247e-05 |  | 1.3247e-05 |  | 2.888e-05 |  | 4.3405e-05 |  | 0 |  | 0.0081043 |  | 5.8008e-05 |  | 0.014692 |  | #VALUE! |  | 9.7173e-05 |  | 5.7385e-05 |  | 0.00023759 |  | 0.0022795 |  | 0.025488 |  | 0.19318
| 0 |  | 0 |  | 9.6057e-05 |  | 0 |  | 3.2437e-05 |  | -2.63e-05 |  | -2.63e-05 |  | 2.5491e-05 |  | 3.7216e-05 |  | 0 |  | 0.0079084 |  | 5.5507e-05 |  | 0.014775 |  | #VALUE! |  | 0.00010912 |  | 6.0356e-05 |  | 0.00018596 |  | 0.0022184 |  | 0.024634 |  | 0.19398
| 0 |  | 0 |  | 3.7519e-05 |  | 0 |  | 3.2438e-05 |  | -6.118e-08 |  | -6.118e-08 |  | 3.3333e-05 |  | 3.7208e-05 |  | 0 |  | 0.0075683 |  | 5.5509e-05 |  | 0.014501 |  | #VALUE! |  | -4.2517e-05 |  | 6.0343e-05 |  | 0.0002112 |  | 0.0021659 |  | 0.023837 |  | 0.1946
| 0 |  | 0 |  | 6.1544e-05 |  | 0 |  | 3.5852e-05 |  | 2.6264e-05 |  | 2.6264e-05 |  | 3.3121e-05 |  | 5.7683e-05 |  | 0 |  | 0.007553 |  | 5.6495e-05 |  | 0.014214 |  | #VALUE! |  | 9.1834e-05 |  | 5.0527e-05 |  | 0.00017013 |  | 0.0021108 |  | 0.022998 |  | 0.19555
| 0 |  | 0 |  | 9.8584e-05 |  | 0 |  | 3.5854e-05 |  | 2.9514e-05 |  | 2.9514e-05 |  | 3.246e-05 |  | 5.7666e-05 |  | 0 |  | 0.0075605 |  | 5.6497e-05 |  | 0.014093 |  | #VALUE! |  | -3.8754e-05 |  | 5.0512e-05 |  | 0.0002036 |  | 0.0020477 |  | 0.022101 |  | 0.19695
| 0 |  | 0 |  | 3.754e-05 |  | 0 |  | 6.2056e-05 |  | 1.6012e-05 |  | 1.6012e-05 |  | 3.5749e-05 |  | 6.6325e-05 |  | 0 |  | 0.0074886 |  | 7.3466e-05 |  | 0.014035 |  | #VALUE! |  | -0.0001067 |  | 6.0847e-05 |  | 0.00020361 |  | 0.0019881 |  | 0.021385 |  | 0.19812
| 0 |  | 0 |  | -0.00010956 |  | 0 |  | 6.2058e-05 |  | -7.2108e-05 |  | -7.2108e-05 |  | 3.8382e-05 |  | 6.6325e-05 |  | 0 |  | 0.0075035 |  | 7.3469e-05 |  | 0.013948 |  | #VALUE! |  | 2.0481e-05 |  | 6.0847e-05 |  | 0.00013692 |  | 0.0019356 |  | 0.020634 |  | 0.19921
| 0 |  | 0 |  | -8.0227e-06 |  | 0 |  | 3.0196e-05 |  | -6.0474e-05 |  | -6.0474e-05 |  | 4.2945e-05 |  | 4.0317e-05 |  | 0 |  | 0.0073093 |  | 8.9083e-05 |  | 0.01383 |  | #VALUE! |  | 7.3937e-05 |  | 8.3848e-05 |  | 0.00011587 |  | 0.0018986 |  | 0.019956 |  | 0.20056
| 0 |  | 0 |  | 9.5577e-05 |  | 0 |  | 3.0197e-05 |  | 1.2765e-05 |  | 1.2765e-05 |  | 3.5941e-05 |  | 4.0309e-05 |  | 0 |  | 0.0072938 |  | 8.9087e-05 |  | 0.013821 |  | #VALUE! |  | 9.7202e-05 |  | 8.383e-05 |  | 0.0001637 |  | 0.0018467 |  | 0.019457 |  | 0.20162
| 0 |  | 0 |  | -1.4383e-05 |  | 0 |  | 0 |  | -5.7437e-07 |  | -5.7437e-07 |  | 2.8479e-05 |  | 7.0393e-05 |  | 0 |  | 0.0073811 |  | 7.4766e-05 |  | 0.013761 |  | #VALUE! |  | 1.5297e-05 |  | 5.3497e-05 |  | 0.00022469 |  | 0.0018043 |  | 0.018883 |  | 0.20289
| 0 |  | 0 |  | -6.4829e-07 |  | 0 |  | 0 |  | -2.2186e-05 |  | -2.2186e-05 |  | 2.0706e-05 |  | 7.0411e-05 |  | 0 |  | 0.0072931 |  | 7.4769e-05 |  | 0.013726 |  | #VALUE! |  | -0.00010396 |  | 5.3511e-05 |  | 0.00016257 |  | 0.0017732 |  | 0.018193 |  | 0.20396
| 0 |  | 0 |  | -7.139e-06 |  | 0 |  | 4.6816e-05 |  | -5.59e-05 |  | -5.59e-05 |  | 2.2554e-05 |  | 1.2056e-05 |  | 0 |  | 0.007192 |  | 5.9104e-05 |  | 0.013766 |  | #VALUE! |  | 0.00013036 |  | 4.0553e-05 |  | 6.4334e-05 |  | 0.001702 |  | 0.017477 |  | 0.20471
| 0 |  | 0 |  | 8.5237e-05 |  | 0 |  | 4.6818e-05 |  | -5.6182e-05 |  | -5.6182e-05 |  | 3.2714e-05 |  | 1.2056e-05 |  | 0 |  | 0.0071979 |  | 5.9106e-05 |  | 0.013755 |  | #VALUE! |  | 0.0001301 |  | 4.0552e-05 |  | 0.000126 |  | 0.0016449 |  | 0.016912 |  | 0.20553
| 0 |  | 0 |  | 0.00011253 |  | 0 |  | 5.7666e-05 |  | -1.1145e-05 |  | -1.1145e-05 |  | 3.662e-05 |  | 4.8667e-05 |  | 0 |  | 0.0072748 |  | 4.9725e-05 |  | 0.013554 |  | #VALUE! |  | -2.6641e-05 |  | 4.7659e-05 |  | 0.000182 |  | 0.0016027 |  | 0.016476 |  | 0.20646
| 0 |  | 0 |  | -4.383e-05 |  | 0 |  | 5.7668e-05 |  | -2.2258e-05 |  | -2.2258e-05 |  | 2.8762e-05 |  | 4.8667e-05 |  | 0 |  | 0.007042 |  | 4.9727e-05 |  | 0.013516 |  | #VALUE! |  | 3.2603e-05 |  | 4.7659e-05 |  | 0.00012504 |  | 0.0015813 |  | 0.015941 |  | 0.20768
| 0 |  | 0 |  | -4.8563e-05 |  | 0 |  | 3.7479e-05 |  | -5.2403e-05 |  | -5.2403e-05 |  | 3.3637e-05 |  | 4.4229e-05 |  | 0 |  | 0.00687 |  | 5.264e-05 |  | 0.013521 |  | #VALUE! |  | -0.00015044 |  | 6.263e-05 |  | 9.243e-05 |  | 0.0015746 |  | 0.015305 |  | 0.20859
| 0 |  | 0 |  | -2.7645e-05 |  | 0 |  | 3.7481e-05 |  | -0.00010625 |  | -0.00010625 |  | 3.7259e-05 |  | 4.4217e-05 |  | 0 |  | 0.0068056 |  | 5.2643e-05 |  | 0.01333 |  | #VALUE! |  | -0.00014371 |  | 6.2614e-05 |  | 0.00010221 |  | 0.0015172 |  | 0.014747 |  | 0.20941
| 0 |  | 0 |  | -3.902e-05 |  | 0 |  | 5.5172e-05 |  | -6.3974e-05 |  | -6.3974e-05 |  | 2.4758e-05 |  | 2.7803e-05 |  | 0 |  | 0.0068306 |  | 5.8743e-05 |  | 0.013226 |  | #VALUE! |  | -4.4617e-05 |  | 4.4439e-05 |  | 0.00014071 |  | 0.0014841 |  | 0.014422 |  | 0.21047
| 0 |  | 0 |  | 5.7729e-05 |  | 0 |  | 5.5174e-05 |  | 7.8115e-06 |  | 7.8115e-06 |  | 2.9125e-05 |  | 2.7803e-05 |  | 0 |  | 0.0069687 |  | 5.8746e-05 |  | 0.013258 |  | #VALUE! |  | 9.0012e-06 |  | 4.4439e-05 |  | 0.00013999 |  | 0.0014516 |  | 0.014043 |  | 0.21139
| 0 |  | 0 |  | 0.00015734 |  | 0 |  | 0 |  | -5.3322e-06 |  | -5.3322e-06 |  | 3.1335e-05 |  | 5.0538e-05 |  | 0 |  | 0.0068853 |  | 4.6775e-05 |  | 0.013264 |  | #VALUE! |  | 0.00019379 |  | 6.3717e-05 |  | 0.00012942 |  | 0.0014064 |  | 0.013442 |  | 0.21214
| 0 |  | 0 |  | 4.2451e-05 |  | 0 |  | 0 |  | -6.0851e-05 |  | -6.0851e-05 |  | 2.4907e-05 |  | 5.0553e-05 |  | 0 |  | 0.0068434 |  | 4.6777e-05 |  | 0.013061 |  | #VALUE! |  | 0.00033666 |  | 6.3736e-05 |  | 0.00010459 |  | 0.0013618 |  | 0.013057 |  | 0.21344
| 0 |  | 0 |  | -4.1509e-05 |  | 0 |  | 7.9655e-05 |  | -5.6148e-05 |  | -5.6148e-05 |  | 1.8902e-05 |  | 4.4418e-05 |  | 0 |  | 0.0067943 |  | 6.3237e-05 |  | 0.013005 |  | #VALUE! |  | 0.00038394 |  | 4.3704e-05 |  | 0.00014922 |  | 0.0013061 |  | 0.012821 |  | 0.21448
| 0 |  | 0 |  | -4.6081e-05 |  | 0 |  | 7.9659e-05 |  | -5.2321e-05 |  | -5.2321e-05 |  | 1.8467e-05 |  | 4.443e-05 |  | 0 |  | 0.0066228 |  | 6.324e-05 |  | 0.012963 |  | #VALUE! |  | 0.00015551 |  | 4.3715e-05 |  | 0.00015384 |  | 0.0012896 |  | 0.012336 |  | 0.21497
| 0 |  | 0 |  | -3.9318e-05 |  | 0 |  | 8.4814e-05 |  | -6.8953e-05 |  | -6.8953e-05 |  | 2.5011e-05 |  | 3.1744e-05 |  | 0 |  | 0.0066622 |  | 4.4208e-05 |  | 0.012813 |  | #VALUE! |  | 0.00015591 |  | 3.3335e-05 |  | 0.00011744 |  | 0.0012794 |  | 0.011855 |  | 0.21595
| 0 |  | 0 |  | 6.9511e-05 |  | 0 |  | 8.4818e-05 |  | -7.9221e-05 |  | -7.9221e-05 |  | 3.4023e-05 |  | 3.1752e-05 |  | 0 |  | 0.0067676 |  | 4.421e-05 |  | 0.01268 |  | #VALUE! |  | 0.00025302 |  | 3.3344e-05 |  | 0.00011098 |  | 0.0012673 |  | 0.011442 |  | 0.21704
| 0 |  | 0 |  | 9.8056e-05 |  | 0 |  | 5.3496e-05 |  | -9.2783e-05 |  | -9.2783e-05 |  | 3.8526e-05 |  | 2.0691e-05 |  | 0 |  | 0.0066966 |  | 9.2897e-06 |  | 0.01274 |  | #VALUE! |  | 4.1247e-05 |  | 6.4804e-05 |  | 0.00010277 |  | 0.0012437 |  | 0.011064 |  | 0.21807
| 0 |  | 0 |  | -1.603e-05 |  | 0 |  | 5.3499e-05 |  | -7.5694e-05 |  | -7.5694e-05 |  | 4.2074e-05 |  | 2.0696e-05 |  | 0 |  | 0.006563 |  | 9.2901e-06 |  | 0.012674 |  | #VALUE! |  | 0.0001708 |  | 6.4821e-05 |  | 0.00014295 |  | 0.001195 |  | 0.010847 |  | 0.21916
| 0 |  | 0 |  | -3.4628e-06 |  | 0 |  | 2.092e-05 |  | -0.00010221 |  | -0.00010221 |  | 3.4037e-05 |  | 1.339e-05 |  | 0 |  | 0.006516 |  | 0 |  | 0.012496 |  | #VALUE! |  | 0.00016759 |  | 4.3372e-05 |  | 7.1081e-05 |  | 0.0011552 |  | 0.010451 |  | 0.22042
| 0 |  | 0 |  | 4.1828e-05 |  | 0 |  | 2.0921e-05 |  | -9.5922e-05 |  | -9.5922e-05 |  | 2.5714e-05 |  | 1.3394e-05 |  | 0 |  | 0.0064753 |  | 0 |  | 0.012624 |  | #VALUE! |  | -1.4112e-05 |  | 4.3385e-05 |  | 1.3963e-05 |  | 0.0011105 |  | 0.010025 |  | 0.22152
| 0 |  | 0 |  | 5.1714e-05 |  | 0 |  | 4.1572e-05 |  | -5.6245e-05 |  | -5.6245e-05 |  | 1.7346e-05 |  | 6.8397e-05 |  | 0 |  | 0.0063463 |  | 4.8536e-05 |  | 0.012572 |  | #VALUE! |  | 0.00017049 |  | 7.4076e-05 |  | 6.6128e-05 |  | 0.0011119 |  | 0.0098666 |  | 0.22216
| 0 |  | 0 |  | 1.6414e-05 |  | 0 |  | 4.1573e-05 |  | -3.0095e-05 |  | -3.0095e-05 |  | 1.5777e-05 |  | 6.8414e-05 |  | 0 |  | 0.0062594 |  | 4.8538e-05 |  | 0.012454 |  | #VALUE! |  | 0.00032943 |  | 7.4095e-05 |  | 9.8038e-05 |  | 0.0010838 |  | 0.0096097 |  | 0.22271
| 0 |  | 0 |  | -5.3264e-05 |  | 0 |  | 9.2195e-05 |  | -3.7552e-05 |  | -3.7552e-05 |  | 4.1498e-05 |  | 4.5038e-05 |  | 0 |  | 0.0062735 |  | 2.601e-05 |  | 0.012415 |  | #VALUE! |  | 0.00037596 |  | 5.7262e-05 |  | 0.00012599 |  | 0.0010415 |  | 0.0091964 |  | 0.2229
| 0 |  | 0 |  | 6.5857e-06 |  | 0 |  | 9.2199e-05 |  | -2.7539e-05 |  | -2.7539e-05 |  | 3.9219e-05 |  | 4.5038e-05 |  | 0 |  | 0.0062593 |  | 2.6011e-05 |  | 0.012419 |  | #VALUE! |  | 0.00016175 |  | 5.7262e-05 |  | 0.00014677 |  | 0.0010461 |  | 0.0088542 |  | 0.2232
| 0 |  | 0 |  | 1.857e-05 |  | 0 |  | 6.2352e-05 |  | -1.0703e-05 |  | -1.0703e-05 |  | 1.3561e-05 |  | 2.5876e-05 |  | 0 |  | 0.0061627 |  | 2.2577e-05 |  | 0.012412 |  | #VALUE! |  | -6.0231e-05 |  | 4.8312e-05 |  | 0.0001291 |  | 0.001011 |  | 0.0084792 |  | 0.22403
| 0 |  | 0 |  | -3.7899e-05 |  | 0 |  | 6.2355e-05 |  | -7.5704e-05 |  | -7.5704e-05 |  | 1.762e-05 |  | 2.587e-05 |  | 0 |  | 0.0061777 |  | 2.2578e-05 |  | 0.012259 |  | #VALUE! |  | 4.6974e-05 |  | 4.8299e-05 |  | 0.00012793 |  | 0.00098091 |  | 0.0081764 |  | 0.22499
| 0 |  | 0 |  | -4.1047e-05 |  | 0 |  | 4.4222e-05 |  | -0.00014445 |  | -0.00014445 |  | 2.1792e-05 |  | 0 |  | 0 |  | 0.0062392 |  | 3.8321e-05 |  | 0.012122 |  | #VALUE! |  | 0.00029105 |  | 3.9541e-05 |  | 0.00014091 |  | 0.00098597 |  | 0.0079696 |  | 0.22595
| 0 |  | 0 |  | 4.3367e-05 |  | 0 |  | 4.4224e-05 |  | -3.9036e-05 |  | -3.9036e-05 |  | 1.7569e-05 |  | 0 |  | 0 |  | 0.0061737 |  | 3.8322e-05 |  | 0.012042 |  | #VALUE! |  | 0.00035816 |  | 3.954e-05 |  | 0.0001276 |  | 0.00095361 |  | 0.0078317 |  | 0.2271
| 0 |  | 0 |  | 4.3189e-05 |  | 0 |  | 4.2314e-05 |  | -1.2001e-06 |  | -1.2001e-06 |  | 1.586e-05 |  | 2.2195e-05 |  | 0 |  | 0.0059968 |  | 6.5118e-05 |  | 0.012154 |  | #VALUE! |  | 0.00027258 |  | 3.9608e-05 |  | 8.9708e-05 |  | 0.00090541 |  | 0.007649 |  | 0.22828
| 0 |  | 0 |  | -5.2499e-05 |  | 0 |  | 4.2316e-05 |  | -6.8027e-05 |  | -6.8027e-05 |  | 2.391e-05 |  | 2.2195e-05 |  | 0 |  | 0.0059521 |  | 6.512e-05 |  | 0.012286 |  | #VALUE! |  | 0.00023884 |  | 3.9608e-05 |  | 6.878e-05 |  | 0.00089328 |  | 0.0073855 |  | 0.22911
| 0 |  | 0 |  | -2.4105e-05 |  | 0 |  | 8.2781e-05 |  | -6.9252e-05 |  | -6.9252e-05 |  | 3.4092e-05 |  | 3.4519e-05 |  | 0 |  | 0.0059778 |  | 3.296e-05 |  | 0.012196 |  | #VALUE! |  | -1.0557e-05 |  | 4.9842e-05 |  | 5.2596e-05 |  | 0.00086353 |  | 0.0071722 |  | 0.2295
| 0 |  | 0 |  | 1.7189e-05 |  | 0 |  | 8.2785e-05 |  | -0.00010239 |  | -0.00010239 |  | 2.8369e-05 |  | 3.452e-05 |  | 0 |  | 0.0059883 |  | 3.2962e-05 |  | 0.012026 |  | #VALUE! |  | -4.9003e-05 |  | 4.9844e-05 |  | 0.00012524 |  | 0.00082384 |  | 0.0068443 |  | 0.22921
| 0 |  | 0 |  | 3.2681e-05 |  | 0 |  | 3.1737e-05 |  | -0.00010126 |  | -0.00010126 |  | 1.7869e-05 |  | 1.7283e-05 |  | 0 |  | 0.0060114 |  | 4.8445e-05 |  | 0.011842 |  | #VALUE! |  | 0.0003353 |  | 5.8849e-05 |  | 0.00014625 |  | 0.00082979 |  | 0.0065575 |  | 0.22899
| 0 |  | 0 |  | 7.0007e-05 |  | 0 |  | 3.1738e-05 |  | -4.3254e-05 |  | -4.3254e-05 |  | 1.9791e-05 |  | 1.7283e-05 |  | 0 |  | 0.0060154 |  | 4.8447e-05 |  | 0.011662 |  | #VALUE! |  | 6.1303e-05 |  | 5.8849e-05 |  | 6.8562e-05 |  | 0.00083087 |  | 0.0064024 |  | 0.22898
| 0 |  | 0 |  | 0.00015347 |  | 0 |  | 3.2382e-05 |  | -2.2947e-05 |  | -2.2947e-05 |  | 3.154e-05 |  | 6.7021e-05 |  | 0 |  | 0.0059441 |  | 4.3222e-05 |  | 0.011696 |  | #VALUE! |  | -0.0001158 |  | 5.8532e-05 |  | 7.7173e-05 |  | 0.00079974 |  | 0.0063102 |  | 0.2295
| 0 |  | 0 |  | 8.2976e-05 |  | 0 |  | 3.2383e-05 |  | -2.4679e-05 |  | -2.4679e-05 |  | 3.548e-05 |  | 6.7018e-05 |  | 0 |  | 0.0058816 |  | 4.3224e-05 |  | 0.011725 |  | #VALUE! |  | 0.00026641 |  | 5.8529e-05 |  | 0.00011219 |  | 0.00078319 |  | 0.0061348 |  | 0.2307
| 0 |  | 0 |  | -4.8426e-05 |  | 0 |  | 5.9295e-05 |  | -1.1728e-05 |  | -1.1728e-05 |  | 4.1513e-05 |  | 3.1401e-05 |  | 0 |  | 0.0058821 |  | 2.6478e-05 |  | 0.011586 |  | #VALUE! |  | 0.00029977 |  | 5.6957e-05 |  | 0.000102 |  | 0.00076664 |  | 0.0059327 |  | 0.23169
| 0 |  | 0 |  | 4.3534e-05 |  | 0 |  | 5.9298e-05 |  | -6.5053e-05 |  | -6.5053e-05 |  | 3.7706e-05 |  | 3.1402e-05 |  | 0 |  | 0.0057587 |  | 2.6479e-05 |  | 0.011574 |  | #VALUE! |  | -1.0459e-05 |  | 5.696e-05 |  | 6.8257e-05 |  | 0.00076459 |  | 0.0056766 |  | 0.23271
| 0 |  | 0 |  | 3.3175e-05 |  | 0 |  | 3.6754e-05 |  | -9.1328e-05 |  | -9.1328e-05 |  | 3.4905e-05 |  | 1.3525e-05 |  | 0 |  | 0.0057032 |  | 4.9408e-05 |  | 0.011519 |  | #VALUE! |  | -6.8838e-05 |  | 1.8484e-05 |  | 7.9494e-05 |  | 0.00073593 |  | 0.0053788 |  | 0.23314
| 0 |  | 0 |  | -0.00011426 |  | 0 |  | 3.6756e-05 |  | -5.6906e-05 |  | -5.6906e-05 |  | 3.55e-05 |  | 1.3525e-05 |  | 0 |  | 0.0056455 |  | 4.941e-05 |  | 0.011423 |  | #VALUE! |  | 4.1844e-05 |  | 1.8484e-05 |  | 9.7925e-05 |  | 0.00070364 |  | 0.0052294 |  | 0.23299
| 0 |  | 0 |  | -5.3913e-05 |  | 0 |  | 7.3367e-05 |  | -4.543e-05 |  | -4.543e-05 |  | 3.3263e-05 |  | 3.3956e-05 |  | 0 |  | 0.0056311 |  | 4.8991e-05 |  | 0.011406 |  | #VALUE! |  | 0.00024487 |  | 5.9977e-05 |  | 7.2921e-05 |  | 0.00071534 |  | 0.0050843 |  | 0.2326
| 0 |  | 0 |  | 3.1791e-05 |  | 0 |  | 7.337e-05 |  | -4.547e-05 |  | -4.547e-05 |  | 3.4139e-05 |  | 3.3971e-05 |  | 0 |  | 0.0055574 |  | 4.8993e-05 |  | 0.011371 |  | #VALUE! |  | 0.00019622 |  | 6.0005e-05 |  | 2.5399e-05 |  | 0.00071141 |  | 0.0049211 |  | 0.2325
| 0 |  | 0 |  | 1.69e-07 |  | 0 |  | 3.1636e-05 |  | -5.4925e-05 |  | -5.4925e-05 |  | 2.5863e-05 |  | 3.3082e-05 |  | 0 |  | 0.0055144 |  | 5.1844e-05 |  | 0.011374 |  | #VALUE! |  | -0.0002297 |  | 5.5464e-05 |  | 2.1272e-05 |  | 0.00070641 |  | 0.0047548 |  | 0.23262
| 0 |  | 0 |  | 4.7146e-05 |  | 0 |  | 3.1637e-05 |  | -1.2286e-05 |  | -1.2286e-05 |  | 3.4426e-05 |  | 3.3081e-05 |  | 0 |  | 0.005481 |  | 5.1846e-05 |  | 0.011204 |  | #VALUE! |  | -5.4044e-05 |  | 5.5462e-05 |  | 6.7321e-05 |  | 0.0006841 |  | 0.0045429 |  | 0.23244
| 0 |  | 0 |  | 4.1629e-05 |  | 0 |  | 6.2581e-05 |  | -3.4275e-05 |  | -3.4275e-05 |  | 3.5535e-05 |  | 2.5056e-05 |  | 0 |  | 0.0053785 |  | 2.7849e-05 |  | 0.011064 |  | #VALUE! |  | 5.1729e-05 |  | 3.3622e-05 |  | 8.8585e-05 |  | 0.00064982 |  | 0.0043479 |  | 0.23274
| 0 |  | 0 |  | -5.3659e-05 |  | 0 |  | 6.2583e-05 |  | -7.4585e-05 |  | -7.4585e-05 |  | 2.506e-05 |  | 2.5049e-05 |  | 0 |  | 0.0054711 |  | 2.785e-05 |  | 0.011164 |  | #VALUE! |  | 0.00010322 |  | 3.3612e-05 |  | 0.00012049 |  | 0.0006366 |  | 0.0042488 |  | 0.23321
| 0 |  | 0 |  | 2.0497e-05 |  | 0 |  | 3.8792e-05 |  | -7.774e-06 |  | -7.774e-06 |  | 2.6127e-05 |  | 5.0719e-05 |  | 0 |  | 0.0054275 |  | 5.8013e-05 |  | 0.011164 |  | #VALUE! |  | 0.00017396 |  | 6.1952e-05 |  | 0.00013117 |  | 0.00061763 |  | 0.0042166 |  | 0.23334
| 0 |  | 0 |  | 0.00014202 |  | 0 |  | 3.8794e-05 |  | -4.2063e-05 |  | -4.2063e-05 |  | 3.0507e-05 |  | 5.0717e-05 |  | 0 |  | 0.0052619 |  | 5.8016e-05 |  | 0.011003 |  | #VALUE! |  | -6.3622e-05 |  | 6.1949e-05 |  | 0.00010292 |  | 0.00059745 |  | 0.003994 |  | 0.2333
| 0 |  | 0 |  | 4.0506e-05 |  | 0 |  | 3.9373e-05 |  | -0.00016059 |  | -0.00016059 |  | 1.9372e-05 |  | 2.2258e-05 |  | 0 |  | 0.0052384 |  | 0 |  | 0.010871 |  | #VALUE! |  | 6.9701e-05 |  | 4.3521e-05 |  | 0.00010036 |  | 0.00060649 |  | 0.0037732 |  | 0.23332
| 0 |  | 0 |  | -7.8896e-05 |  | 0 |  | 3.9375e-05 |  | -0.00012553 |  | -0.00012553 |  | 1.7854e-05 |  | 2.2257e-05 |  | 0 |  | 0.0052335 |  | 0 |  | 0.010766 |  | #VALUE! |  | 0.00024695 |  | 4.3519e-05 |  | 5.3404e-05 |  | 0.0005925 |  | 0.0037537 |  | 0.23344
| 0 |  | 0 |  | -1.9186e-06 |  | 0 |  | 5.2381e-05 |  | -0.00010438 |  | -0.00010438 |  | 2.5985e-05 |  | 1.0203e-05 |  | 0 |  | 0.0052304 |  | 2.1268e-05 |  | 0.010688 |  | #VALUE! |  | 0.00018125 |  | 4.8711e-05 |  | 8.8527e-06 |  | 0.00057554 |  | 0.0035452 |  | 0.23326
| 0 |  | 0 |  | 1.9248e-05 |  | 0 |  | 5.2383e-05 |  | -5.2378e-06 |  | -5.2378e-06 |  | 2.696e-05 |  | 1.02e-05 |  | 0 |  | 0.0053292 |  | 2.1269e-05 |  | 0.010674 |  | #VALUE! |  | 0.00014718 |  | 4.8697e-05 |  | 9.8832e-05 |  | 0.00058471 |  | 0.0035319 |  | 0.23299
| 0 |  | 0 |  | 3.4913e-05 |  | 0 |  | 6.3226e-05 |  | 1.0941e-05 |  | 1.0941e-05 |  | 3.0441e-05 |  | 2.3437e-05 |  | 0 |  | 0.005272 |  | 4.063e-05 |  | 0.01074 |  | #VALUE! |  | -5.6924e-05 |  | 5.4532e-05 |  | 0.00012458 |  | 0.00057036 |  | 0.0034669 |  | 0.2326
| 0 |  | 0 |  | -2.0673e-05 |  | 0 |  | 6.3229e-05 |  | -5.2396e-05 |  | -5.2396e-05 |  | 2.4995e-05 |  | 2.3437e-05 |  | 0 |  | 0.0051313 |  | 4.0631e-05 |  | 0.010589 |  | #VALUE! |  | -0.00017144 |  | 5.4532e-05 |  | 6.5997e-05 |  | 0.000566 |  | 0.0032196 |  | 0.23227
| 0 |  | 0 |  | -8.3048e-05 |  | 0 |  | 9.2718e-06 |  | -2.6591e-05 |  | -2.6591e-05 |  | 2.4217e-05 |  | 3.0832e-05 |  | 0 |  | 0.0051606 |  | 4.9732e-05 |  | 0.010483 |  | #VALUE! |  | -0.00031213 |  | 3.7393e-05 |  | 0.00010333 |  | 0.00057097 |  | 0.003109 |  | 0.23195
| 0 |  | 0 |  | -3.6666e-05 |  | 0 |  | 9.2722e-06 |  | -5.1698e-05 |  | -5.1698e-05 |  | 2.3023e-05 |  | 3.0834e-05 |  | 0 |  | 0.0051477 |  | 4.9734e-05 |  | 0.010522 |  | #VALUE! |  | -0.00041246 |  | 3.7395e-05 |  | 8.3348e-05 |  | 0.0005675 |  | 0.00305 |  | 0.23156
| 0 |  | 0 |  | -6.4897e-05 |  | 0 |  | 5.1289e-05 |  | -1.6243e-05 |  | -1.6243e-05 |  | 2.0452e-05 |  | 4.5469e-05 |  | 0 |  | 0.0050998 |  | 3.2118e-05 |  | 0.010527 |  | #VALUE! |  | 3.6199e-05 |  | 4.2859e-05 |  | 5.9708e-05 |  | 0.00055997 |  | 0.003091 |  | 0.23127
| 0 |  | 0 |  | 8.9588e-05 |  | -0.00028338 |  | 5.1291e-05 |  | -3.0274e-05 |  | -3.0274e-05 |  | 1.315e-05 |  | 4.5455e-05 |  | 0 |  | 0.0050622 |  | 3.212e-05 |  | 0.010412 |  | #VALUE! |  | 0.00022133 |  | 4.2846e-05 |  | 9.1513e-05 |  | 0.00052941 |  | 0.0029565 |  | 0.2306
| 0 |  | 0 |  | 0.00014807 |  | -0.00028338 |  | 3.4959e-05 |  | -6.1315e-05 |  | -6.1315e-05 |  | 8.8322e-06 |  | 2.4588e-05 |  | 0 |  | 0.0049941 |  | 2.9188e-05 |  | 0.010329 |  | #VALUE! |  | 0.00024142 |  | 3.3552e-05 |  | 0.00010186 |  | 0.00051741 |  | 0.0027178 |  | 0.22967
| 0 |  | 0 |  | -4.8582e-05 |  | 0 |  | 3.496e-05 |  | -5.0964e-05 |  | -5.0964e-05 |  | 2.1492e-05 |  | 2.4588e-05 |  | 0 |  | 0.0050239 |  | 2.9189e-05 |  | 0.010433 |  | #VALUE! |  | 0.00018467 |  | 3.3552e-05 |  | 7.3988e-05 |  | 0.00051452 |  | 0.0025737 |  | 0.2291
| 0 |  | 0 |  | -2.0534e-05 |  | 0 |  | 1.5471e-05 |  | -5.2767e-05 |  | -5.2767e-05 |  | 4.0128e-05 |  | 2.4432e-05 |  | 0 |  | 0.004973 |  | 2.7632e-05 |  | 0.01048 |  | #VALUE! |  | -9.651e-06 |  | 3.7488e-05 |  | 8.1343e-06 |  | 0.00050466 |  | 0.0025185 |  | 0.22837
| 0 |  | 0 |  | 0.00015727 |  | 0 |  | 1.5471e-05 |  | -4.3714e-05 |  | -4.3714e-05 |  | 3.6957e-05 |  | 2.4431e-05 |  | 0 |  | 0.0049709 |  | 2.7633e-05 |  | 0.01032 |  | #VALUE! |  | 0.00010023 |  | 3.7486e-05 |  | 6.0391e-06 |  | 0.00048921 |  | 0.0024953 |  | 0.22738
| 0 |  | 0 |  | 8.3536e-05 |  | 0 |  | 6.1888e-05 |  | -4.3247e-05 |  | -4.3247e-05 |  | 3.0415e-05 |  | 2.2163e-05 |  | 0 |  | 0.0049759 |  | 6.8402e-05 |  | 0.010062 |  | #VALUE! |  | 0.00011651 |  | 4.6955e-05 |  | 7.9316e-05 |  | 0.00046461 |  | 0.0023872 |  | 0.22652
| 0 |  | 0 |  | 3.4997e-05 |  | 0 |  | 6.189e-05 |  | -1.9041e-05 |  | -1.9041e-05 |  | 2.5629e-05 |  | 2.2168e-05 |  | 0 |  | 0.0048703 |  | 6.8405e-05 |  | 0.010044 |  | #VALUE! |  | 6.3824e-05 |  | 4.6967e-05 |  | 0.00012493 |  | 0.00046985 |  | 0.0022722 |  | 0.22536
| 0 |  | 0 |  | 7.9276e-05 |  | 0 |  | 5.2762e-06 |  | -5.9378e-05 |  | -5.9378e-05 |  | 2.1799e-05 |  | 2.9396e-05 |  | 0 |  | 0.0047169 |  | 2.8061e-05 |  | 0.010096 |  | #VALUE! |  | -6.3555e-05 |  | 3.4551e-05 |  | 8.9763e-05 |  | 0.00046124 |  | 0.0021838 |  | 0.22384
| 0 |  | 0 |  | 4.2687e-05 |  | 0 |  | 5.2764e-06 |  | -0.00012004 |  | -0.00012004 |  | 2.2434e-05 |  | 2.9404e-05 |  | 0 |  | 0.0046471 |  | 2.8062e-05 |  | 0.0099819 |  | #VALUE! |  | -1.5605e-05 |  | 3.4559e-05 |  | 4.2694e-05 |  | 0.00046224 |  | 0.0020571 |  | 0.22213
| 0 |  | 0 |  | 3.0642e-05 |  | 0 |  | 3.231e-05 |  | -0.00013705 |  | -0.00013705 |  | 1.9333e-05 |  | 2.252e-05 |  | 0 |  | 0.0045972 |  | 5.7427e-05 |  | 0.0098826 |  | #VALUE! |  | 0.00034854 |  | 3.5881e-05 |  | 1.3519e-05 |  | 0.00045096 |  | 0.0019288 |  | 0.22067
| 0 |  | 0 |  | 3.3685e-05 |  | 0 |  | 3.2311e-05 |  | -0.0001271 |  | -0.0001271 |  | 1.4486e-05 |  | 2.2521e-05 |  | 0 |  | 0.0046214 |  | 5.7429e-05 |  | 0.009757 |  | #VALUE! |  | 0.0003452 |  | 3.5882e-05 |  | -2.9088e-05 |  | 0.00044861 |  | 0.001967 |  | 0.21946
| 0 |  | 0 |  | 4.4586e-05 |  | 0 |  | 0 |  | -5.1003e-05 |  | -5.1003e-05 |  | 2.5325e-05 |  | 5.2351e-05 |  | 0 |  | 0.0046141 |  | 5.0229e-05 |  | 0.0097354 |  | #VALUE! |  | 3.3351e-05 |  | 4.7019e-05 |  | 5.0188e-06 |  | 0.00045459 |  | 0.0019363 |  | 0.2181
| 0 |  | 0 |  | -8.4608e-05 |  | 0 |  | 0 |  | -6.1051e-05 |  | -6.1051e-05 |  | 2.9448e-05 |  | 5.2365e-05 |  | 0 |  | 0.0045214 |  | 5.0231e-05 |  | 0.0097169 |  | #VALUE! |  | 0.00022602 |  | 4.7031e-05 |  | 7.1127e-05 |  | 0.00044415 |  | 0.0017729 |  | 0.21671
| 0 |  | 0 |  | -5.4326e-05 |  | 0 |  | 4.8991e-05 |  | -0.00010345 |  | -0.00010345 |  | 1.3921e-05 |  | 1.8625e-05 |  | 0 |  | 0.004613 |  | 1.7854e-05 |  | 0.0095571 |  | #VALUE! |  | 0.00020589 |  | 4.3844e-05 |  | 6.4172e-05 |  | 0.00045455 |  | 0.0017454 |  | 0.21544
| 0 |  | 0 |  | -2.7501e-05 |  | 0 |  | 4.8993e-05 |  | -0.00010255 |  | -0.00010255 |  | 2.0559e-05 |  | 1.8629e-05 |  | 0 |  | 0.0045916 |  | 1.7855e-05 |  | 0.0095013 |  | #VALUE! |  | -0.00019819 |  | 4.3855e-05 |  | 7.0283e-05 |  | 0.00041707 |  | 0.00174 |  | 0.21401
| 0 |  | 0 |  | -1.5307e-05 |  | 0 |  | 2.4892e-05 |  | -6.1563e-05 |  | -6.1563e-05 |  | 3.1942e-05 |  | 2.8435e-05 |  | 0 |  | 0.0044892 |  | 2.2512e-05 |  | 0.0094866 |  | #VALUE! |  | -0.00012405 |  | 4.4087e-05 |  | 7.782e-05 |  | 0.00039267 |  | 0.0016368 |  | 0.2122
| 0 |  | 0 |  | 0.00011804 |  | 0 |  | 2.4893e-05 |  | -5.6675e-05 |  | -5.6675e-05 |  | 4.2885e-05 |  | 2.8435e-05 |  | 0 |  | 0.0046156 |  | 2.2512e-05 |  | 0.0094317 |  | #VALUE! |  | 7.0367e-06 |  | 4.4087e-05 |  | 7.9857e-05 |  | 0.00039999 |  | 0.0015001 |  | 0.21041
| 0 |  | 0 |  | 2.9771e-05 |  | 0 |  | 8.3515e-05 |  | -2.3172e-05 |  | -2.3172e-05 |  | 4.6749e-05 |  | 7.8966e-05 |  | 0 |  | 0.0046265 |  | 6.1784e-05 |  | 0.0093678 |  | #VALUE! |  | -1.8556e-05 |  | 4.3121e-05 |  | 7.0471e-05 |  | 0.00039954 |  | 0.0016238 |  | 0.20835
| 0 |  | 0 |  | -0.0001167 |  | 0 |  | 8.3518e-05 |  | -1.5863e-05 |  | -1.5863e-05 |  | 3.4112e-05 |  | 7.8966e-05 |  | 0 |  | 0.0043974 |  | 6.1786e-05 |  | 0.0094255 |  | #VALUE! |  | 8.0625e-05 |  | 4.3121e-05 |  | 1.143e-05 |  | 0.00038738 |  | 0.0016255 |  | 0.20612
| 0 |  | 0 |  | -0.00016715 |  | 0 |  | 4.9274e-05 |  | -3.9465e-05 |  | -3.9465e-05 |  | 3.0424e-05 |  | 3.3729e-05 |  | 0 |  | 0.0044047 |  | 5.3757e-05 |  | 0.0092829 |  | #VALUE! |  | 0.00016553 |  | 2.706e-05 |  | 6.6983e-05 |  | 0.00039399 |  | 0.0014494 |  | 0.20425
| 0 |  | 0 |  | -6.6419e-05 |  | 0 |  | 4.9276e-05 |  | 2.2778e-05 |  | 2.2778e-05 |  | 2.5176e-05 |  | 3.3729e-05 |  | 0 |  | 0.0043596 |  | 5.3759e-05 |  | 0.0091287 |  | #VALUE! |  | 6.4045e-05 |  | 2.706e-05 |  | 9.3465e-05 |  | 0.00039406 |  | 0.0013904 |  | 0.20212
| 0 |  | 0 |  | 3.6659e-05 |  | 0 |  | 4.5207e-05 |  | -1.9164e-05 |  | -1.9164e-05 |  | 3.6155e-05 |  | 4.5141e-05 |  | 0 |  | 0.0042746 |  | 4.2501e-05 |  | 0.0091386 |  | #VALUE! |  | 3.3906e-05 |  | 6.4846e-05 |  | 3.8633e-05 |  | 0.00038751 |  | 0.001317 |  | 0.19979
| 0 |  | 0 |  | -4.2431e-05 |  | 0 |  | 4.5209e-05 |  | -9.2977e-05 |  | -9.2977e-05 |  | 3.422e-05 |  | 4.5152e-05 |  | 0 |  | 0.0042775 |  | 4.2503e-05 |  | 0.0091407 |  | #VALUE! |  | 1.1437e-05 |  | 6.4862e-05 |  | 3.7055e-05 |  | 0.00038702 |  | 0.0012598 |  | 0.19753
| 0 |  | 0 |  | -1.6878e-05 |  | 0 |  | 3.6054e-06 |  | -0.00010347 |  | -0.00010347 |  | 2.2239e-05 |  | 1.8329e-05 |  | 0 |  | 0.0041756 |  | 7.586e-06 |  | 0.0091071 |  | #VALUE! |  | -2.7243e-05 |  | 1.4761e-05 |  | 1.4629e-06 |  | 0.00039092 |  | 0.0012307 |  | 0.19507
| 0 |  | 0 |  | 6.0045e-05 |  | 0 |  | 3.6055e-06 |  | -6.3712e-05 |  | -6.3712e-05 |  | 3.1368e-05 |  | 1.8324e-05 |  | 0 |  | 0.0042395 |  | 7.5863e-06 |  | 0.0089639 |  | #VALUE! |  | -5.27e-05 |  | 1.4757e-05 |  | -2.1462e-05 |  | 0.00038585 |  | 0.0012008 |  | 0.19262
| 0 |  | 0 |  | 1.0987e-05 |  | 0 |  | 6.4888e-05 |  | -4.0267e-05 |  | -4.0267e-05 |  | 2.8923e-05 |  | 6.2132e-05 |  | 0 |  | 0.0043154 |  | 7.5098e-05 |  | 0.0088335 |  | #VALUE! |  | -0.00013469 |  | 5.655e-05 |  | 2.2338e-05 |  | 0.00035047 |  | 0.0011552 |  | 0.19032
| 0 |  | 0 |  | 0.00012682 |  | 0 |  | 6.489e-05 |  | -0.00010922 |  | -0.00010922 |  | 2.8242e-05 |  | 6.2148e-05 |  | 0 |  | 0.0042145 |  | 7.5101e-05 |  | 0.0089343 |  | #VALUE! |  | -1.4925e-05 |  | 5.6565e-05 |  | 7.4737e-05 |  | 0.00034599 |  | 0.0010295 |  | 0.18786
| 0 |  | 0 |  | 2.0747e-05 |  | 0 |  | 3.6979e-05 |  | -0.00013864 |  | -0.00013864 |  | 3.5336e-05 |  | 3.345e-05 |  | 0 |  | 0.0041413 |  | 2.806e-05 |  | 0.0090446 |  | #VALUE! |  | 0.00033851 |  | 5.3632e-05 |  | 1.1206e-05 |  | 0.00035979 |  | 0.00098748 |  | 0.18538
| 0 |  | 0 |  | -0.00010864 |  | 0 |  | 3.698e-05 |  | -0.00010602 |  | -0.00010602 |  | 2.9417e-05 |  | 3.3441e-05 |  | 0 |  | 0.0040696 |  | 2.8062e-05 |  | 0.0088532 |  | #VALUE! |  | 0.00032063 |  | 5.3619e-05 |  | -1.1351e-05 |  | 0.00035644 |  | 0.00096693 |  | 0.18296
| 0 |  | 0 |  | -4.0463e-05 |  | 0 |  | 4.3228e-05 |  | -5.2587e-05 |  | -5.2587e-05 |  | 2.7692e-05 |  | 3.9632e-05 |  | 0 |  | 0.0040509 |  | 4.7309e-05 |  | 0.0086025 |  | #VALUE! |  | -0.00010663 |  | 4.6569e-05 |  | 2.1e-05 |  | 0.00038329 |  | 0.00096469 |  | 0.18052
| 0 |  | 0 |  | -6.4765e-05 |  | 0 |  | 4.323e-05 |  | -6.591e-05 |  | -6.591e-05 |  | 3.1824e-05 |  | 3.962e-05 |  | 0 |  | 0.0040596 |  | 4.7311e-05 |  | 0.008676 |  | #VALUE! |  | 9.7622e-05 |  | 4.6555e-05 |  | 4.5234e-05 |  | 0.00037254 |  | 0.0010016 |  | 0.17784
| 0 |  | 0 |  | 3.8532e-05 |  | 0 |  | 5.7236e-05 |  | -0.00013276 |  | -0.00013276 |  | 1.714e-05 |  | 1.0584e-05 |  | 0 |  | 0.0039821 |  | 2.386e-06 |  | 0.0087249 |  | #VALUE! |  | 0.00038653 |  | 3.9705e-05 |  | 4.0837e-05 |  | 0.00032827 |  | 0.00091037 |  | 0.17493
| 0 |  | 0 |  | 5.3858e-05 |  | 0 |  | 5.7238e-05 |  | -8.324e-05 |  | -8.324e-05 |  | 1.9156e-05 |  | 1.0587e-05 |  | 0 |  | 0.0040497 |  | 2.3861e-06 |  | 0.0085032 |  | #VALUE! |  | 0.00042061 |  | 3.9715e-05 |  | 1.4176e-05 |  | 0.00033604 |  | 0.00089651 |  | 0.1723
| 0 |  | 0 |  | 3.23e-06 |  | 0 |  | 5.5744e-05 |  | -6.8279e-05 |  | -6.8279e-05 |  | 2.6874e-05 |  | 3.6217e-05 |  | 0 |  | 0.0041135 |  | 7.8279e-05 |  | 0.0083906 |  | #VALUE! |  | 0.00018772 |  | 5.6145e-05 |  | 6.545e-05 |  | 0.00033717 |  | 0.00083368 |  | 0.16987
| 0 |  | 0 |  | 1.7443e-05 |  | 0 |  | 5.5747e-05 |  | -6.8536e-05 |  | -6.8536e-05 |  | 2.0244e-05 |  | 3.6228e-05 |  | 0 |  | 0.0040263 |  | 7.8282e-05 |  | 0.0083452 |  | #VALUE! |  | -2.8798e-06 |  | 5.6161e-05 |  | 4.4141e-05 |  | 0.0003341 |  | 0.00079384 |  | 0.16722
| 0 |  | 0 |  | 0.00010299 |  | 0 |  | 5.6399e-06 |  | -6.0072e-05 |  | -6.0072e-05 |  | 2.5703e-05 |  | 1.3212e-05 |  | 0 |  | 0.0039332 |  | 4.0287e-05 |  | 0.0083382 |  | #VALUE! |  | 3.1854e-05 |  | 5.1043e-05 |  | -2.411e-05 |  | 0.00032588 |  | 0.00083596 |  | 0.16434
| 0 |  | 0 |  | 3.4276e-05 |  | 0 |  | 5.6402e-06 |  | -7.1346e-05 |  | -7.1346e-05 |  | 2.4528e-05 |  | 1.3212e-05 |  | 0 |  | 0.003873 |  | 4.0289e-05 |  | 0.0082657 |  | #VALUE! |  | -9.0492e-06 |  | 5.1043e-05 |  | 2.4407e-05 |  | 0.00032909 |  | 0.00080734 |  | 0.16167
| 0 |  | 0 |  | -3.6385e-05 |  | 0 |  | 4.0473e-05 |  | -3.5197e-05 |  | -3.5197e-05 |  | 2.3288e-05 |  | 3.5353e-05 |  | 0 |  | 0.0038651 |  | 3.8318e-05 |  | 0.0081223 |  | #VALUE! |  | 0.00013018 |  | 4.0099e-05 |  | 5.1209e-05 |  | 0.00034209 |  | 0.00072184 |  | 0.15904
| 0 |  | 0 |  | 8.8732e-05 |  | 0 |  | 4.0474e-05 |  | -7.5984e-05 |  | -7.5984e-05 |  | 2.3952e-05 |  | 3.5342e-05 |  | 0 |  | 0.0039225 |  | 3.8319e-05 |  | 0.0080975 |  | #VALUE! |  | 0.0002628 |  | 4.0087e-05 |  | 3.9597e-05 |  | 0.00033601 |  | 0.00066147 |  | 0.15621
| 0 |  | 0 |  | 1.7484e-05 |  | 0 |  | 4.6516e-05 |  | -8.9651e-05 |  | -8.9651e-05 |  | 2.1409e-05 |  | 4.2408e-05 |  | 0 |  | 0.0040051 |  | 0 |  | 0.0080927 |  | #VALUE! |  | 0.00017792 |  | 4.5186e-05 |  | 2.3165e-05 |  | 0.00031921 |  | 0.00069978 |  | 0.15325
| 0 |  | 0 |  | -0.00014076 |  | 0 |  | 4.6518e-05 |  | -9.73e-05 |  | -9.73e-05 |  | 3.1457e-05 |  | 4.2397e-05 |  | 0 |  | 0.0038451 |  | 0 |  | 0.0079764 |  | #VALUE! |  | -5.3526e-05 |  | 4.5175e-05 |  | -6.0926e-07 |  | 0.00030233 |  | 0.00063751 |  | 0.15029
| 0 |  | 0 |  | -2.2973e-05 |  | 0 |  | 4.3182e-05 |  | -0.00013801 |  | -0.00013801 |  | 4.4479e-05 |  | 2.2175e-05 |  | 0 |  | 0.003674 |  | 2.7385e-06 |  | 0.0079914 |  | #VALUE! |  | -0.00025967 |  | 3.5707e-05 |  | 3.3255e-05 |  | 0.0003129 |  | 0.00057135 |  | 0.1474
| 0 |  | 0 |  | 0.00012709 |  | 0 |  | 4.3184e-05 |  | -0.00011392 |  | -0.00011392 |  | 2.7199e-05 |  | 2.2174e-05 |  | 0 |  | 0.0036512 |  | 2.7386e-06 |  | 0.0080918 |  | #VALUE! |  | -0.00024678 |  | 3.5706e-05 |  | 4.5856e-05 |  | 0.00031903 |  | 0.00060242 |  | 0.14443
| 0 |  | 0 |  | 4.5248e-05 |  | 0 |  | 1.1942e-05 |  | -0.00010341 |  | -0.00010341 |  | 1.131e-05 |  | 1.0976e-05 |  | 0 |  | 0.0037862 |  | 3.5948e-05 |  | 0.0078793 |  | #VALUE! |  | 8.0603e-05 |  | 2.6895e-05 |  | 9.5223e-06 |  | 0.00030266 |  | 0.00061701 |  | 0.14146
| 0 |  | 0 |  | -5.4072e-05 |  | 0 |  | 1.1942e-05 |  | -0.00012158 |  | -0.00012158 |  | 3.3564e-05 |  | 1.0973e-05 |  | 0 |  | 0.0037571 |  | 3.5949e-05 |  | 0.0078148 |  | #VALUE! |  | 0.00015758 |  | 2.6887e-05 |  | -3.8295e-05 |  | 0.00031152 |  | 0.00057138 |  | 0.13855
| 0 |  | 0 |  | 3.8097e-05 |  | 0 |  | 3.7481e-05 |  | -0.0001081 |  | -0.0001081 |  | 4.1809e-05 |  | 4.3244e-05 |  | 0 |  | 0.0036141 |  | 8.2161e-05 |  | 0.007857 |  | #VALUE! |  | 2.1568e-05 |  | 3.1899e-05 |  | 3.8143e-06 |  | 0.00030812 |  | 0.00052219 |  | 0.13582
| 0 |  | 0 |  | 0.0001249 |  | 0 |  | 3.7483e-05 |  | -9.6228e-05 |  | -9.6228e-05 |  | 2.9689e-05 |  | 4.3257e-05 |  | 0 |  | 0.0036702 |  | 8.2164e-05 |  | 0.0077635 |  | #VALUE! |  | -0.00012696 |  | 3.1909e-05 |  | 8.9799e-05 |  | 0.00028202 |  | 0.00054967 |  | 0.13318
| 0 |  | 0 |  | 0.00015018 |  | 0 |  | 5.5472e-05 |  | -0.00012039 |  | -0.00012039 |  | 1.6718e-05 |  | 2.6525e-05 |  | 0 |  | 0.0037216 |  | 3.1363e-05 |  | 0.0076227 |  | #VALUE! |  | -3.6833e-05 |  | 3.9667e-05 |  | 5.2927e-05 |  | 0.00028696 |  | 0.00055816 |  | 0.13036
| 0 |  | 0 |  | 0.00010369 |  | 0 |  | 5.5474e-05 |  | -0.00016722 |  | -0.00016722 |  | 1.2933e-05 |  | 2.6526e-05 |  | 0 |  | 0.0035841 |  | 3.1365e-05 |  | 0.0074728 |  | #VALUE! |  | 0.00017006 |  | 3.9669e-05 |  | 2.5743e-05 |  | 0.00030417 |  | 0.00047739 |  | 0.1276
| 0 |  | 0 |  | 2.8645e-05 |  | 0 |  | 5.0012e-05 |  | -8.0694e-05 |  | -8.0694e-05 |  | 2.4844e-05 |  | 2.2364e-05 |  | 0 |  | 0.0034873 |  | 4.8577e-05 |  | 0.0074676 |  | #VALUE! |  | 6.8914e-05 |  | 3.1566e-05 |  | 4.2757e-05 |  | 0.00029822 |  | 0.00053384 |  | 0.12493
| 0 |  | 0 |  | 0.00013609 |  | 0 |  | 5.0014e-05 |  | 2.5236e-05 |  | 2.5236e-05 |  | 3.701e-05 |  | 2.2365e-05 |  | 0 |  | 0.0035901 |  | 4.8579e-05 |  | 0.007487 |  | #VALUE! |  | 9.5367e-05 |  | 3.1567e-05 |  | 1.276e-05 |  | 0.00029997 |  | 0.00051055 |  | 0.12211
| 0 |  | 0 |  | 0.00024448 |  | 0 |  | 5.2573e-05 |  | -1.8016e-05 |  | -1.8016e-05 |  | 4.7754e-05 |  | 5.0231e-05 |  | 0 |  | 0.0035518 |  | 3.6192e-05 |  | 0.007445 |  | #VALUE! |  | 0.00021279 |  | 5.1796e-05 |  | 7.7148e-06 |  | 0.00030214 |  | 0.00042714 |  | 0.11943
| 0 |  | 0 |  | 0.00017485 |  | 0 |  | 5.2575e-05 |  | 2.7569e-05 |  | 2.7569e-05 |  | 4.5516e-05 |  | 5.0221e-05 |  | 0 |  | 0.0035051 |  | 3.6193e-05 |  | 0.0073325 |  | #VALUE! |  | 0.00023684 |  | 5.1785e-05 |  | 5.3787e-05 |  | 0.0002965 |  | 0.0004774 |  | 0.11674
| 0 |  | 0 |  | 1.1523e-05 |  | 0 |  | 3.0572e-05 |  | 4.2428e-05 |  | 4.2428e-05 |  | -5.7425e-05 |  | 5.3993e-05 |  | 0 |  | 0.0034525 |  | 8.3027e-05 |  | 0.0072858 |  | #VALUE! |  | 0.00014802 |  | 5.1134e-05 |  | 6.494e-05 |  | 0.0003013 |  | 0.00046728 |  | 0.11412
| 0 |  | 0 |  | -9.3477e-06 |  | 0 |  | 3.0574e-05 |  | -1.3676e-05 |  | -1.3676e-05 |  | 2.2372e-05 |  | 5.3996e-05 |  | 0 |  | 0.0033912 |  | 8.303e-05 |  | 0.007166 |  | #VALUE! |  | 6.3087e-05 |  | 5.1136e-05 |  | 5.8759e-05 |  | 0.0002896 |  | 0.00050605 |  | 0.11185
| 0 |  | 0 |  | -5.222e-05 |  | 0 |  | 6.1906e-05 |  | -0.0001003 |  | -0.0001003 |  | 3.1237e-05 |  | 3.1671e-05 |  | 0 |  | 0.0033744 |  | 3.1596e-05 |  | 0.0070612 |  | #VALUE! |  | 0.00013365 |  | 3.2848e-05 |  | 3.9299e-05 |  | 0.00028478 |  | 0.00043313 |  | 0.10954
| 0 |  | 0 |  | -7.4518e-05 |  | 0 |  | 6.1908e-05 |  | -7.931e-05 |  | -7.931e-05 |  | 3.5596e-05 |  | 3.1672e-05 |  | 0 |  | 0.0033645 |  | 3.1597e-05 |  | 0.0070551 |  | #VALUE! |  | 8.9044e-05 |  | 3.2849e-05 |  | 4.7697e-05 |  | 0.00028697 |  | 0.00039348 |  | 0.10695
| 0 |  | 0 |  | 9.4062e-06 |  | 0 |  | 7.0349e-05 |  | 5.1156e-05 |  | 5.1156e-05 |  | 3.4316e-05 |  | 5.2111e-05 |  | 0 |  | 0.0033348 |  | 5.9896e-05 |  | 0.0070744 |  | #VALUE! |  | 0.00011961 |  | 4.3283e-05 |  | 8.2574e-05 |  | 0.0002947 |  | 0.00045514 |  | 0.10463
| 0 |  | 0 |  | 8.7566e-05 |  | 0 |  | 7.0352e-05 |  | -1.0268e-05 |  | -1.0268e-05 |  | 3.1714e-05 |  | 5.2096e-05 |  | 0 |  | 0.0033173 |  | 5.9899e-05 |  | 0.0070251 |  | #VALUE! |  | 0.00024189 |  | 4.327e-05 |  | 2.2439e-05 |  | 0.00029609 |  | 0.00032781 |  | 0.10224
| 0 |  | 0 |  | 4.5527e-05 |  | 0 |  | 7.8447e-05 |  | -7.9021e-05 |  | -7.9021e-05 |  | 3.094e-05 |  | 2.9785e-05 |  | 0 |  | 0.0033067 |  | 4.9013e-05 |  | 0.0067986 |  | #VALUE! |  | 0.00032308 |  | 5.5283e-05 |  | 3.7527e-06 |  | 0.00027696 |  | 0.00027365 |  | 0.099733
| 0 |  | 0 |  | -2.8505e-05 |  | 0 |  | 7.845e-05 |  | -1.9615e-05 |  | -1.9615e-05 |  | 3.6328e-05 |  | 2.9785e-05 |  | 0 |  | 0.0032573 |  | 4.9015e-05 |  | 0.0068534 |  | #VALUE! |  | 0.00037775 |  | 5.5283e-05 |  | 6.5605e-05 |  | 0.00027357 |  | 0.00036694 |  | 0.097302
| 0 |  | 0 |  | 2.6114e-05 |  | 0 |  | 6.2392e-05 |  | 6.4523e-06 |  | 6.4523e-06 |  | 3.2298e-05 |  | 3.0021e-05 |  | 0 |  | 0.0032235 |  | 5.8023e-05 |  | 0.0068965 |  | #VALUE! |  | 0.00031182 |  | 3.9105e-05 |  | 5.7997e-05 |  | 0.000275 |  | 0.00036131 |  | 0.094762
| 0 |  | 0 |  | 4.8495e-05 |  | 0 |  | 6.2395e-05 |  | -6.8953e-05 |  | -6.8953e-05 |  | 1.8513e-05 |  | 3.0022e-05 |  | 0 |  | 0.0031304 |  | 5.8025e-05 |  | 0.0067493 |  | #VALUE! |  | 5.1883e-05 |  | 3.9106e-05 |  | 3.6625e-05 |  | 0.00029462 |  | 0.00030314 |  | 0.092367
| 0 |  | 0 |  | -1.5232e-05 |  | 0 |  | 3.4253e-05 |  | -8.6235e-05 |  | -8.6235e-05 |  | 2.2179e-05 |  | 2.1508e-05 |  | 0 |  | 0.003212 |  | 2.53e-05 |  | 0.0066692 |  | #VALUE! |  | -4.183e-06 |  | 5.0042e-05 |  | 3.5042e-05 |  | 0.00031309 |  | 0.00030095 |  | 0.090167
| 0 |  | 0 |  | -0.00012638 |  | 0 |  | 3.4254e-05 |  | -0.0001134 |  | -0.0001134 |  | 2.4913e-05 |  | 2.1513e-05 |  | 0 |  | 0.0032429 |  | 2.5301e-05 |  | 0.0065152 |  | #VALUE! |  | 0.00010659 |  | 5.0053e-05 |  | 1.4715e-05 |  | 0.00030201 |  | 0.00019007 |  | 0.087805
| 0 |  | 0 |  | -0.00014842 |  | 0 |  | 5.0781e-05 |  | -0.00010393 |  | -0.00010393 |  | 1.5922e-05 |  | 5.7838e-05 |  | 0 |  | 0.0031546 |  | 6.841e-05 |  | 0.0065224 |  | #VALUE! |  | 3.4689e-05 |  | 3.6347e-05 |  | 1.7203e-05 |  | 0.00027323 |  | 0.0002112 |  | 0.085469
| 0 |  | 0 |  | -0.00010862 |  | 0 |  | 5.0783e-05 |  | -6.2981e-05 |  | -6.2981e-05 |  | 1.3996e-05 |  | 5.7852e-05 |  | 0 |  | 0.003147 |  | 6.8413e-05 |  | 0.0065736 |  | #VALUE! |  | 5.3777e-05 |  | 3.6356e-05 |  | -3.0579e-05 |  | 0.00024872 |  | 0.00022844 |  | 0.083289
| 0 |  | 0 |  | -5.7383e-05 |  | 0 |  | 4.9533e-05 |  | -8.4165e-05 |  | -8.4165e-05 |  | 2.8147e-05 |  | 1.6796e-05 |  | 0 |  | 0.0031419 |  | 5.1888e-05 |  | 0.0065003 |  | #VALUE! |  | 0.00028936 |  | 4.2869e-05 |  | -5.2472e-05 |  | 0.00025421 |  | 0.00016577 |  | 0.081179
| 0 |  | 0 |  | 1.5595e-05 |  | 0 |  | 4.9535e-05 |  | -2.5535e-05 |  | -2.5535e-05 |  | 3.3708e-05 |  | 1.6795e-05 |  | 0 |  | 0.0033073 |  | 5.189e-05 |  | 0.006491 |  | #VALUE! |  | 0.00019048 |  | 4.2867e-05 |  | -2.932e-05 |  | 0.00025718 |  | 0.0002383 |  | 0.07912
| 0 |  | 0 |  | 7.426e-05 |  | 0 |  | 3.6619e-05 |  | 5.1393e-06 |  | 5.1393e-06 |  | 3.125e-05 |  | 3.505e-05 |  | 0 |  | 0.0033096 |  | 3.9986e-05 |  | 0.0064099 |  | #VALUE! |  | -1.867e-05 |  | 4.9624e-05 |  | 2.0715e-05 |  | 0.0002702 |  | 0.00021662 |  | 0.077112
| 0 |  | 0 |  | 3.1012e-05 |  | 0 |  | 3.6621e-05 |  | 7.5737e-06 |  | 7.5737e-06 |  | 3.9962e-05 |  | 3.5059e-05 |  | 0 |  | 0.0031349 |  | 3.9987e-05 |  | 0.0062707 |  | #VALUE! |  | -7.5312e-06 |  | 4.9637e-05 |  | 4.0632e-05 |  | 0.00026387 |  | 0.00027655 |  | 0.075156
| 0 |  | 0 |  | -8.3209e-05 |  | 0 |  | 4.826e-05 |  | 7.6213e-05 |  | 7.6213e-05 |  | 2.6414e-05 |  | 4.4442e-05 |  | 0 |  | 0.0031051 |  | 5.5122e-05 |  | 0.0063647 |  | #VALUE! |  | 0.00012786 |  | 1.5003e-05 |  | 6.5876e-05 |  | 0.00025214 |  | 0.00036336 |  | 0.073027
| 0 |  | 0 |  | -0.00019308 |  | 0 |  | 4.8262e-05 |  | 1.0482e-05 |  | 1.0482e-05 |  | 1.4999e-05 |  | 4.4453e-05 |  | 0 |  | 0.0030188 |  | 5.5124e-05 |  | 0.0062849 |  | #VALUE! |  | 0.00025778 |  | 1.5007e-05 |  | 9.6764e-05 |  | 0.00025893 |  | 0.00030319 |  | 0.070967
| 0 |  | 0 |  | -0.00013063 |  | 0 |  | 4.0634e-05 |  | -8.7195e-05 |  | -8.7195e-05 |  | 3.404e-05 |  | 8.7239e-06 |  | 0 |  | 0.0029774 |  | 3.892e-05 |  | 0.0060812 |  | #VALUE! |  | 0.0004287 |  | 4.8876e-05 |  | 2.2358e-05 |  | 0.00025352 |  | 0.00023956 |  | 0.068897
| 0 |  | 0 |  | -3.6797e-05 |  | 0 |  | 4.0636e-05 |  | -2.9149e-06 |  | -2.9149e-06 |  | 4.2618e-05 |  | 8.7235e-06 |  | 0 |  | 0.0030196 |  | 3.8921e-05 |  | 0.0060612 |  | #VALUE! |  | 0.00021787 |  | 4.8874e-05 |  | -7.3202e-06 |  | 0.00024828 |  | 0.0001829 |  | 0.0669
| 0 |  | 0 |  | -7.3791e-05 |  | 0 |  | 3.6794e-05 |  | -1.7744e-05 |  | -1.7744e-05 |  | 2.5787e-05 |  | 3.0534e-05 |  | 0 |  | 0.0029856 |  | 4.1446e-05 |  | 0.0061142 |  | #VALUE! |  | -0.00030368 |  | 3.1991e-05 |  | 1.8222e-05 |  | 0.00026574 |  | 0.00017697 |  | 0.065078
| 0 |  | 0 |  | -8.4077e-06 |  | 0 |  | 3.6795e-05 |  | -0.00011114 |  | -0.00011114 |  | 3.2467e-05 |  | 3.0534e-05 |  | 0 |  | 0.0030387 |  | 4.1448e-05 |  | 0.0059726 |  | #VALUE! |  | -0.00014213 |  | 3.1991e-05 |  | 1.8911e-05 |  | 0.00028925 |  | 0.00018996 |  | 0.063231
| 0 |  | 0 |  | -4.663e-05 |  | 0 |  | 3.7367e-05 |  | -5.7649e-05 |  | -5.7649e-05 |  | 3.0804e-05 |  | 5.6743e-05 |  | 0 |  | 0.0030187 |  | 9.2802e-05 |  | 0.0058264 |  | #VALUE! |  | 0.00020284 |  | 5.0188e-05 |  | 4.897e-05 |  | 0.00028319 |  | 0.00024618 |  | 0.061459
| 0 |  | 0 |  | 3.4478e-05 |  | 0 |  | 3.7369e-05 |  | -2.3101e-05 |  | -2.3101e-05 |  | 1.4918e-05 |  | 5.6757e-05 |  | 0 |  | 0.00303 |  | 9.2805e-05 |  | 0.0058257 |  | #VALUE! |  | 0.00035208 |  | 5.0201e-05 |  | 7.3013e-06 |  | 0.00024059 |  | 0.0002174 |  | 0.059742
| 0 |  | 0 |  | 0.00014804 |  | 0 |  | 6.9634e-05 |  | -5.2089e-05 |  | -5.2089e-05 |  | 1.9445e-05 |  | 4.4094e-05 |  | 0 |  | 0.003047 |  | 6.424e-05 |  | 0.0058039 |  | #VALUE! |  | 0.00035829 |  | 3.5548e-05 |  | -9.5474e-06 |  | 0.00022954 |  | 0.00015995 |  | 0.058057
| 0 |  | 0 |  | 5.5362e-05 |  | 0 |  | 6.9637e-05 |  | -7.1681e-05 |  | -7.1681e-05 |  | 4.4183e-05 |  | 4.4094e-05 |  | 0 |  | 0.0028678 |  | 6.4243e-05 |  | 0.0057788 |  | #VALUE! |  | -0.00012025 |  | 3.5548e-05 |  | 3.6328e-05 |  | 0.00024523 |  | 0.00014897 |  | 0.056245
| 0 |  | 0 |  | -3.9192e-05 |  | 0 |  | 4.1293e-05 |  | -3.3627e-05 |  | -3.3627e-05 |  | 3.2416e-05 |  | 3.8204e-05 |  | 0 |  | 0.0028226 |  | 7.1432e-05 |  | 0.0057657 |  | #VALUE! |  | -0.00024107 |  | 5.3061e-05 |  | 3.0628e-05 |  | 0.00025106 |  | 0.00018097 |  | 0.054528
| 0 |  | 0 |  | -0.00013963 |  | 0 |  | 4.1294e-05 |  | -2.5543e-05 |  | -2.5543e-05 |  | -4.6195e-06 |  | 3.8204e-05 |  | 0 |  | 0.0027993 |  | 7.1434e-05 |  | 0.0058319 |  | #VALUE! |  | 0.00011812 |  | 5.3061e-05 |  | -9.4044e-06 |  | 0.00020779 |  | 0.00012484 |  | 0.053008
| 0 |  | 0 |  | -3.0188e-05 |  | 0 |  | 3.6744e-05 |  | -7.0283e-05 |  | -7.0283e-05 |  | 1.4984e-06 |  | 0 |  | 0 |  | 0.0027249 |  | 4.9329e-05 |  | 0.0057626 |  | #VALUE! |  | 0.00026138 |  | 4.6028e-05 |  | -6.5781e-05 |  | 0 |  | 2.4981e-05 |  | 0.051249
| 0 |  | 0 |  | 0.000107 |  | 0 |  | 3.6746e-05 |  | -4.7752e-05 |  | -4.7752e-05 |  | 1.9212e-05 |  | 0 |  | 0 |  | 0.0027799 |  | 4.9331e-05 |  | 0.0055357 |  | #VALUE! |  | 0.00011512 |  | 4.604e-05 |  | -3.5577e-06 |  | 0 |  | 0.00013521 |  | 0.049632
| 0 |  | 0 |  | 5.2864e-05 |  | 0 |  | 1.2072e-06 |  | -3.8046e-05 |  | -3.8046e-05 |  | 3.1005e-05 |  | 4.7666e-06 |  | 0 |  | 0.0027853 |  | 9.0793e-06 |  | 0.0054944 |  | #VALUE! |  | -0.00023231 |  | 2.3258e-05 |  | 1.1553e-05 |  | 0 |  | 9.9135e-05 |  | 0.048225
| 0 |  | 0 |  | 6.9176e-05 |  | 0 |  | 1.2073e-06 |  | -4.0738e-05 |  | -4.0738e-05 |  | 2.8604e-05 |  | 4.7678e-06 |  | 0 |  | 0.0027669 |  | 9.0797e-06 |  | 0.0055502 |  | #VALUE! |  | 7.2226e-05 |  | 2.3264e-05 |  | -4.5617e-05 |  | 0 |  | 0.00010871 |  | 0.046775
| 0 |  | 0 |  | 0.00019494 |  | 0 |  | 6.3634e-05 |  | -5.0234e-05 |  | -5.0234e-05 |  | 2.168e-05 |  | 2.8634e-05 |  | 0 |  | 0.0027657 |  | 4.5005e-05 |  | 0.0055415 |  | #VALUE! |  | 0.00030679 |  | 2.1459e-05 |  | -2.2674e-05 |  | 0 |  | 0.00017146 |  | 0.045317
| 0 |  | 0 |  | 8.3753e-05 |  | 0 |  | 6.3636e-05 |  | -0.00011196 |  | -0.00011196 |  | 2.4816e-05 |  | 2.8634e-05 |  | 0 |  | 0.0027589 |  | 4.5007e-05 |  | 0.0053989 |  | #VALUE! |  | 6.2897e-05 |  | 2.1459e-05 |  | 2.8574e-05 |  | 0 |  | 0.00011387 |  | 0.04403
| 0 |  | 0 |  | -0.00013859 |  | 0 |  | 3.8242e-05 |  | -0.00012807 |  | -0.00012807 |  | 2.6706e-05 |  | 1.8999e-05 |  | 0 |  | 0.0026333 |  | 5.2619e-05 |  | 0.0052987 |  | #VALUE! |  | 4.0514e-05 |  | 4.4626e-05 |  | 3.4566e-05 |  | 0 |  | 5.6371e-05 |  | 0.042741
| 0 |  | 0 |  | -4.9868e-05 |  | 0 |  | 3.8244e-05 |  | -7.906e-05 |  | -7.906e-05 |  | 2.4442e-05 |  | 1.8994e-05 |  | 0 |  | 0.0026199 |  | 5.2621e-05 |  | 0.0052681 |  | #VALUE! |  | 0.00027832 |  | 4.4613e-05 |  | 5.0848e-05 |  | 0 |  | 0.00016316 |  | 0.041374
| 0 |  | 0 |  | 7.6283e-05 |  | 0 |  | 4.2105e-05 |  | -8.602e-05 |  | -8.602e-05 |  | 3.0354e-05 |  | 3.0861e-05 |  | 0 |  | 0.002655 |  | 7.4781e-05 |  | 0.0051063 |  | #VALUE! |  | 0.00040498 |  | 3.0203e-05 |  | 4.0435e-05 |  | 0 |  | 0.00019884 |  | 0.040118
| 0 |  | 0 |  | 1.0454e-05 |  | 0 |  | 4.2107e-05 |  | -0.00013268 |  | -0.00013268 |  | 3.1591e-05 |  | 3.0853e-05 |  | 0 |  | 0.0025928 |  | 7.4784e-05 |  | 0.0051607 |  | #VALUE! |  | 0.00038168 |  | 3.0195e-05 |  | -1.6053e-05 |  | 0 |  | -3.2821e-05 |  | 0.038794
| 0 |  | 0 |  | 4.5338e-05 |  | 0 |  | 7.191e-05 |  | -0.00010325 |  | -0.00010325 |  | 1.9618e-05 |  | 3.1271e-05 |  | 0 |  | 0.0026004 |  | 3.3509e-05 |  | 0.0052205 |  | #VALUE! |  | 0.00019359 |  | 4.9892e-05 |  | -1.923e-06 |  | 0 |  | -2.0791e-05 |  | 0.037587
| 0 |  | 0 |  | 0.00013308 |  | 0 |  | 7.1913e-05 |  | -9.7078e-05 |  | -9.7078e-05 |  | 2.5761e-05 |  | 3.1271e-05 |  | 0 |  | 0.0025803 |  | 3.351e-05 |  | 0.0050222 |  | #VALUE! |  | 5.7647e-05 |  | 4.9892e-05 |  | -2.2823e-05 |  | 0 |  | 2.7287e-06 |  | 0.036517
| 0 |  | 0 |  | 6.4675e-05 |  | 0 |  | 5.1447e-05 |  | -0.00017669 |  | -0.00017669 |  | 2.3308e-05 |  | 3.8963e-06 |  | 0 |  | 0.0024361 |  | 3.5154e-05 |  | 0.005066 |  | #VALUE! |  | 0.00014462 |  | 3.5587e-05 |  | -4.279e-05 |  | 0 |  | -0.00012643 |  | 0.035342
| 0 |  | 0 |  | -5.0425e-05 |  | 0 |  | 5.1449e-05 |  | -0.0001692 |  | -0.0001692 |  | 2.0378e-05 |  | 3.8974e-06 |  | 0 |  | 0.0023282 |  | 3.5155e-05 |  | 0.0050882 |  | #VALUE! |  | 0.00019537 |  | 3.5598e-05 |  | -2.487e-05 |  | 0 |  | -1.84e-05 |  | 0.034179
| 0 |  | 0 |  | 7.36e-05 |  | 0 |  | 3.7372e-05 |  | -0.00011649 |  | -0.00011649 |  | 2.8264e-05 |  | 2.7928e-05 |  | 0 |  | 0.0024443 |  | 6.09e-05 |  | 0.0049811 |  | #VALUE! |  | 0.00026726 |  | 4.0428e-05 |  | -4.7299e-05 |  | 0 |  | 4.769e-05 |  | 0.033145
| 0 |  | 0 |  | 1.036e-05 |  | 0 |  | 3.7374e-05 |  | -6.1178e-06 |  | -6.1178e-06 |  | 2.7497e-05 |  | 2.7935e-05 |  | 0 |  | 0.0024659 |  | 6.0902e-05 |  | 0.0050375 |  | #VALUE! |  | 0.00014059 |  | 4.0439e-05 |  | -3.7784e-05 |  | 0 |  | 7.69e-05 |  | 0.032135
| 0 |  | 0 |  | -0.00024159 |  | 0 |  | 2.7264e-05 |  | 4.7019e-05 |  | 4.7019e-05 |  | 1.2156e-05 |  | 3.3293e-05 |  | 0 |  | 0.0024123 |  | 4.5626e-05 |  | 0.0050097 |  | #VALUE! |  | 8.7376e-05 |  | 5.4273e-05 |  | -5.762e-06 |  | 0 |  | 5.8636e-05 |  | 0.031038
| 0 |  | 0 |  | -2.7667e-05 |  | 0 |  | 2.7265e-05 |  | -5.5309e-05 |  | -5.5309e-05 |  | 1.8875e-05 |  | 3.3291e-05 |  | 0 |  | 0.002425 |  | 4.5628e-05 |  | 0.0048764 |  | #VALUE! |  | 0.00012263 |  | 5.427e-05 |  | -4.41e-05 |  | 0 |  | -8.5745e-06 |  | 0.030038
| 0 |  | 0 |  | 3.1232e-05 |  | 0 |  | 0 |  | -0.00022258 |  | -0.00022258 |  | 2.8212e-05 |  | 0 |  | 0 |  | 0.0023175 |  | 0 |  | 0.0048189 |  | #VALUE! |  | -0.00034397 |  | 0 |  | -0.00010982 |  | 0 |  | -0.00012892 |  | 0.028623
| 0 |  | 0 |  | 3.6545e-05 |  | 0 |  | 3.8364e-05 |  | -4.9392e-05 |  | -4.9392e-05 |  | 2.4071e-05 |  | 3.7466e-05 |  | 0 |  | 0.0024723 |  | 8.1634e-05 |  | 0.0048826 |  | #VALUE! |  | 0.00012192 |  | 4.7856e-05 |  | 1.0816e-05 |  | 0 |  | 6.6012e-05 |  | 0.027264
| 0 |  | 0 |  | 3.3115e-05 |  | 0 |  | 3.8365e-05 |  | -6.4625e-05 |  | -6.4625e-05 |  | 2.877e-05 |  | 3.7468e-05 |  | 0 |  | 0.0024917 |  | 8.1638e-05 |  | 0.0047333 |  | #VALUE! |  | 0.00031286 |  | 4.7858e-05 |  | -4.314e-05 |  | 0 |  | 6.8395e-05 |  | 0.02631
| 0 |  | 0 |  | -1.5431e-05 |  | 0 |  | 8.0494e-05 |  | -1.9584e-05 |  | -1.9584e-05 |  | 2.8426e-05 |  | 5.4591e-05 |  | 0 |  | 0.0025861 |  | 2.8641e-05 |  | 0.0046428 |  | #VALUE! |  | 0.00017993 |  | 5.3455e-05 |  | 4.0819e-05 |  | 0 |  | -1.038e-05 |  | 0.025489
| 0 |  | 0 |  | 4.3887e-05 |  | 0 |  | 8.0498e-05 |  | 0.00011305 |  | 0.00011305 |  | 2.783e-05 |  | 5.4594e-05 |  | 0 |  | 0.0025148 |  | 2.8642e-05 |  | 0.00459 |  | #VALUE! |  | 0.00024599 |  | 5.3457e-05 |  | 7.3042e-05 |  | 0 |  | 0.00013467 |  | 0.024654
| 0 |  | 0 |  | 7.0038e-05 |  | 0 |  | 3.7541e-05 |  | 3.2832e-05 |  | 3.2832e-05 |  | 3.7359e-05 |  | 2.4836e-05 |  | 0 |  | 0.0024369 |  | 0 |  | 0.004581 |  | #VALUE! |  | 0.00020259 |  | 4.5782e-05 |  | 2.2851e-05 |  | 0 |  | 0.00013277 |  | 0.023821
| 0 |  | 0 |  | -9.9034e-05 |  | 0 |  | 3.7543e-05 |  | -0.00015419 |  | -0.00015419 |  | 3.688e-05 |  | 2.4842e-05 |  | 0 |  | 0.0025508 |  | 0 |  | 0.0045034 |  | #VALUE! |  | 0.00010364 |  | 4.5793e-05 |  | -2.1459e-06 |  | 0 |  | -4.2922e-06 |  | 0.023066
| 0 |  | 0 |  | -5.7447e-05 |  | 0 |  | 4.6481e-05 |  | -0.00012954 |  | -0.00012954 |  | 2.9057e-05 |  | 2.0351e-05 |  | 0 |  | 0.0023559 |  | 4.8386e-05 |  | 0.0044362 |  | #VALUE! |  | -0.00018098 |  | 3.8836e-05 |  | 1.8803e-05 |  | 0 |  | 6.1401e-05 |  | 0.02234
| 0 |  | 0 |  | 2.6656e-05 |  | 0 |  | 4.6483e-05 |  | 2.2679e-06 |  | 2.2679e-06 |  | 3.9154e-05 |  | 2.0345e-05 |  | 0 |  | 0.0022091 |  | 4.8387e-05 |  | 0.0044274 |  | #VALUE! |  | -0.00011511 |  | 3.8825e-05 |  | 3.9541e-05 |  | 0 |  | 5.8533e-05 |  | 0.021706
| 0 |  | 0 |  | -3.0458e-05 |  | 0 |  | 0.00010295 |  | 1.3685e-05 |  | 1.3685e-05 |  | 3.5959e-05 |  | 5.0127e-05 |  | 0 |  | 0.0023446 |  | 6.5371e-05 |  | 0.0043817 |  | #VALUE! |  | 0.0002948 |  | 4.8986e-05 |  | 1.794e-05 |  | 0 |  | 3.7916e-05 |  | 0.021094
| 0 |  | 0 |  | -3.8226e-05 |  | 0 |  | 0.00010296 |  | -4.2018e-05 |  | -4.2018e-05 |  | 3.856e-05 |  | 5.0142e-05 |  | 0 |  | 0.0023125 |  | 6.5373e-05 |  | 0.0042514 |  | #VALUE! |  | 0.00034865 |  | 4.9e-05 |  | 3.2432e-05 |  | 0 |  | -1.3508e-05 |  | 0.020307
| 0 |  | 0 |  | -4.6381e-05 |  | 0 |  | 2.7127e-05 |  | -6.9538e-05 |  | -6.9538e-05 |  | 3.4304e-05 |  | 5.4679e-05 |  | 0 |  | 0.0022799 |  | 4.8522e-05 |  | 0.0042168 |  | #VALUE! |  | -0.00013254 |  | 4.2115e-05 |  | 3.6695e-05 |  | 0 |  | -8.6467e-05 |  | 0.019628
| 0 |  | 0 |  | -0.00011698 |  | 0 |  | 2.7128e-05 |  | -8.055e-05 |  | -8.055e-05 |  | 1.0212e-05 |  | 5.4677e-05 |  | 0 |  | 0.0022979 |  | 4.8524e-05 |  | 0.0042361 |  | #VALUE! |  | -0.00046009 |  | 4.2113e-05 |  | 4.655e-06 |  | 0 |  | -3.1918e-05 |  | 0.018923
| 0 |  | 0 |  | -0.00018053 |  | 0 |  | 4.7498e-05 |  | -0.00011939 |  | -0.00011939 |  | 2.6348e-05 |  | 3.7239e-05 |  | 0 |  | 0.0021706 |  | 2.7593e-05 |  | 0.0041863 |  | #VALUE! |  | -0.00010996 |  | 4.9872e-05 |  | 2.6001e-05 |  | 0 |  | -3.6017e-05 |  | 0.018272
| 0 |  | 0 |  | -0.00016781 |  | 0 |  | 4.7499e-05 |  | -0.00014114 |  | -0.00014114 |  | 4.9704e-05 |  | 3.7237e-05 |  | 0 |  | 0.0021025 |  | 2.7594e-05 |  | 0.0040494 |  | #VALUE! |  | -3.5991e-05 |  | 4.987e-05 |  | 3.1178e-05 |  | 0 |  | -9.007e-05 |  | 0.017694
| 0 |  | 0 |  | -0.00011729 |  | 0 |  | 6.3384e-05 |  | -0.00010212 |  | -0.00010212 |  | 3.4084e-05 |  | 4.181e-05 |  | 0 |  | 0.002183 |  | 3.3647e-05 |  | 0.0041391 |  | #VALUE! |  | -0.00015283 |  | 3.1547e-05 |  | 9.839e-06 |  | 0 |  | -1.7456e-05 |  | 0.017119
| 0 |  | 0 |  | 1.634e-07 |  | 0 |  | 6.3386e-05 |  | -4.6861e-05 |  | -4.6861e-05 |  | 2.0466e-05 |  | 4.1819e-05 |  | 0 |  | 0.0023193 |  | 3.3648e-05 |  | 0.0041589 |  | #VALUE! |  | 1.8828e-05 |  | 3.1553e-05 |  | -2.6398e-06 |  | 0 |  | 2.9093e-05 |  | 0.01665
| 0 |  | 0 |  | 0.0001058 |  | 0 |  | 4.0842e-05 |  | -6.5714e-05 |  | -6.5714e-05 |  | 1.3603e-05 |  | 1.3217e-05 |  | 0 |  | 0.0022609 |  | 2.9107e-05 |  | 0.0039641 |  | #VALUE! |  | 2.7293e-05 |  | 2.9419e-05 |  | -3.193e-05 |  | 0 |  | -9.47e-05 |  | 0.016143
| 0 |  | 0 |  | 2.8459e-05 |  | 0 |  | 4.0843e-05 |  | -4.58e-05 |  | -4.58e-05 |  | 1.1749e-05 |  | 1.3219e-05 |  | 0 |  | 0.0021566 |  | 2.9108e-05 |  | 0.0039796 |  | #VALUE! |  | -4.6391e-05 |  | 2.9425e-05 |  | -8.211e-06 |  | 0 |  | -2.2228e-05 |  | 0.015695
| 0 |  | 0 |  | 2.8648e-05 |  | 0 |  | 7.5386e-05 |  | 5.2128e-05 |  | 5.2128e-05 |  | 2.303e-05 |  | 1.6949e-05 |  | 0 |  | 0.0021748 |  | 5.425e-05 |  | 0.0040214 |  | #VALUE! |  | -0.0001566 |  | 4.5324e-05 |  | 4.14e-05 |  | 0 |  | 9.9304e-05 |  | 0.015247
| 0 |  | 0 |  | 3.7296e-05 |  | 0 |  | 7.5389e-05 |  | -5.3659e-05 |  | -5.3659e-05 |  | 1.245e-05 |  | 1.6948e-05 |  | 0 |  | 0.0021082 |  | 5.4252e-05 |  | 0.0040246 |  | #VALUE! |  | 1.1968e-05 |  | 4.5322e-05 |  | -1.7185e-05 |  | 0 |  | -1.9566e-06 |  | 0.014787
| 0 |  | 0 |  | 1.8057e-05 |  | 0 |  | 8.5163e-05 |  | -0.00014304 |  | -0.00014304 |  | 1.5781e-05 |  | 1.3375e-05 |  | 0 |  | 0.0021295 |  | 6.2274e-05 |  | 0.0039596 |  | #VALUE! |  | -5.1983e-05 |  | 5.343e-05 |  | -4.6495e-05 |  | 0 |  | 3.1432e-05 |  | 0.014356
| 0 |  | 0 |  | 7.4014e-05 |  | 0 |  | 8.5167e-05 |  | 9.6789e-05 |  | 9.6789e-05 |  | 4.0835e-05 |  | 1.3379e-05 |  | 0 |  | 0.0021927 |  | 6.2276e-05 |  | 0.003894 |  | #VALUE! |  | -0.00011215 |  | 5.3443e-05 |  | -3.2335e-05 |  | 0 |  | 0.00014058 |  | 0.01388
| 0 |  | 0 |  | 1.5159e-05 |  | 0 |  | 4.0146e-05 |  | 0.00010236 |  | 0.00010236 |  | 3.5416e-05 |  | 5.9113e-05 |  | 0 |  | 0.0021492 |  | 2.5995e-05 |  | 0.003806 |  | #VALUE! |  | -0.00018815 |  | 4.0914e-05 |  | 1.1349e-05 |  | 0 |  | 9.9623e-05 |  | 0.013394
| 0 |  | 0 |  | 2.2665e-05 |  | 0 |  | 4.0148e-05 |  | -7.9289e-05 |  | -7.9289e-05 |  | 3.1476e-05 |  | 5.9131e-05 |  | 0 |  | 0.0021125 |  | 2.5996e-05 |  | 0.003737 |  | #VALUE! |  | -0.00014672 |  | 4.0926e-05 |  | 2.9513e-05 |  | 0 |  | 1.22e-05 |  | 0.01297
| 0 |  | 0 |  | 3.913e-06 |  | 0 |  | 4.1049e-05 |  | -6.8346e-05 |  | -6.8346e-05 |  | 3.3245e-05 |  | 3.7202e-05 |  | 0 |  | 0.001992 |  | 8.5507e-05 |  | 0.0037715 |  | #VALUE! |  | 0.00017684 |  | 4.8937e-05 |  | 1.1454e-05 |  | 0 |  | -3.0084e-05 |  | 0.012566
| 0 |  | 0 |  | -8.3312e-06 |  | 0 |  | 4.1051e-05 |  | -0.00012287 |  | -0.00012287 |  | 3.0563e-05 |  | 3.7201e-05 |  | 0 |  | 0.0019826 |  | 8.5511e-05 |  | 0.0038103 |  | #VALUE! |  | 2.3255e-05 |  | 4.8935e-05 |  | 3.8103e-05 |  | 0 |  | -7.021e-05 |  | 0.012146
| 0 |  | 0 |  | -1.1556e-06 |  | 0 |  | 6.491e-05 |  | -8.1065e-05 |  | -8.1065e-05 |  | 2.2577e-05 |  | 6.0325e-05 |  | 0 |  | 0.0020718 |  | 4.8341e-05 |  | 0.0038133 |  | #VALUE! |  | 0.00028587 |  | 5.4256e-05 |  | 1.2782e-05 |  | 0 |  | -2.7592e-05 |  | 0.011831
| 0 |  | 0 |  | -4.9236e-05 |  | 0 |  | 6.4912e-05 |  | -2.6344e-05 |  | -2.6344e-05 |  | 2.2734e-05 |  | 6.0325e-05 |  | 0 |  | 0.002098 |  | 4.8343e-05 |  | 0.003785 |  | #VALUE! |  | 0.00047303 |  | 5.4256e-05 |  | -1.1553e-05 |  | 0 |  | -6.7733e-05 |  | 0.011528
| 0 |  | 0 |  | -2.9369e-05 |  | 0 |  | 3.3146e-05 |  | -8.3934e-05 |  | -8.3934e-05 |  | 2.6647e-05 |  | 1.668e-05 |  | 0 |  | 0.0020312 |  | 4.7231e-05 |  | 0.0037118 |  | #VALUE! |  | 0.00020309 |  | 2.919e-05 |  | -1.407e-05 |  | 0 |  | -0.00020092 |  | 0.01112
| 0 |  | 0 |  | -4.1267e-06 |  | 0 |  | 3.3147e-05 |  | -0.0001318 |  | -0.0001318 |  | 2.0837e-05 |  | 1.668e-05 |  | 0 |  | 0.0018275 |  | 4.7233e-05 |  | 0.0036197 |  | #VALUE! |  | -0.00020395 |  | 2.919e-05 |  | -1.8315e-05 |  | 0 |  | -0.00026508 |  | 0.010736
| 0 |  | 0 |  | 0.0001106 |  | 0 |  | 2.3732e-05 |  | -0.00011142 |  | -0.00011142 |  | 2.7743e-05 |  | 2.2931e-05 |  | 0 |  | 0.0018332 |  | 6.1128e-05 |  | 0.0036018 |  | #VALUE! |  | -0.0002097 |  | 3.1494e-05 |  | -1.1952e-05 |  | 0 |  | -0.00021312 |  | 0.010516
| 0 |  | 0 |  | 6.9272e-05 |  | 0 |  | 2.3733e-05 |  | -1.0509e-05 |  | -1.0509e-05 |  | 3.1671e-05 |  | 2.2938e-05 |  | 0 |  | 0.0020154 |  | 6.113e-05 |  | 0.0035909 |  | #VALUE! |  | 6.4959e-05 |  | 3.1503e-05 |  | -1.6865e-05 |  | 0 |  | 6.1705e-05 |  | 0.010285
| 0 |  | 0 |  | -7.3517e-05 |  | 0 |  | 2.3322e-05 |  | -6.7018e-05 |  | -6.7018e-05 |  | 2.5812e-05 |  | 2.9993e-05 |  | 0 |  | 0.0019578 |  | 7.1566e-05 |  | 0.0035871 |  | #VALUE! |  | 7.6958e-05 |  | 2.1215e-05 |  | -2.3455e-05 |  | 0 |  | 2.7523e-05 |  | 0.0099473
| 0 |  | 0 |  | -4.5568e-05 |  | 0 |  | 2.3323e-05 |  | -5.7723e-05 |  | -5.7723e-05 |  | 2.7009e-05 |  | 2.9993e-05 |  | 0 |  | 0.0018521 |  | 7.1568e-05 |  | 0.0035543 |  | #VALUE! |  | 0.0002054 |  | 2.1215e-05 |  | 2.4305e-05 |  | 0 |  | -5.3757e-05 |  | 0.0096923
| 0 |  | 0 |  | 3.7666e-05 |  | 0 |  | 7.4036e-05 |  | -5.0323e-05 |  | -5.0323e-05 |  | 3.56e-05 |  | 1.0622e-05 |  | 0 |  | 0.0018702 |  | 7.4353e-05 |  | 0.003458 |  | #VALUE! |  | 0.00015679 |  | 4.7111e-05 |  | 3.056e-05 |  | 0 |  | 1.2774e-05 |  | 0.0094077
| 0 |  | 0 |  | 8.8632e-05 |  | 0 |  | 7.4039e-05 |  | -0.00018541 |  | -0.00018541 |  | 3.2281e-05 |  | 1.0619e-05 |  | 0 |  | 0.0020176 |  | 7.4355e-05 |  | 0.0034409 |  | #VALUE! |  | -2.432e-05 |  | 4.7098e-05 |  | -5.7116e-06 |  | 0 |  | -4.0329e-05 |  | 0.0090874
| 0 |  | 0 |  | 2.784e-05 |  | 0 |  | 4.3778e-05 |  | -0.00014007 |  | -0.00014007 |  | 2.4439e-05 |  | 5.0211e-05 |  | 0 |  | 0.0018848 |  | 9.8491e-05 |  | 0.0034115 |  | #VALUE! |  | 9.5672e-05 |  | 5.1988e-05 |  | -1.4589e-06 |  | 0 |  | 2.9364e-05 |  | 0.0088235
| 0 |  | 0 |  | 3.9216e-05 |  | 0 |  | 4.378e-05 |  | -7.2109e-05 |  | -7.2109e-05 |  | 3.7795e-05 |  | 5.0211e-05 |  | 0 |  | 0.0017347 |  | 9.8495e-05 |  | 0.0034307 |  | #VALUE! |  | 0.00021905 |  | 5.1988e-05 |  | 9.005e-06 |  | 0 |  | 8.597e-05 |  | 0.008569
| 0 |  | 0 |  | 7.5337e-05 |  | 0 |  | 3.3246e-05 |  | -7.6746e-05 |  | -7.6746e-05 |  | 3.8613e-05 |  | 0 |  | 0 |  | 0.0017841 |  | 2.6897e-05 |  | 0.0034038 |  | #VALUE! |  | 0.00030244 |  | 2.1519e-05 |  | 2.2869e-06 |  | 0 |  | 2.2705e-05 |  | 0.0083311
| 0 |  | 0 |  | -2.5351e-05 |  | 0 |  | 3.3247e-05 |  | -0.00014893 |  | -0.00014893 |  | 2.3443e-05 |  | 0 |  | 0 |  | 0.0019211 |  | 2.6898e-05 |  | 0.0032839 |  | #VALUE! |  | 0.00039418 |  | 2.1519e-05 |  | 2.4523e-05 |  | 0 |  | -0.00011557 |  | 0.0080644
| 0 |  | 0 |  | -3.6894e-05 |  | 0 |  | 4.0422e-05 |  | -0.00011934 |  | -0.00011934 |  | 3.0134e-05 |  | 5.8485e-05 |  | 0 |  | 0.0020794 |  | 7.8194e-05 |  | 0.003255 |  | #VALUE! |  | 6.2216e-05 |  | 2.5011e-05 |  | 4.5034e-05 |  | 0 |  | -5.2141e-05 |  | 0.0077928
| 0 |  | 0 |  | 5.1065e-05 |  | 0 |  | 4.0424e-05 |  | -7.769e-05 |  | -7.769e-05 |  | 4.6932e-05 |  | 5.85e-05 |  | 0 |  | 0.0020766 |  | 7.8197e-05 |  | 0.0032315 |  | #VALUE! |  | -0.00011123 |  | 2.5017e-05 |  | -2.4405e-06 |  | 0 |  | -4.4107e-05 |  | 0.0075805
| 0 |  | 0 |  | 0.00014 |  | 0 |  | 3.5135e-05 |  | -8.6909e-05 |  | -8.6909e-05 |  | 4.4448e-05 |  | 5.339e-05 |  | 0 |  | 0.0021277 |  | 8.1341e-05 |  | 0.0032601 |  | #VALUE! |  | -5.0156e-05 |  | 6.9353e-05 |  | 2.6876e-05 |  | 0 |  | -6.7361e-05 |  | 0.0074141
| 0 |  | 0 |  | 9.4024e-05 |  | 0 |  | 3.5137e-05 |  | -4.7946e-05 |  | -4.7946e-05 |  | 3.3325e-05 |  | 5.3403e-05 |  | 0 |  | 0.001986 |  | 8.1344e-05 |  | 0.0032074 |  | #VALUE! |  | -2.0085e-05 |  | 6.9371e-05 |  | 3.3531e-05 |  | 0 |  | -3.736e-05 |  | 0.0070893
| 0 |  | 0 |  | -7.4346e-05 |  | 0 |  | 4.7789e-05 |  | -2.0074e-05 |  | -2.0074e-05 |  | 2.2466e-05 |  | 4.9886e-05 |  | 0 |  | 0.0017812 |  | 8.8457e-05 |  | 0.0031734 |  | #VALUE! |  | 0.00010012 |  | 4.5228e-05 |  | 7.384e-05 |  | 0 |  | 1.8574e-05 |  | 0.0068945
| 0 |  | 0 |  | -8.974e-05 |  | 0 |  | 4.7791e-05 |  | 6.9817e-05 |  | 6.9817e-05 |  | 2.1424e-05 |  | 4.9886e-05 |  | 0 |  | 0.0017136 |  | 8.8461e-05 |  | 0.0032547 |  | #VALUE! |  | 0.00017877 |  | 4.5228e-05 |  | 7.8852e-05 |  | 0 |  | 4.9185e-05 |  | 0.0068511
| 0 |  | 0 |  | -0.00011732 |  | 0 |  | 4.5074e-05 |  | 1.7746e-05 |  | 1.7746e-05 |  | 3.7027e-05 |  | 2.3979e-05 |  | 0 |  | 0.0017779 |  | 2.0172e-05 |  | 0.0031265 |  | #VALUE! |  | 0.00025651 |  | 1.6258e-05 |  | -1.7341e-05 |  | 0 |  | 2.2514e-05 |  | 0.0066621
| 0 |  | 0 |  | -7.858e-05 |  | 0 |  | 4.5076e-05 |  | 9.5903e-06 |  | 9.5903e-06 |  | 3.4785e-05 |  | 2.3979e-05 |  | 0 |  | 0.0017957 |  | 2.0173e-05 |  | 0.0030221 |  | #VALUE! |  | 0.0001217 |  | 1.6258e-05 |  | -3.3617e-06 |  | 0 |  | 2.0699e-06 |  | 0.0063605
| 0 |  | 0 |  | 1.3962e-05 |  | 0 |  | 1.651e-05 |  | 3.6273e-05 |  | 3.6273e-05 |  | 3.3987e-05 |  | 3.4897e-05 |  | 0 |  | 0.0017742 |  | 9.3287e-05 |  | 0.0030039 |  | #VALUE! |  | 5.1401e-05 |  | 5.006e-05 |  | 4.5472e-05 |  | 0 |  | -1.8508e-05 |  | 0.0062028
| 0 |  | 0 |  | -0.00010001 |  | 0 |  | 1.6511e-05 |  | -3.1059e-05 |  | -3.1059e-05 |  | 2.6742e-05 |  | 3.4888e-05 |  | 0 |  | 0.001774 |  | 9.3291e-05 |  | 0.0029892 |  | #VALUE! |  | 1.9125e-05 |  | 5.0047e-05 |  | 4.3988e-05 |  | 0 |  | 3.1469e-05 |  | 0.0060962
| 0 |  | 0 |  | -6.4788e-05 |  | 0 |  | 5.5369e-05 |  | -0.00011899 |  | -0.00011899 |  | 1.252e-05 |  | 2.2317e-05 |  | 0 |  | 0.0017911 |  | 7.5649e-05 |  | 0.0029412 |  | #VALUE! |  | -0.00036366 |  | 2.4224e-05 |  | 1.9522e-06 |  | 0 |  | -3.0381e-05 |  | 0.0058717
| 0 |  | 0 |  | 7.0488e-05 |  | 0 |  | 5.5371e-05 |  | -0.0001317 |  | -0.0001317 |  | 2.0414e-05 |  | 2.2317e-05 |  | 0 |  | 0.0018478 |  | 7.5652e-05 |  | 0.0029485 |  | #VALUE! |  | 0.00010719 |  | 2.4224e-05 |  | -4.8674e-05 |  | 0 |  | -4.7918e-05 |  | 0.0057557
| 0 |  | 0 |  | 3.9468e-06 |  | 0 |  | 3.6705e-05 |  | -9.6822e-05 |  | -9.6822e-05 |  | 3.6615e-05 |  | 3.1245e-05 |  | 0 |  | 0.0017861 |  | 6.5983e-06 |  | 0.0029975 |  | #VALUE! |  | 0.00041334 |  | 3.8204e-05 |  | -5.6156e-05 |  | 0 |  | -3.3936e-05 |  | 0.0055339
| 0 |  | 0 |  | -1.1106e-05 |  | 0 |  | 3.6706e-05 |  | -1.2869e-05 |  | -1.2869e-05 |  | 3.0738e-05 |  | 3.1243e-05 |  | 0 |  | 0.0017464 |  | 6.5986e-06 |  | 0.0028551 |  | #VALUE! |  | 0.00025816 |  | 3.8203e-05 |  | -1.8448e-05 |  | 0 |  | 7.7789e-05 |  | 0.0053894
| 0 |  | 0 |  | 7.4703e-05 |  | 0 |  | 6.9851e-05 |  | -3.4771e-05 |  | -3.4771e-05 |  | 1.7245e-05 |  | 4.667e-05 |  | 0 |  | 0.0018346 |  | 6.8378e-05 |  | 0.0028684 |  | #VALUE! |  | 0.00030288 |  | 2.4794e-05 |  | -7.4899e-06 |  | 0 |  | 0.0001062 |  | 0.0053129
| 0 |  | 0 |  | 3.6822e-05 |  | 0 |  | 6.9854e-05 |  | -0.0001504 |  | -0.0001504 |  | 2.3942e-05 |  | 4.6682e-05 |  | 0 |  | 0.0018809 |  | 6.838e-05 |  | 0.0028269 |  | #VALUE! |  | -0.00016556 |  | 2.4801e-05 |  | 1.0956e-05 |  | 0 |  | -4.1616e-05 |  | 0.0050747
| 0 |  | 0 |  | 4.9684e-05 |  | 0 |  | 1.8304e-05 |  | -6.8756e-05 |  | -6.8756e-05 |  | 3.878e-05 |  | 6.4861e-05 |  | 0 |  | 0.0019044 |  | 6.7452e-05 |  | 0.0027973 |  | #VALUE! |  | -0.00014615 |  | 4.9651e-05 |  | 2.1446e-05 |  | 0 |  | 1.6776e-05 |  | 0.0049354
| 0 |  | 0 |  | 0.00017701 |  | 0 |  | 1.8304e-05 |  | -1.5102e-05 |  | -1.5102e-05 |  | 2.9706e-05 |  | 6.4878e-05 |  | 0 |  | 0.001754 |  | 6.7455e-05 |  | 0.0027763 |  | #VALUE! |  | -0.00022241 |  | 4.9664e-05 |  | -3.4776e-05 |  | 0 |  | 3.9835e-05 |  | 0.004837
| 0 |  | 0 |  | 0.00010798 |  | 0 |  | 1.4882e-05 |  | 6.2572e-06 |  | 6.2572e-06 |  | 3.6191e-05 |  | 9.1612e-06 |  | 0 |  | 0.0016371 |  | 1.7988e-05 |  | 0.0026503 |  | #VALUE! |  | -0.00020737 |  | 1.9689e-05 |  | -5.756e-05 |  | 0 |  | -8.6908e-05 |  | 0.004735
| 0 |  | 0 |  | 5.4058e-07 |  | 0 |  | 1.4883e-05 |  | -2.3119e-05 |  | -2.3119e-05 |  | 4.8875e-05 |  | 9.1608e-06 |  | 0 |  | 0.0016366 |  | 1.7989e-05 |  | 0.0026475 |  | #VALUE! |  | 0.00024853 |  | 1.9688e-05 |  | -2.2564e-05 |  | 0 |  | -0.00015892 |  | 0.004649
| 0 |  | 0 |  | -3.6611e-05 |  | 0 |  | 6.8662e-05 |  | 2.231e-05 |  | 2.231e-05 |  | 3.2107e-05 |  | 5.5839e-05 |  | 0 |  | 0.0016874 |  | 6.0376e-05 |  | 0.0026842 |  | #VALUE! |  | 0.00039137 |  | 7.5965e-05 |  | 1.8296e-05 |  | 0 |  | -2.5345e-05 |  | 0.0045357
| 0 |  | 0 |  | 1.6443e-05 |  | 0 |  | 6.8665e-05 |  | 2.0443e-05 |  | 2.0443e-05 |  | 2.778e-05 |  | 5.5824e-05 |  | 0 |  | 0.0017269 |  | 6.0379e-05 |  | 0.0026941 |  | #VALUE! |  | 0.00010402 |  | 7.5946e-05 |  | 9.7139e-07 |  | 0 |  | 5.7958e-06 |  | 0.0044349
| 0 |  | 0 |  | 5.1227e-05 |  | 0 |  | 0.00010512 |  | -4.7529e-05 |  | -4.7529e-05 |  | 4.3819e-05 |  | 4.1464e-05 |  | 0 |  | 0.0017301 |  | 5.3359e-05 |  | 0.0025544 |  | #VALUE! |  | -0.00019331 |  | 4.2701e-05 |  | 4.7303e-06 |  | 0 |  | -0.00012063 |  | 0.0043187
| 0 |  | 0 |  | 1.67e-05 |  | 0 |  | 0.00010512 |  | -0.00016713 |  | -0.00016713 |  | 3.673e-05 |  | 4.1472e-05 |  | 0 |  | 0.0016026 |  | 5.3361e-05 |  | 0.0025518 |  | #VALUE! |  | -3.2085e-05 |  | 4.271e-05 |  | 2.08e-07 |  | 0 |  | -0.0001657 |  | 0.0041233
| 0 |  | 0 |  | -2.7592e-05 |  | 0 |  | 6.4694e-05 |  | -0.00015959 |  | -0.00015959 |  | 2.6834e-05 |  | 4.8419e-05 |  | 0 |  | 0.0014684 |  | 4.2891e-05 |  | 0.0026411 |  | #VALUE! |  | 7.6285e-05 |  | 4.6529e-05 |  | 3.4245e-06 |  | 0 |  | -8.4475e-05 |  | 0.0040663
| 0 |  | 0 |  | 4.1493e-05 |  | 0 |  | 6.4697e-05 |  | -5.1391e-05 |  | -5.1391e-05 |  | 2.9734e-05 |  | 4.8421e-05 |  | 0 |  | 0.0015791 |  | 4.2893e-05 |  | 0.002572 |  | #VALUE! |  | 0.00032905 |  | 4.6531e-05 |  | 2.8116e-05 |  | 0 |  | -3.5885e-05 |  | 0.0039778
| 0 |  | 0 |  | 5.3569e-06 |  | 0 |  | 2.9144e-05 |  | -0.0001249 |  | -0.0001249 |  | 2.6023e-05 |  | 8.5176e-06 |  | 0 |  | 0.0016106 |  | 4.5158e-07 |  | 0.0024203 |  | #VALUE! |  | 0.00022582 |  | 5.089e-05 |  | 2.4414e-05 |  | 0 |  | -0.00012976 |  | 0.0037668
| 0 |  | 0 |  | -8.0882e-05 |  | 0 |  | 2.9146e-05 |  | -8.0841e-05 |  | -8.0841e-05 |  | 2.7433e-05 |  | 8.5176e-06 |  | 0 |  | 0.0014698 |  | 4.5159e-07 |  | 0.0024626 |  | #VALUE! |  | -9.9635e-05 |  | 5.089e-05 |  | -5.0584e-05 |  | 0 |  | -9.8902e-05 |  | 0.0036814
| 0 |  | 0 |  | 7.9443e-05 |  | 0 |  | 2.8044e-05 |  | -2.2743e-05 |  | -2.2743e-05 |  | 2.8054e-05 |  | 6.8574e-05 |  | 0 |  | 0.0015898 |  | 1.2369e-05 |  | 0.0026206 |  | #VALUE! |  | 0.00031493 |  | 3.1705e-05 |  | -4.5395e-05 |  | 0 |  | 8.2969e-05 |  | 0.0036291
| 0 |  | 0 |  | 0.00012913 |  | 0 |  | 2.8045e-05 |  | -8.7809e-05 |  | -8.7809e-05 |  | 1.7177e-05 |  | 6.8554e-05 |  | 0 |  | 0.0015813 |  | 1.237e-05 |  | 0.002483 |  | #VALUE! |  | 0.00044729 |  | 3.1695e-05 |  | 5.0027e-05 |  | 0 |  | 8.9967e-05 |  | 0.0035654
| 0 |  | 0 |  | -4.0143e-05 |  | 0 |  | 7.352e-05 |  | -6.5514e-05 |  | -6.5514e-05 |  | 2.2013e-05 |  | 4.9184e-05 |  | 0 |  | 0.0013263 |  | 9.1029e-05 |  | 0.0023639 |  | #VALUE! |  | 0.00029838 |  | 5.8422e-05 |  | 2.9433e-05 |  | 0 |  | -4.2976e-05 |  | 0.0034842
| 0 |  | 0 |  | -8.5046e-05 |  | 0 |  | 7.3523e-05 |  | -7.8389e-05 |  | -7.8389e-05 |  | 3.7661e-05 |  | 4.9186e-05 |  | 0 |  | 0.0012741 |  | 9.1033e-05 |  | 0.0022651 |  | #VALUE! |  | 0.00012353 |  | 5.8425e-05 |  | 5.265e-05 |  | 0 |  | -5.3793e-05 |  | 0.0033558
| 0 |  | 0 |  | 2.4616e-05 |  | 0 |  | 5.4486e-05 |  | -0.00014093 |  | -0.00014093 |  | 4.3628e-05 |  | 1.6066e-05 |  | 0 |  | 0.0012595 |  | 3.8462e-06 |  | 0.002285 |  | #VALUE! |  | -0.00018821 |  | 3.7536e-05 |  | 2.184e-05 |  | 0 |  | -0.00012728 |  | 0.0032578
| 0 |  | 0 |  | 3.8796e-05 |  | 0 |  | 5.4488e-05 |  | -0.00017478 |  | -0.00017478 |  | 4.5382e-05 |  | 1.6066e-05 |  | 0 |  | 0.0012493 |  | 3.8463e-06 |  | 0.0024343 |  | #VALUE! |  | -0.00011728 |  | 3.7537e-05 |  | -1.176e-05 |  | 0 |  | -0.00015615 |  | 0.0031323
| 0 |  | 0 |  | 0.00011578 |  | 0 |  | 7.52e-05 |  | -0.00014976 |  | -0.00014976 |  | 2.7008e-05 |  | 3.0985e-05 |  | 0 |  | 0.0014216 |  | 2.2475e-05 |  | 0.0023736 |  | #VALUE! |  | -4.3273e-05 |  | 5.0544e-05 |  | 5.9015e-05 |  | 0 |  | -0.00011316 |  | 0.0030774
| 0 |  | 0 |  | 2.648e-05 |  | 0 |  | 7.5203e-05 |  | -0.00015564 |  | -0.00015564 |  | 1.7132e-05 |  | 3.0994e-05 |  | 0 |  | 0.0016076 |  | 2.2476e-05 |  | 0.002293 |  | #VALUE! |  | 9.153e-05 |  | 5.0559e-05 |  | 5.7125e-05 |  | 0 |  | -0.00021703 |  | 0.0030135
| 0 |  | 0 |  | -0.00015618 |  | 0 |  | 9.9104e-05 |  | -0.0001645 |  | -0.0001645 |  | 1.5703e-05 |  | 7.6001e-05 |  | 0 |  | 0.0015952 |  | 2.5616e-05 |  | 0.0021843 |  | #VALUE! |  | 0.00026922 |  | 3.9767e-05 |  | 7.0143e-05 |  | 0 |  | -0.000196 |  | 0.0029063
| 0 |  | 0 |  | 5.031e-05 |  | 0 |  | 9.9108e-05 |  | -7.2253e-05 |  | -7.2253e-05 |  | 1.0906e-05 |  | 7.6024e-05 |  | 0 |  | 0.0015226 |  | 2.5617e-05 |  | 0.0022129 |  | #VALUE! |  | 0.00025873 |  | 3.9778e-05 |  | 7.1623e-05 |  | 0 |  | -5.8389e-05 |  | 0.002916
| 0 |  | 0 |  | 0.00023876 |  | 0 |  | 3.563e-05 |  | -2.4093e-06 |  | -2.4093e-06 |  | 2.1728e-05 |  | 5.0267e-05 |  | 0 |  | 0.0014455 |  | 1.5003e-05 |  | 0.0023093 |  | #VALUE! |  | 0.00026 |  | 3.7011e-05 |  | -1.7239e-05 |  | 0 |  | -6.041e-05 |  | 0.0028784
| 0 |  | 0 |  | 0.00016186 |  | 0 |  | 3.5632e-05 |  | 6.1928e-05 |  | 6.1928e-05 |  | 2.6184e-05 |  | 5.0269e-05 |  | 0 |  | 0.0013779 |  | 1.5004e-05 |  | 0.0023106 |  | #VALUE! |  | 0.00014997 |  | 3.7012e-05 |  | 2.4039e-05 |  | 0 |  | -4.8401e-05 |  | 0.0027641
| 0 |  | 0 |  | 0.00013393 |  | 0 |  | 3.2733e-05 |  | 3.0726e-05 |  | 3.0726e-05 |  | 1.1969e-05 |  | 7.0237e-05 |  | 0 |  | 0.0015857 |  | 0.00012214 |  | 0.0022507 |  | #VALUE! |  | 0.00012062 |  | 5.911e-05 |  | 0.00011528 |  | 0 |  | 5.0516e-05 |  | 0.0026996
| 0 |  | 0 |  | 5.6783e-05 |  | 0 |  | 3.2734e-05 |  | -1.3088e-05 |  | -1.3088e-05 |  | 1.8898e-05 |  | 7.0258e-05 |  | 0 |  | 0.0016518 |  | 0.00012214 |  | 0.0022576 |  | #VALUE! |  | 0.00013385 |  | 5.9127e-05 |  | 9.9321e-05 |  | 0 |  | 4.7775e-05 |  | 0.002659
| 0 |  | 0 |  | 0.00012741 |  | 0 |  | 2.3396e-05 |  | -1.3883e-05 |  | -1.3883e-05 |  | 3.0426e-05 |  | 7.5786e-05 |  | 0 |  | 0.0016307 |  | 9.2364e-05 |  | 0.0021737 |  | #VALUE! |  | 2.6423e-05 |  | 4.5504e-05 |  | 3.2701e-05 |  | 0 |  | 4.4441e-05 |  | 0.0026229
| 0 |  | 0 |  | 6.8113e-05 |  | 0 |  | 2.3397e-05 |  | -0.00012311 |  | -0.00012311 |  | 1.9681e-05 |  | 7.5808e-05 |  | 0 |  | 0.0017366 |  | 9.2368e-05 |  | 0.0020943 |  | #VALUE! |  | 0.00020608 |  | 4.5518e-05 |  | -1.5373e-05 |  | 0 |  | 8.6935e-06 |  | 0.0025597
| 0 |  | 0 |  | -3.9088e-05 |  | 0 |  | 4.1542e-05 |  | -0.00018152 |  | -0.00018152 |  | 1.4727e-05 |  | 1.0598e-05 |  | 0 |  | 0.0015345 |  | 7.5124e-05 |  | 0.0022201 |  | #VALUE! |  | 0.00011582 |  | 5.0919e-05 |  | -2.0612e-05 |  | 0 |  | -0.00014287 |  | 0.0023436
| 0 |  | 0 |  | -3.4361e-05 |  | 0 |  | 4.1544e-05 |  | -0.00020631 |  | -0.00020631 |  | 2.6316e-05 |  | 1.0601e-05 |  | 0 |  | 0.001309 |  | 7.5127e-05 |  | 0.0021781 |  | #VALUE! |  | -0.00037909 |  | 5.093e-05 |  | -1.5631e-05 |  | 0 |  | -0.00034425 |  | 0.0022373
| 0 |  | 0 |  | 4.6375e-07 |  | 0 |  | 2.7882e-05 |  | -0.00021351 |  | -0.00021351 |  | 2.1255e-05 |  | 5.8054e-05 |  | 0 |  | 0.0012066 |  | 7.0828e-05 |  | 0.0020303 |  | #VALUE! |  | -4.0462e-05 |  | 3.465e-05 |  | 2.1223e-05 |  | 0 |  | -0.00025298 |  | 0.0023414
| 0 |  | 0 |  | 0.00012195 |  | 0 |  | 2.7884e-05 |  | -0.00014894 |  | -0.00014894 |  | 1.8087e-05 |  | 5.8069e-05 |  | 0 |  | 0.0012453 |  | 7.083e-05 |  | 0.001999 |  | #VALUE! |  | 0.00047171 |  | 3.4659e-05 |  | 3.7206e-07 |  | 0 |  | -0.00012931 |  | 0.0023787
| 0 |  | 0 |  | 9.8667e-05 |  | 0 |  | 0.00010589 |  | -0.0002243 |  | -0.0002243 |  | 3.0478e-05 |  | 1.6638e-05 |  | 0 |  | 0.0013319 |  | 4.3798e-05 |  | 0.0019382 |  | #VALUE! |  | 0.00033028 |  | 2.3126e-05 |  | 1.0072e-08 |  | 0 |  | -0.00027047 |  | 0.0022593
| 0 |  | 0 |  | -3.101e-05 |  | 0 |  | 0.00010589 |  | -0.00014887 |  | -0.00014887 |  | 3.8234e-05 |  | 1.6643e-05 |  | 0 |  | 0.0014059 |  | 4.38e-05 |  | 0.0019461 |  | #VALUE! |  | 0.00022309 |  | 2.3133e-05 |  | -2.9455e-05 |  | 0 |  | -0.00027264 |  | 0.0022123
| 0 |  | 0 |  | -1.6437e-05 |  | 0 |  | 0.00010295 |  | 5.7469e-05 |  | 5.7469e-05 |  | 3.1787e-05 |  | 0.00010785 |  | 0 |  | 0.0015448 |  | 7.9774e-05 |  | 0.002023 |  | #VALUE! |  | -5.5493e-05 |  | 5.7804e-05 |  | -4.1353e-05 |  | 0 |  | 1.2596e-05 |  | 0.0022224
| 0 |  | 0 |  | -1.9907e-05 |  | 0 |  | 0.00010295 |  | -5.3183e-05 |  | -5.3183e-05 |  | 3.0095e-05 |  | 0.00010787 |  | 0 |  | 0.0015136 |  | 7.9777e-05 |  | 0.0020686 |  | #VALUE! |  | -4.145e-05 |  | 5.7816e-05 |  | 5.4483e-05 |  | 0 |  | 0.00015802 |  | 0.0020895
| 0 |  | 0 |  | -0.00016713 |  | 0 |  | 1.929e-05 |  | -0.00015897 |  | -0.00015897 |  | 2.3717e-05 |  | 3.4116e-05 |  | 0 |  | 0.0012522 |  | 3.2131e-05 |  | 0.00209 |  | #VALUE! |  | 0.00013858 |  | 4.0816e-05 |  | 2.3195e-05 |  | 0 |  | -0.00015192 |  | 0.001969
| 0 |  | 0 |  | -0.00016015 |  | 0 |  | 1.9291e-05 |  | -9.1965e-05 |  | -9.1965e-05 |  | 1.1067e-05 |  | 3.4116e-05 |  | 0 |  | 0.0012536 |  | 3.2132e-05 |  | 0.0020477 |  | #VALUE! |  | 0.00012358 |  | 4.0816e-05 |  | -3.5561e-05 |  | 0 |  | -0.00021854 |  | 0.0019592
| 0 |  | 0 |  | -4.1469e-05 |  | 0 |  | 6.1566e-05 |  | -3.0207e-05 |  | -3.0207e-05 |  | 2.2795e-05 |  | 8.455e-05 |  | 0 |  | 0.0015769 |  | 9.2119e-05 |  | 0.002064 |  | #VALUE! |  | 0.00015614 |  | 3.4908e-05 |  | -4.1574e-05 |  | 0 |  | -1.5231e-05 |  | 0.0019863
| 0 |  | 0 |  | 8.4287e-05 |  | 0 |  | 6.1568e-05 |  | -4.4344e-05 |  | -4.4344e-05 |  | 3.7928e-05 |  | 8.4571e-05 |  | 0 |  | 0.0017058 |  | 9.2123e-05 |  | 0.0019325 |  | #VALUE! |  | -4.4913e-05 |  | 3.4917e-05 |  | 1.985e-05 |  | 0 |  | 0.00015683 |  | 0.0019315
| 0 |  | 0 |  | 3.7214e-05 |  | 0 |  | 0.00010188 |  | 1.0859e-05 |  | 1.0859e-05 |  | 3.6426e-05 |  | 7.6979e-05 |  | 0 |  | 0.0014468 |  | 9.8179e-05 |  | 0.0018119 |  | #VALUE! |  | -0.00017241 |  | 6.5739e-05 |  | 3.8424e-05 |  | 0 |  | 0.00015176 |  | 0.0018489
| 0 |  | 0 |  | 7.4265e-05 |  | 0 |  | 0.00010188 |  | 3.664e-05 |  | 3.664e-05 |  | 3.4314e-05 |  | 7.7002e-05 |  | 0 |  | 0.0012248 |  | 9.8183e-05 |  | 0.0018701 |  | #VALUE! |  | -0.00033518 |  | 6.5759e-05 |  | -1.0278e-05 |  | 0 |  | -6.2508e-05 |  | 0.0017508
| 0 |  | 0 |  | 5.7386e-06 |  | 0 |  | 8.7156e-05 |  | 3.2862e-05 |  | 3.2862e-05 |  | 3.741e-05 |  | 3.6291e-05 |  | 0 |  | 0.0013206 |  | 6.924e-05 |  | 0.0018249 |  | #VALUE! |  | -0.00026459 |  | 6.0054e-05 |  | 3.9882e-05 |  | 0 |  | -0.00012834 |  | 0.0017096
| 0 |  | 0 |  | -0.00012213 |  | 0 |  | 8.7159e-05 |  | -3.6833e-05 |  | -3.6833e-05 |  | 2.067e-05 |  | 3.6291e-05 |  | 0 |  | 0.0014149 |  | 6.9243e-05 |  | 0.0017831 |  | #VALUE! |  | 0.00021241 |  | 6.0054e-05 |  | 2.8874e-05 |  | 0 |  | -8.6278e-05 |  | 0.0017167
| 0 |  | 0 |  | -0.00011236 |  | 0 |  | 8.753e-05 |  | -0.00020689 |  | -0.00020689 |  | 1.6212e-05 |  | 6.2167e-05 |  | 0 |  | 0.0012565 |  | 7.0805e-05 |  | 0.0018293 |  | #VALUE! |  | 0.00042979 |  | 4.7338e-05 |  | 5.2562e-06 |  | 0 |  | -0.00017099 |  | 0.0016814
| 0 |  | 0 |  | -4.4626e-05 |  | 0 |  | 8.7533e-05 |  | -9.6859e-05 |  | -9.6859e-05 |  | 2.9922e-05 |  | 6.2167e-05 |  | 0 |  | 0.0012665 |  | 7.0807e-05 |  | 0.0018513 |  | #VALUE! |  | 1.2924e-06 |  | 4.7338e-05 |  | -1.6305e-05 |  | 0 |  | -7.1508e-05 |  | 0.0015952
| 0 |  | 0 |  | 6.6686e-05 |  | 0 |  | 0.00010919 |  | 6.2496e-06 |  | 6.2496e-06 |  | 3.3498e-05 |  | 7.2048e-05 |  | 0 |  | 0.0012732 |  | 5.0317e-05 |  | 0.001775 |  | #VALUE! |  | -0.00025846 |  | 6.0138e-05 |  | -1.102e-05 |  | 0 |  | -8.6665e-06 |  | 0.0016555
| 0 |  | 0 |  | 4.1498e-05 |  | 0 |  | 0.0001092 |  | -2.2043e-05 |  | -2.2043e-05 |  | 2.9506e-05 |  | 7.2033e-05 |  | 0 |  | 0.0010799 |  | 5.0319e-05 |  | 0.0017791 |  | #VALUE! |  | 0.00010961 |  | 6.0125e-05 |  | 1.3493e-05 |  | 0 |  | -2.39e-05 |  | 0.0016947
| 0 |  | 0 |  | -4.5601e-05 |  | 0 |  | 9.9246e-05 |  | -6.6724e-05 |  | -6.6724e-05 |  | 1.4364e-05 |  | 8.934e-06 |  | 0 |  | 0.0011648 |  | 1.0172e-05 |  | 0.0017898 |  | #VALUE! |  | -2.675e-05 |  | 4.1827e-05 |  | -4.8274e-05 |  | 0 |  | -7.9946e-07 |  | 0.001539
| 0 |  | 0 |  | -6.5703e-05 |  | 0 |  | 9.925e-05 |  | -5.4157e-05 |  | -5.4157e-05 |  | 2.8932e-06 |  | 8.934e-06 |  | 0 |  | 0.0013465 |  | 1.0172e-05 |  | 0.0017497 |  | #VALUE! |  | -0.00014523 |  | 4.1827e-05 |  | -2.9744e-05 |  | 0 |  | -9.8451e-05 |  | 0.0014642
| 0 |  | 0 |  | -8.4344e-05 |  | 0 |  | 7.4886e-05 |  | -1.4914e-05 |  | -1.4914e-05 |  | 1.5363e-05 |  | 6.1891e-05 |  | 0 |  | 0.0014235 |  | 6.4498e-05 |  | 0.0016871 |  | #VALUE! |  | 0.00025236 |  | 2.6332e-05 |  | 3.6271e-05 |  | 0 |  | -5.8179e-05 |  | 0.0014313
| 0 |  | 0 |  | 1.3501e-05 |  | 0 |  | 7.4889e-05 |  | -0.00014777 |  | -0.00014777 |  | 2.8914e-05 |  | 6.1891e-05 |  | 0 |  | 0.0012584 |  | 6.45e-05 |  | 0.0016643 |  | #VALUE! |  | 0.00028875 |  | 2.6332e-05 |  | -9.162e-05 |  | 0 |  | -0.00024958 |  | 0.001294
| 0 |  | 0 |  | 6.9933e-05 |  | 0 |  | 8.132e-05 |  | -0.00015551 |  | -0.00015551 |  | 2.3809e-05 |  | 3.7674e-05 |  | 0 |  | 0.0010655 |  | 0.00010536 |  | 0.0016799 |  | #VALUE! |  | 0.000191 |  | 3.279e-05 |  | -0.00012586 |  | 0 |  | -0.00031964 |  | 0.0012957
| 0 |  | 0 |  | -2.8102e-05 |  | 0 |  | 8.1323e-05 |  | -0.00013229 |  | -0.00013229 |  | 1.5763e-05 |  | 3.7684e-05 |  | 0 |  | 0.0012293 |  | 0.00010537 |  | 0.0016945 |  | #VALUE! |  | 0.00014798 |  | 3.2798e-05 |  | -2.5339e-05 |  | 0 |  | -0.00013229 |  | 0.0014591
| 0 |  | 0 |  | 5.9553e-05 |  | 0 |  | 2.2947e-05 |  | -0.00010126 |  | -0.00010126 |  | 1.2433e-05 |  | 4.5471e-05 |  | 0 |  | 0.0014279 |  | 5.8524e-05 |  | 0.0016958 |  | #VALUE! |  | 0.00039532 |  | 6.1554e-05 |  | -2.8757e-06 |  | 0 |  | -1.199e-07 |  | 0.0014404
| 0 |  | 0 |  | 3.6547e-05 |  | 0 |  | 2.2948e-05 |  | -6.8947e-05 |  | -6.8947e-05 |  | 2.3588e-05 |  | 4.5483e-05 |  | 0 |  | 0.0012692 |  | 5.8526e-05 |  | 0.0017265 |  | #VALUE! |  | 0.00065629 |  | 6.157e-05 |  | 2.1577e-05 |  | 0 |  | -6.2025e-05 |  | 0.0013012
| 0 |  | 0 |  | -6.0845e-05 |  | 0 |  | 1.6526e-05 |  | -0.00011077 |  | -0.00011077 |  | 3.4954e-05 |  | 3.012e-05 |  | 0 |  | 0.0011007 |  | 7.2069e-05 |  | 0.0017056 |  | #VALUE! |  | 0.00012105 |  | 2.7358e-05 |  | 3.5124e-05 |  | 0 |  | -0.00022676 |  | 0.0012891
| 0 |  | 0 |  | -9.2295e-07 |  | 0 |  | 1.6527e-05 |  | -3.4358e-05 |  | -3.4358e-05 |  | 3.2742e-05 |  | 3.012e-05 |  | 0 |  | 0.0010263 |  | 7.2072e-05 |  | 0.001583 |  | #VALUE! |  | -0.00017881 |  | 2.7358e-05 |  | 4.8046e-06 |  | 0 |  | -0.00015705 |  | 0.0013596
| 0 |  | 0 |  | 6.7667e-05 |  | 0 |  | 9.3284e-06 |  | -0.00012389 |  | -0.00012389 |  | 3.1702e-05 |  | 4.7437e-05 |  | 0 |  | 0.0010874 |  | 7.4421e-05 |  | 0.0015595 |  | #VALUE! |  | -4.5816e-05 |  | 2.8013e-05 |  | 3.5423e-06 |  | 0 |  | -0.00011266 |  | 0.0013165
| 0 |  | 0 |  | 8.4798e-05 |  | 0 |  | 9.3287e-06 |  | -0.0001726 |  | -0.0001726 |  | 2.0527e-05 |  | 4.7437e-05 |  | 0 |  | 0.0012962 |  | 7.4424e-05 |  | 0.0015777 |  | #VALUE! |  | -0.00027121 |  | 2.8013e-05 |  | -3.6576e-05 |  | 0 |  | -0.00011901 |  | 0.0012365
| 0 |  | 0 |  | 0.00011592 |  | 0 |  | 5.8621e-05 |  | 3.359e-05 |  | 3.359e-05 |  | 2.1666e-05 |  | 9.6678e-05 |  | 0 |  | 0.0011842 |  | 8.2554e-05 |  | 0.0016638 |  | #VALUE! |  | 7.0147e-05 |  | 5.6664e-05 |  | -0.00010598 |  | 0 |  | 8.8971e-05 |  | 0.0012255
| 0 |  | 0 |  | -1.2713e-05 |  | 0 |  | 5.8624e-05 |  | 4.6851e-05 |  | 4.6851e-05 |  | 3.3844e-05 |  | 9.6657e-05 |  | 0 |  | 0.0010592 |  | 8.2557e-05 |  | 0.0015954 |  | #VALUE! |  | 0.00065289 |  | 5.6652e-05 |  | -6.1482e-05 |  | 0 |  | 0.00013964 |  | 0.0011459
| 0 |  | 0 |  | -2.2427e-05 |  | 0 |  | 8.7447e-05 |  | -4.0451e-05 |  | -4.0451e-05 |  | 3.9936e-05 |  | 5.796e-05 |  | 0 |  | 0.0010267 |  | 9.3351e-05 |  | 0.0015258 |  | #VALUE! |  | 0.0002582 |  | 5.0161e-05 |  | 1.2639e-05 |  | 0 |  | -1.0014e-05 |  | 0.0011337
| 0 |  | 0 |  | 0.00010528 |  | 0 |  | 8.745e-05 |  | -4.6755e-05 |  | -4.6755e-05 |  | 3.5824e-05 |  | 5.796e-05 |  | 0 |  | 0.00096991 |  | 9.3355e-05 |  | 0.0015822 |  | #VALUE! |  | 8.06e-05 |  | 5.0161e-05 |  | 5.5253e-05 |  | 0 |  | -0.00011928 |  | 0.0011726
| 0 |  | 0 |  | -8.2059e-06 |  | 0 |  | 0.00011058 |  | -1.2113e-06 |  | -1.2113e-06 |  | 2.8811e-05 |  | 3.0667e-05 |  | 0 |  | 0.0009529 |  | 7.6639e-05 |  | 0.001574 |  | #VALUE! |  | -1.9263e-05 |  | 4.6309e-05 |  | 3.0331e-05 |  | 0 |  | -0.00024499 |  | 0.001163
| 0 |  | 0 |  | 3.4723e-06 |  | 0 |  | 0.00011058 |  | -4.3877e-05 |  | -4.3877e-05 |  | 3.8802e-05 |  | 3.0667e-05 |  | 0 |  | 0.00085779 |  | 7.6642e-05 |  | 0.0015283 |  | #VALUE! |  | -4.4623e-06 |  | 4.6309e-05 |  | -5.1923e-06 |  | 0 |  | -0.00031118 |  | 0.0011593
| 0 |  | 0 |  | 0.00014749 |  | 0 |  | 5.7972e-05 |  | 5.6502e-05 |  | 5.6502e-05 |  | 3.4614e-05 |  | 6.3498e-05 |  | 0 |  | 0.0010655 |  | 6.3717e-05 |  | 0.0015017 |  | #VALUE! |  | 0.00013995 |  | 4.9862e-05 |  | 4.5675e-05 |  | 0 |  | -0.00016131 |  | 0.0011571
| 0 |  | 0 |  | 7.1154e-05 |  | 0 |  | 5.7974e-05 |  | 0.0001353 |  | 0.0001353 |  | 2.188e-05 |  | 6.3485e-05 |  | 0 |  | 0.0012218 |  | 6.3719e-05 |  | 0.0015213 |  | #VALUE! |  | 9.3363e-05 |  | 4.9852e-05 |  | 4.1159e-05 |  | 0 |  | -9.738e-05 |  | 0.0010649
| 0 |  | 0 |  | -3.283e-08 |  | 0 |  | 5.4029e-05 |  | 1.744e-05 |  | 1.744e-05 |  | 2.5858e-05 |  | 6.0394e-05 |  | 0 |  | 0.0010851 |  | 9.3162e-05 |  | 0.0015436 |  | #VALUE! |  | 0.00033924 |  | 3.3142e-05 |  | -5.4867e-05 |  | 0 |  | -9.4562e-05 |  | 0.00097731
| 0 |  | 0 |  | 7.0605e-05 |  | 0 |  | 5.4031e-05 |  | -9.4981e-05 |  | -9.4981e-05 |  | 2.6169e-05 |  | 6.0378e-05 |  | 0 |  | 0.0010097 |  | 9.3165e-05 |  | 0.0015275 |  | #VALUE! |  | 0.000247 |  | 3.3134e-05 |  | -6.3309e-05 |  | 0 |  | -5.4199e-05 |  | 0.00097941
| 0 |  | 0 |  | 4.6141e-05 |  | 0 |  | 2.3732e-05 |  | -0.000162 |  | -0.000162 |  | 3.217e-05 |  | 4.9451e-05 |  | 0 |  | 0.0010679 |  | 0.00011922 |  | 0.0014308 |  | #VALUE! |  | 5.5863e-05 |  | 3.6121e-05 |  | -6.6275e-07 |  | 0 |  | -0.00011707 |  | 0.0010219
| 0 |  | 0 |  | -6.3493e-05 |  | 0 |  | 2.3733e-05 |  | -8.8272e-05 |  | -8.8272e-05 |  | 3.2705e-05 |  | 4.9453e-05 |  | 0 |  | 0.0010667 |  | 0.00011923 |  | 0.0014343 |  | #VALUE! |  | 3.3872e-05 |  | 3.6122e-05 |  | 8.4842e-05 |  | 0 |  | -0.00012642 |  | 0.0010259
| 0 |  | 0 |  | 5.1826e-05 |  | 0 |  | 8.2515e-05 |  | -5.5078e-05 |  | -5.5078e-05 |  | 3.2776e-05 |  | 3.3901e-05 |  | 0 |  | 0.00089674 |  | 5.8199e-05 |  | 0.001388 |  | #VALUE! |  | 2.9347e-05 |  | 2.6188e-05 |  | 3.8457e-05 |  | 0 |  | -0.000112 |  | 0.00092649
| 0 |  | 0 |  | 3.9316e-05 |  | 0 |  | 8.2518e-05 |  | -3.9839e-05 |  | -3.9839e-05 |  | 2.1057e-05 |  | 3.3892e-05 |  | 0 |  | 0.001034 |  | 5.8201e-05 |  | 0.0013247 |  | #VALUE! |  | 0.00027607 |  | 2.6182e-05 |  | -3.015e-05 |  | 0 |  | 0.0001196 |  | 0.00097037
| 0 |  | 0 |  | -6.0926e-05 |  | 0 |  | 0.00010269 |  | -0.0001066 |  | -0.0001066 |  | 1.8264e-05 |  | 5.4987e-05 |  | 0 |  | 0.0013044 |  | 0.00013166 |  | 0.0014192 |  | #VALUE! |  | 0.00020176 |  | 3.9178e-05 |  | 8.4853e-06 |  | 0 |  | 0.00010016 |  | 0.0010172
| 0 |  | 0 |  | 3.1732e-05 |  | 0 |  | 0.0001027 |  | -0.00015088 |  | -0.00015088 |  | 3.0416e-05 |  | 5.5003e-05 |  | 0 |  | 0.0012053 |  | 0.00013166 |  | 0.0014683 |  | #VALUE! |  | 0.0002547 |  | 3.919e-05 |  | -4.3519e-05 |  | 0 |  | -0.00014971 |  | 0.00090239
| 0 |  | 0 |  | -6.4384e-05 |  | 0 |  | 6.1869e-05 |  | -0.00010341 |  | -0.00010341 |  | 3.5376e-05 |  | 5.018e-05 |  | 0 |  | 0.00092191 |  | 0.00010495 |  | 0.0014307 |  | #VALUE! |  | 0.00064056 |  | 2.8994e-05 |  | -5.1769e-05 |  | 0 |  | -0.00015565 |  | 0.00081635
| 0 |  | 0 |  | -7.8664e-07 |  | 0 |  | 6.1872e-05 |  | -5.8884e-05 |  | -5.8884e-05 |  | 2.7552e-05 |  | 5.0182e-05 |  | 0 |  | 0.00084179 |  | 0.00010496 |  | 0.0013761 |  | #VALUE! |  | 0.00032443 |  | 2.8995e-05 |  | -7.3131e-05 |  | 0 |  | -8.5506e-05 |  | 0.00088669
| 0 |  | 0 |  | 7.0688e-05 |  | 0 |  | 6.3935e-05 |  | 5.5632e-05 |  | 5.5632e-05 |  | 2.3172e-05 |  | 7.5544e-05 |  | 0 |  | 0.00092559 |  | 5.99e-05 |  | 0.0013828 |  | #VALUE! |  | 0.0002399 |  | 4.2175e-05 |  | -8.622e-05 |  | 0 |  | -4.349e-05 |  | 0.0008865
| 0 |  | 0 |  | -4.6998e-05 |  | 0 |  | 6.3938e-05 |  | 6.9877e-06 |  | 6.9877e-06 |  | 2.2332e-05 |  | 7.5544e-05 |  | 0 |  | 0.00084803 |  | 5.9903e-05 |  | 0.0013489 |  | #VALUE! |  | 0.00010189 |  | 4.2175e-05 |  | -6.6043e-05 |  | 0 |  | -0.00015726 |  | 0.00078133
| 0 |  | 0 |  | -8.627e-06 |  | 0 |  | 0.00011884 |  | -8.2852e-05 |  | -8.2852e-05 |  | 4.3011e-06 |  | 2.145e-05 |  | 0 |  | 0.00085673 |  | 2.1897e-05 |  | 0.001425 |  | #VALUE! |  | 3.2735e-05 |  | 4.0745e-05 |  | -3.6771e-05 |  | 0 |  | -0.00019678 |  | 0.00071141
| 0 |  | 0 |  | 4.3163e-05 |  | 0 |  | 0.00011884 |  | -0.00012818 |  | -0.00012818 |  | 1.3009e-05 |  | 2.1454e-05 |  | 0 |  | 0.00091307 |  | 2.1898e-05 |  | 0.0014272 |  | #VALUE! |  | 0.00047502 |  | 4.0754e-05 |  | 2.8087e-06 |  | 0 |  | -0.00014001 |  | 0.00071928
| 0 |  | 0 |  | 0.00014248 |  | 0 |  | 0 |  | -0.00023777 |  | -0.00023777 |  | 2.3191e-05 |  | 3.6279e-05 |  | 0 |  | 0.00095789 |  | 8.1027e-05 |  | 0.0012929 |  | #VALUE! |  | 0.00034736 |  | 3.6427e-05 |  | -5.6851e-06 |  | 0 |  | -0.00016291 |  | 0.00070803
| 0 |  | 0 |  | 0.00014511 |  | 0 |  | 0 |  | -8.1291e-05 |  | -8.1291e-05 |  | 3.7691e-05 |  | 3.6268e-05 |  | 0 |  | 0.0011649 |  | 8.103e-05 |  | 0.0013001 |  | #VALUE! |  | 1.7818e-05 |  | 3.6417e-05 |  | 4.7905e-05 |  | 0 |  | -2.2174e-05 |  | 0.00080863
| 0 |  | 0 |  | 0.00016247 |  | 0 |  | 4.18e-05 |  | 5.6728e-05 |  | 5.6728e-05 |  | 4.5944e-05 |  | 8.8209e-05 |  | 0 |  | 0.0011004 |  | 0.00014512 |  | 0.0013475 |  | #VALUE! |  | 0.00020122 |  | 3.4595e-05 |  | 8.2493e-05 |  | 0 |  | 7.8574e-05 |  | 0.00086446
| 0 |  | 0 |  | 0.00016199 |  | 0 |  | 4.1802e-05 |  | -0.00010443 |  | -0.00010443 |  | 2.3083e-05 |  | 8.8213e-05 |  | 0 |  | 0.0010779 |  | 0.00014512 |  | 0.0014057 |  | #VALUE! |  | 0.00051281 |  | 3.4597e-05 |  | 3.2789e-05 |  | 0 |  | -0.00010647 |  | 0.0006914
| 0 |  | 0 |  | 3.8845e-05 |  | 0 |  | 2.2899e-05 |  | -0.00024436 |  | -0.00024436 |  | 1.1236e-05 |  | 2.2907e-05 |  | 0 |  | 0.0010482 |  | 0.00011642 |  | 0.0013681 |  | #VALUE! |  | 0.00035989 |  | 2.855e-05 |  | 1.8874e-05 |  | 0 |  | -0.00027843 |  | 0.00058262
| 0 |  | 0 |  | 5.407e-05 |  | 0 |  | 2.29e-05 |  | -0.00014268 |  | -0.00014268 |  | 1.8261e-05 |  | 2.2902e-05 |  | 0 |  | 0.00090915 |  | 0.00011643 |  | 0.0012895 |  | #VALUE! |  | 1.0564e-05 |  | 2.8544e-05 |  | -2.3415e-05 |  | 0 |  | -0.00037597 |  | 0.0006016
| 0 |  | 0 |  | 0.00012746 |  | 0 |  | 9.0369e-05 |  | -0.00011797 |  | -0.00011797 |  | 2.594e-05 |  | 7.3046e-06 |  | 0 |  | 0.00086739 |  | 9.4952e-05 |  | 0.0012854 |  | #VALUE! |  | 2.6587e-05 |  | 3.2326e-05 |  | -2.7427e-05 |  | 0 |  | -0.00035476 |  | 0.00062929
| 0 |  | 0 |  | 1.273e-05 |  | 0 |  | 9.0372e-05 |  | -8.3456e-05 |  | -8.3456e-05 |  | 2.9837e-05 |  | 7.3067e-06 |  | 0 |  | 0.00081725 |  | 9.4956e-05 |  | 0.0013818 |  | #VALUE! |  | 5.7496e-05 |  | 3.2336e-05 |  | 9.074e-06 |  | 0 |  | -7.4514e-05 |  | 0.00065283
| 0 |  | 0 |  | 5.5531e-05 |  | 0 |  | 0.00010724 |  | 6.7671e-05 |  | 6.7671e-05 |  | 2.4518e-05 |  | 2.6159e-05 |  | 0 |  | 0.00079093 |  | 5.3489e-05 |  | 0.0014216 |  | #VALUE! |  | 0.00014725 |  | 1.6461e-05 |  | -4.7219e-06 |  | 0 |  | -5.4335e-05 |  | 0.00066874
| 0 |  | 0 |  | 9.9557e-05 |  | 0 |  | 0.00010724 |  | 2.7535e-06 |  | 2.7535e-06 |  | 1.6875e-05 |  | 2.6158e-05 |  | 0 |  | 0.00081767 |  | 5.3491e-05 |  | 0.0013261 |  | #VALUE! |  | 0.00049821 |  | 1.646e-05 |  | -4.9691e-06 |  | 0 |  | -0.00018326 |  | 0.0005858
| 0 |  | 0 |  | -7.3353e-05 |  | 0 |  | 3.1342e-05 |  | -2.8618e-05 |  | -2.8618e-05 |  | 1.9129e-05 |  | 6.332e-05 |  | 0 |  | 0.00088177 |  | 0.0001208 |  | 0.0013432 |  | #VALUE! |  | 0.00049221 |  | 3.5608e-05 |  | 9.6804e-06 |  | 0 |  | -0.00014566 |  | 0.00055738
| 0 |  | 0 |  | -0.00014745 |  | 0 |  | 3.1343e-05 |  | -9.2925e-05 |  | -9.2925e-05 |  | 1.41e-05 |  | 6.3317e-05 |  | 0 |  | 0.00074605 |  | 0.00012081 |  | 0.001382 |  | #VALUE! |  | 0.00023365 |  | 3.5606e-05 |  | 1.1717e-05 |  | 0 |  | -0.00025338 |  | 0.00054941
| 0 |  | 0 |  | -0.00011292 |  | 0 |  | 0.00014433 |  | -0.00017514 |  | -0.00017514 |  | 8.0187e-06 |  | 4.7833e-05 |  | 0 |  | 0.00075709 |  | 1.016e-05 |  | 0.0013197 |  | #VALUE! |  | -0.00014815 |  | 3.8824e-05 |  | 1.7154e-05 |  | 0 |  | -0.00027852 |  | 0.00055533
| 0 |  | 0 |  | 6.0088e-06 |  | 0 |  | 0.00014433 |  | -0.00021375 |  | -0.00021375 |  | 2.1875e-05 |  | 4.7819e-05 |  | 0 |  | 0.00087607 |  | 1.0161e-05 |  | 0.0012627 |  | #VALUE! |  | -0.00027379 |  | 3.8812e-05 |  | 4.9701e-05 |  | 0 |  | -0.00018461 |  | 0.00061249
| 0 |  | 0 |  | 2.0642e-05 |  | 0 |  | 4.026e-05 |  | -0.00017574 |  | -0.00017574 |  | 3.0534e-05 |  | 9.4867e-06 |  | 0 |  | 0.00080379 |  | 0.0001112 |  | 0.0013309 |  | #VALUE! |  | 4.1341e-05 |  | 5.2029e-05 |  | -7.4881e-06 |  | 0 |  | -0.0002138 |  | 0.00058019
| 0 |  | 0 |  | 4.9267e-05 |  | 0 |  | 4.0262e-05 |  | -7.7917e-05 |  | -7.7917e-05 |  | 2.1751e-05 |  | 9.4867e-06 |  | 0 |  | 0.00085327 |  | 0.00011121 |  | 0.0013474 |  | #VALUE! |  | 0.0005481 |  | 5.2029e-05 |  | -2.0439e-05 |  | 0 |  | -0.00025912 |  | 0.00060984
| 0 |  | 0 |  | 0.00016149 |  | 0 |  | 7.6361e-05 |  | -0.00012851 |  | -0.00012851 |  | 3.3737e-05 |  | 3.6616e-05 |  | 0 |  | 0.0009688 |  | 0.00012055 |  | 0.0011753 |  | #VALUE! |  | 0.00017049 |  | 3.8086e-05 |  | 2.1279e-05 |  | 0 |  | -0.00014405 |  | 0.00056779
| 0 |  | 0 |  | 8.9552e-05 |  | 0 |  | 7.6364e-05 |  | -5.6998e-05 |  | -5.6998e-05 |  | 3.8856e-05 |  | 3.6614e-05 |  | 0 |  | 0.0010234 |  | 0.00012056 |  | 0.0011514 |  | #VALUE! |  | -0.00023532 |  | 3.8084e-05 |  | 2.7599e-05 |  | 0 |  | -8.8524e-05 |  | 0.00048022
| 0 |  | 0 |  | -8.5646e-05 |  | 0 |  | 2.4863e-05 |  | -0.00011475 |  | -0.00011475 |  | 2.3987e-05 |  | 3.0359e-05 |  | 0 |  | 0.00089599 |  | 5.1492e-05 |  | 0.001246 |  | #VALUE! |  | 0.0002805 |  | 1.3339e-05 |  | -4.5014e-05 |  | 0 |  | -0.00024719 |  | 0.00048067
| 0 |  | 0 |  | -6.5873e-05 |  | 0 |  | 2.4864e-05 |  | -0.00022751 |  | -0.00022751 |  | 1.6024e-05 |  | 3.0359e-05 |  | 0 |  | 0.00080126 |  | 5.1494e-05 |  | 0.0012597 |  | #VALUE! |  | 0.00042302 |  | 1.3339e-05 |  | -6.6783e-05 |  | 0 |  | -0.00023779 |  | 0.00051423
| 0 |  | 0 |  | 1.9611e-05 |  | 0 |  | 7.6132e-05 |  | -3.8819e-05 |  | -3.8819e-05 |  | 3.344e-05 |  | 7.5721e-05 |  | 0 |  | 0.00083542 |  | 8.5105e-05 |  | 0.0012503 |  | #VALUE! |  | -0.00018164 |  | 3.407e-05 |  | 7.5721e-05 |  | 0 |  | -3.4815e-05 |  | 0.00057101
| 0 |  | 0 |  | 7.4605e-05 |  | 0 |  | 7.6135e-05 |  | -3.67e-05 |  | -3.67e-05 |  | 3.2326e-05 |  | 7.5705e-05 |  | 0 |  | 0.00095561 |  | 8.5108e-05 |  | 0.0012919 |  | #VALUE! |  | -0.00046141 |  | 3.4063e-05 |  | 0.00011091 |  | 0 |  | -9.6359e-05 |  | 0.00052307
| 0 |  | 0 |  | 0.00014 |  | 0 |  | 0.00013581 |  | -0.00010017 |  | -0.00010017 |  | 2.3666e-05 |  | 5.9945e-05 |  | 0 |  | 0.0010113 |  | 0.00010412 |  | 0.0012734 |  | #VALUE! |  | -8.4398e-05 |  | 5.5028e-05 |  | 0.00012516 |  | 0 |  | -0.0001655 |  | 0.00049492
| 0 |  | 0 |  | 8.9204e-05 |  | 0 |  | 0.00013581 |  | 7.7654e-05 |  | 7.7654e-05 |  | 2.5357e-05 |  | 5.9945e-05 |  | 0 |  | 0.00084404 |  | 0.00010413 |  | 0.001233 |  | #VALUE! |  | 7.4814e-05 |  | 5.5028e-05 |  | 1.3067e-05 |  | 0 |  | 1.4812e-05 |  | 0.00053659
| 0 |  | 0 |  | 4.2379e-05 |  | 0 |  | 8.3988e-05 |  | 0.00010946 |  | 0.00010946 |  | 2.2271e-05 |  | 5.3592e-05 |  | 0 |  | 0.00087991 |  | 0.00013192 |  | 0.0011575 |  | #VALUE! |  | 3.2712e-05 |  | 3.2329e-05 |  | -7.1419e-05 |  | 0 |  | -5.3794e-06 |  | 0.00049779
| 0 |  | 0 |  | 9.8944e-05 |  | 0 |  | 8.3991e-05 |  | -2.1733e-05 |  | -2.1733e-05 |  | 3.2609e-05 |  | 5.3608e-05 |  | 0 |  | 0.0010037 |  | 0.00013192 |  | 0.0011373 |  | #VALUE! |  | -0.00022088 |  | 3.2338e-05 |  | -3.4594e-05 |  | 0 |  | -0.00027453 |  | 0.00039472
| 0 |  | 0 |  | 8.9795e-05 |  | 0 |  | 7.4695e-05 |  | -6.0295e-05 |  | -6.0295e-05 |  | 2.986e-05 |  | 1.3396e-05 |  | 0 |  | 0.00083052 |  | 4.4273e-05 |  | 0.0012201 |  | #VALUE! |  | -0.00044924 |  | 3.2241e-05 |  | -8.364e-05 |  | 0 |  | -0.00033953 |  | 0.00042429
| 0 |  | 0 |  | -0.00010116 |  | 0 |  | 7.4698e-05 |  | -9.7148e-06 |  | -9.7148e-06 |  | 2.0034e-05 |  | 1.3396e-05 |  | 0 |  | 0.00072741 |  | 4.4275e-05 |  | 0.0011784 |  | #VALUE! |  | -0.00011027 |  | 3.2241e-05 |  | -6.7058e-05 |  | 0 |  | -0.00020512 |  | 0.00045017
| 0 |  | 0 |  | -3.2428e-05 |  | 0 |  | 7.6596e-05 |  | -8.5591e-05 |  | -8.5591e-05 |  | 2.1985e-05 |  | 0 |  | 0 |  | 0.00065826 |  | 7.5546e-05 |  | 0.0012292 |  | #VALUE! |  | 0.00021376 |  | 4.4165e-05 |  | -2.9139e-05 |  | 0 |  | -0.00020052 |  | 0.00041173
| 0 |  | 0 |  | 9.4928e-05 |  | 0 |  | 7.6599e-05 |  | -0.0001783 |  | -0.0001783 |  | 1.8946e-05 |  | 0 |  | 0 |  | 0.00068774 |  | 7.5549e-05 |  | 0.0012433 |  | #VALUE! |  | 0.00020315 |  | 4.4165e-05 |  | -7.4238e-05 |  | 0 |  | -0.00032928 |  | 0.00039013
| 0 |  | 0 |  | 0.00015281 |  | 0 |  | 0.00017196 |  | -2.243e-05 |  | -2.243e-05 |  | 1.4416e-05 |  | 8.6771e-05 |  | 0 |  | 0.00084609 |  | 3.6579e-05 |  | 0.0011467 |  | #VALUE! |  | 0.00028043 |  | 5.3493e-05 |  | -3.327e-05 |  | 0 |  | -0.00013381 |  | 0.0004699
| 0 |  | 0 |  | 0.00019073 |  | 0 |  | 0.00017197 |  | -5.2463e-07 |  | -5.2463e-07 |  | 2.9906e-05 |  | 8.6775e-05 |  | 0 |  | 0.00086029 |  | 3.658e-05 |  | 0.0011726 |  | #VALUE! |  | 0.00047625 |  | 5.3495e-05 |  | -4.2777e-05 |  | 0 |  | -7.3797e-06 |  | 0.00048078
| 0 |  | 0 |  | -3.447e-05 |  | 0 |  | 5.2943e-05 |  | -7.8092e-05 |  | -7.8092e-05 |  | 4.8792e-05 |  | 7.3372e-05 |  | 0 |  | 0.0008619 |  | 5.5361e-05 |  | 0.0011891 |  | #VALUE! |  | 0.00040841 |  | 2.8395e-05 |  | -0.00011368 |  | 0 |  | 3.8461e-05 |  | 0.0004292
| 0 |  | 0 |  | -5.3201e-05 |  | 0 |  | 5.2944e-05 |  | -0.00021475 |  | -0.00021475 |  | 5.2766e-05 |  | 7.339e-05 |  | 0 |  | 0.0007591 |  | 5.5363e-05 |  | 0.0010777 |  | #VALUE! |  | 0.00013138 |  | 2.8403e-05 |  | -7.0903e-05 |  | 0 |  | -5.3752e-05 |  | 0.00034345
| 0 |  | 0 |  | 8.2808e-05 |  | 0 |  | 9.6353e-05 |  | -0.00027263 |  | -0.00027263 |  | 3.8594e-05 |  | 2.2128e-05 |  | 0 |  | 0.00082365 |  | 1.8206e-05 |  | 0.0011017 |  | #VALUE! |  | 0.00021295 |  | 5.1357e-05 |  | -6.5977e-05 |  | 0 |  | -0.00028625 |  | 0.0002171
| 0 |  | 0 |  | 3.5847e-05 |  | 0 |  | 9.6357e-05 |  | -0.00014738 |  | -0.00014738 |  | 2.3722e-05 |  | 2.2133e-05 |  | 0 |  | 0.00084438 |  | 1.8206e-05 |  | 0.0011333 |  | #VALUE! |  | 0.00015895 |  | 5.137e-05 |  | -4.1462e-05 |  | 0 |  | -0.00026234 |  | 0.00031026
| 0 |  | 0 |  | -1.8567e-05 |  | 0 |  | 6.359e-05 |  | -7.215e-05 |  | -7.215e-05 |  | 1.7049e-05 |  | 3.5706e-05 |  | 0 |  | 0.00072064 |  | 3.8644e-05 |  | 0.0011064 |  | #VALUE! |  | 0.0002514 |  | 4.7337e-05 |  | -1.0883e-05 |  | 0 |  | -0.00016824 |  | 0.00047571
| 0 |  | 0 |  | 1.664e-05 |  | 0 |  | 6.3593e-05 |  | -9.117e-05 |  | -9.117e-05 |  | 1.8961e-05 |  | 3.5706e-05 |  | 0 |  | 0.00066098 |  | 3.8645e-05 |  | 0.0011517 |  | #VALUE! |  | 0.00026901 |  | 4.7337e-05 |  | 1.5537e-05 |  | 0 |  | -0.00020324 |  | 0.0004393
| 0 |  | 0 |  | -4.1951e-05 |  | 0 |  | 9.7473e-05 |  | -0.00011908 |  | -0.00011908 |  | 3.0733e-05 |  | 5.9735e-05 |  | 0 |  | 0.00069466 |  | 8.9902e-05 |  | 0.001179 |  | #VALUE! |  | -8.6744e-05 |  | 4.7192e-05 |  | 9.9673e-05 |  | 0 |  | -0.00014307 |  | 0.0003252
| 0 |  | 0 |  | -5.3003e-05 |  | 0 |  | 9.7476e-05 |  | -0.00015272 |  | -0.00015272 |  | 1.0162e-05 |  | 5.9735e-05 |  | 0 |  | 0.00078535 |  | 8.9905e-05 |  | 0.0010845 |  | #VALUE! |  | -0.00027966 |  | 4.7192e-05 |  | 0.0001068 |  | 0 |  | -0.00015899 |  | 0.0002321
| 0 |  | 0 |  | -7.6731e-06 |  | 0 |  | 8.7055e-05 |  | -0.00013406 |  | -0.00013406 |  | 1.2791e-05 |  | 5.677e-05 |  | 0 |  | 0.0008288 |  | 7.6476e-05 |  | 0.0010513 |  | #VALUE! |  | -0.00024693 |  | 4.7129e-05 |  | 7.3823e-06 |  | 0 |  | -0.00030588 |  | 0.00024601
| 0 |  | 0 |  | 2.1671e-06 |  | 0 |  | 8.7059e-05 |  | -1.2724e-05 |  | -1.2724e-05 |  | 4.3819e-05 |  | 5.6784e-05 |  | 0 |  | 0.00093862 |  | 7.6479e-05 |  | 0.0010608 |  | #VALUE! |  | -0.00025812 |  | 4.7141e-05 |  | 1.4268e-05 |  | 0 |  | -0.0001069 |  | 0.0003692
| 0 |  | 0 |  | 0.0001498 |  | 0 |  | 0.00014104 |  | -0.00018422 |  | -0.00018422 |  | 5.0191e-05 |  | 1.2666e-05 |  | 0 |  | 0.00089402 |  | 1.5964e-05 |  | 0.0010404 |  | #VALUE! |  | -8.6207e-05 |  | 5.9163e-05 |  | -4.2531e-05 |  | 0 |  | -0.0001881 |  | 0.00034148
| 0 |  | 0 |  | 0.00011026 |  | 0 |  | 0.00014104 |  | -0.00016631 |  | -0.00016631 |  | -0.27375 |  | 1.2669e-05 |  | 0 |  | 0.00076387 |  | 1.5965e-05 |  | 0.0011372 |  | #VALUE! |  | 0.00030449 |  | 5.9178e-05 |  | -8.0533e-05 |  | 0 |  | -0.00026386 |  | 0.00035501
| 0 |  | 0 |  | 5.2349e-05 |  | 0 |  | 0.000109 |  | -8.1493e-05 |  | -8.1493e-05 |  | 0 |  | 3.8432e-05 |  | 0 |  | 0.00074492 |  | 0 |  | 0.0011068 |  | #VALUE! |  | 0.00047792 |  | 4.0286e-05 |  | -7.8634e-05 |  | 0 |  | -0.00020793 |  | 0.00034705
| 0 |  | 0 |  | 5.728e-05 |  | 0 |  | 0.000109 |  | -0.00013215 |  | -0.00013215 |  | 0 |  | 3.8432e-05 |  | 0 |  | 0.00074849 |  | 0 |  | 0.00099421 |  | #VALUE! |  | 3.8651e-05 |  | 4.0286e-05 |  | -2.824e-05 |  | 0 |  | -0.00041276 |  | 0.00027042
| 0 |  | 0 |  | -0.00013137 |  | 0 |  | 8.8331e-05 |  | -0.00019394 |  | -0.00019394 |  | 0 |  | 4.8377e-05 |  | 0 |  | 0.00071253 |  | 7.7248e-05 |  | 0.00099784 |  | #VALUE! |  | -0.00035892 |  | 2.2619e-05 |  | 9.9942e-05 |  | 0 |  | -0.00038729 |  | 0.00028446
| 0 |  | 0 |  | 2.6225e-05 |  | 0 |  | 8.8334e-05 |  | -0.00015186 |  | -0.00015186 |  | 0 |  | 4.8363e-05 |  | 0 |  | 0.00069647 |  | 7.7251e-05 |  | 0.0010784 |  | #VALUE! |  | -0.00023737 |  | 2.2612e-05 |  | 9.5032e-05 |  | 0 |  | -7.6456e-05 |  | 0.00036808
| 0 |  | 0 |  | 6.9247e-05 |  | 0 |  | 6.6196e-05 |  | -4.5788e-05 |  | -4.5788e-05 |  | 0 |  | 8.2985e-05 |  | 0 |  | 0.00071423 |  | 4.8938e-05 |  | 0.0011582 |  | #VALUE! |  | -0.00023049 |  | 3.1027e-05 |  | -2.6305e-05 |  | 0 |  | -8.1477e-05 |  | 0.00038669
| 0 |  | 0 |  | -1.091e-05 |  | 0 |  | 6.6199e-05 |  | -0.00022871 |  | -0.00022871 |  | 0 |  | 8.3006e-05 |  | 0 |  | 0.00060459 |  | 4.894e-05 |  | 0.0011098 |  | #VALUE! |  | 0.00015607 |  | 3.1035e-05 |  | -9.7563e-05 |  | 0 |  | -0.00025715 |  | 0.00027708
| 0 |  | 0 |  | 8.5897e-05 |  | 0 |  | 8.6219e-05 |  | -0.00017927 |  | -0.00017927 |  | 0 |  | 6.9123e-05 |  | 0 |  | 0.00070707 |  | 5.1434e-05 |  | 0.0010332 |  | #VALUE! |  | 0.00029866 |  | 5.0521e-05 |  | 0 |  | 0 |  | -0.00014631 |  | 0.0002887
| 0 |  | 0 |  | -0.00011491 |  | 0 |  | 8.6222e-05 |  | -0.00012747 |  | -0.00012747 |  | 0 |  | 6.9123e-05 |  | 0 |  | 0.00082324 |  | 5.1435e-05 |  | 0.0010401 |  | #VALUE! |  | 0.00012058 |  | 5.0521e-05 |  | 3.1438e-05 |  | 0 |  | -5.6075e-05 |  | 0.00032815
| 0 |  | 0 |  | -0.00017884 |  | 0 |  | 7.2999e-05 |  | -0.0001219 |  | -0.0001219 |  | 0 |  | 7.5745e-05 |  | 0 |  | 0.00071287 |  | 9.5674e-05 |  | 0.0010045 |  | #VALUE! |  | 0.00014991 |  | 5.0688e-05 |  | 6.8612e-06 |  | 0 |  | -0.00012151 |  | 0.00030967
| 0 |  | 0 |  | -2.1833e-05 |  | 0 |  | 7.3002e-05 |  | 2.7912e-05 |  | 2.7912e-05 |  | 0 |  | 7.5749e-05 |  | 0 |  | 0.00064105 |  | 9.5678e-05 |  | 0.00092063 |  | #VALUE! |  | 0.00019426 |  | 5.069e-05 |  | 1.2086e-05 |  | 0 |  | -0.00020233 |  | 0.00037457
| 0 |  | 0 |  | -6.4848e-06 |  | 0 |  | 0.00010008 |  | -1.4561e-05 |  | -1.4561e-05 |  | 0 |  | 2.706e-05 |  | 0 |  | 0.00067754 |  | 3.7294e-05 |  | 0.00088813 |  | #VALUE! |  | 0.00046183 |  | 3.1535e-05 |  | 1.0424e-05 |  | 0 |  | -0.00031694 |  | 0.0003175
| 0 |  | 0 |  | 5.3859e-05 |  | 0 |  | 0.00010008 |  | -7.7279e-05 |  | -7.7279e-05 |  | 0 |  | 2.7053e-05 |  | 0 |  | 0.00071281 |  | 3.7295e-05 |  | 0.00090696 |  | #VALUE! |  | 0.00037454 |  | 3.1527e-05 |  | -3.9325e-05 |  | 0 |  | -0.00027906 |  | 0.00020711
| 0 |  | 0 |  | 5.4739e-05 |  | 0 |  | 6.7049e-05 |  | -0.00010282 |  | -0.00010282 |  | 0 |  | 4.7137e-05 |  | 0 |  | 0.00066277 |  | 8.5208e-05 |  | 0.0008954 |  | #VALUE! |  | 0.00012236 |  | 4.0062e-05 |  | -7.8199e-05 |  | 0 |  | -5.1735e-05 |  | 0.00028086
| 0 |  | 0 |  | -2.2323e-05 |  | 0 |  | 6.7051e-05 |  | -6.334e-05 |  | -6.334e-05 |  | 0 |  | 4.7127e-05 |  | 0 |  | 0.00067057 |  | 8.5211e-05 |  | 0.00095105 |  | #VALUE! |  | 0.00052642 |  | 4.0054e-05 |  | -4.2503e-05 |  | 0 |  | 2.5054e-05 |  | 0.0002919
| 0 |  | 0 |  | 8.3484e-05 |  | 0 |  | 7.4616e-05 |  | 6.1438e-05 |  | 6.1438e-05 |  | 0 |  | 0.00011852 |  | 0 |  | 0.00064805 |  | 0.00010734 |  | 0.00097088 |  | #VALUE! |  | 0.00059264 |  | 5.2653e-05 |  | -3.3624e-05 |  | 0 |  | 9.3903e-05 |  | 0.00030887
| 0 |  | 0 |  | 9.0952e-05 |  | 0 |  | 7.4619e-05 |  | 5.5551e-05 |  | 5.5551e-05 |  | 0 |  | 0.00011852 |  | 0 |  | 0.00049546 |  | 0.00010734 |  | 0.00093742 |  | #VALUE! |  | 0.00035259 |  | 5.2653e-05 |  | 1.8491e-05 |  | 0 |  | 8.8252e-05 |  | 0.00029716
| 0 |  | 0 |  | 1.5627e-05 |  | 0 |  | 4.2043e-05 |  | -0.00010746 |  | -0.00010746 |  | 0 |  | 4.5279e-05 |  | 0 |  | 0.00048528 |  | 5.6835e-05 |  | 0.00091895 |  | #VALUE! |  | 0.00049597 |  | 4.1563e-05 |  | 7.2362e-05 |  | 0 |  | -0.00013865 |  | 0.00023583
| 0 |  | 0 |  | 4.1383e-05 |  | 0 |  | 4.2044e-05 |  | -0.00014842 |  | -0.00014842 |  | 0 |  | 4.5265e-05 |  | 0 |  | 0.00067067 |  | 5.6837e-05 |  | 0.00084596 |  | #VALUE! |  | 0.00024962 |  | 4.1551e-05 |  | 8.6754e-05 |  | 0 |  | -0.00019293 |  | 0.00032136
| 0 |  | 0 |  | 5.0076e-05 |  | 0 |  | 8.2591e-05 |  | -3.2428e-05 |  | -3.2428e-05 |  | 0 |  | 7.2545e-05 |  | 0 |  | 0.00070494 |  | 0.00011051 |  | 0.00086303 |  | #VALUE! |  | -9.605e-05 |  | 3.1621e-05 |  | 6.0265e-05 |  | 0 |  | -9.6007e-05 |  | 0.00034169
| 0 |  | 0 |  | 5.2343e-05 |  | 0 |  | 8.2594e-05 |  | -1.079e-05 |  | -1.079e-05 |  | 0 |  | 7.2529e-05 |  | 0 |  | 0.00070336 |  | 0.00011051 |  | 0.0008965 |  | #VALUE! |  | 3.8204e-05 |  | 3.1614e-05 |  | -5.1475e-05 |  | 0 |  | -0.00016173 |  | 0.00028838
| 0 |  | 0 |  | -2.9794e-05 |  | 0 |  | 0.00010765 |  | 1.3433e-05 |  | 1.3433e-05 |  | 0 |  | 6.9639e-05 |  | 0 |  | 0.000636 |  | 9.1499e-05 |  | 0.00085884 |  | #VALUE! |  | 0.00057367 |  | 4.6324e-05 |  | -8.7331e-05 |  | 0 |  | -0.00015473 |  | 0.00026054
| 0 |  | 0 |  | -0.00013951 |  | 0 |  | 0.00010765 |  | 3.1334e-07 |  | 3.1334e-07 |  | 0 |  | 6.9639e-05 |  | 0 |  | 0.00058136 |  | 9.1503e-05 |  | 0.00086585 |  | #VALUE! |  | 0.00047065 |  | 4.6324e-05 |  | 1.6328e-06 |  | 0 |  | -5.1584e-05 |  | 0.00024384
| 0 |  | 0 |  | -7.8026e-05 |  | 0 |  | 6.1984e-05 |  | -0.00011712 |  | -0.00011712 |  | 0 |  | 1.9395e-05 |  | 0 |  | 0.00064456 |  | 7.1529e-05 |  | 0.00079671 |  | #VALUE! |  | -8.3166e-05 |  | 3.2989e-05 |  | 1.1826e-05 |  | 0 |  | -0.00020415 |  | 0.00021301
| 0 |  | 0 |  | 0.00013729 |  | 0 |  | 6.1987e-05 |  | -0.00019862 |  | -0.00019862 |  | 0 |  | 1.9394e-05 |  | 0 |  | 0.00051578 |  | 7.1531e-05 |  | 0.00076501 |  | #VALUE! |  | -0.00022499 |  | 3.2988e-05 |  | -6.5248e-05 |  | 0 |  | -0.00026477 |  | 0.00016201
| 0 |  | 0 |  | 4.8249e-05 |  | 0 |  | 9.8768e-05 |  | -0.00018302 |  | -0.00018302 |  | 0 |  | 1.4137e-05 |  | 0 |  | 0.00055281 |  | 5.8615e-05 |  | 0.00087789 |  | #VALUE! |  | 8.3854e-05 |  | 4.0505e-05 |  | -0.00014585 |  | 0 |  | -0.00022178 |  | 0.00021224
| 0 |  | 0 |  | -1.3509e-06 |  | 0 |  | 9.8772e-05 |  | -9.3987e-05 |  | -9.3987e-05 |  | 0 |  | 1.414e-05 |  | 0 |  | 0.00065288 |  | 5.8617e-05 |  | 0.00084229 |  | #VALUE! |  | 0.00032522 |  | 4.0514e-05 |  | -0.00015181 |  | 0 |  | -0.00023043 |  | 0.0001917
| 0 |  | 0 |  | 0.0002249 |  | 0 |  | 4.6281e-05 |  | -0.00012846 |  | -0.00012846 |  | 0 |  | 1.836e-05 |  | 0 |  | 0.0005708 |  | 5.2064e-05 |  | 0.00080743 |  | #VALUE! |  | 9.103e-05 |  | 2.0193e-05 |  | -8.7251e-05 |  | 0 |  | -0.00020435 |  | 0.00012481
| 0 |  | 0 |  | 0.00017752 |  | 0 |  | 4.6283e-05 |  | -0.00022332 |  | -0.00022332 |  | 0 |  | 1.8355e-05 |  | 0 |  | 0.00066644 |  | 5.2066e-05 |  | 0.00089145 |  | #VALUE! |  | -0.00011151 |  | 2.0187e-05 |  | -5.9672e-05 |  | 0 |  | -0.00013559 |  | 0.00015363
| 0 |  | 0 |  | 9.2907e-05 |  | 0 |  | 0.00010499 |  | -0.00026337 |  | -0.00026337 |  | 0 |  | 5.7608e-05 |  | 0 |  | 0.00056985 |  | 8.0571e-05 |  | 0.00085032 |  | #VALUE! |  | -0.00027456 |  | 5.0519e-05 |  | -2.8071e-05 |  | 0 |  | -0.0001857 |  | 0.00012005
| 0 |  | 0 |  | -5.2184e-05 |  | 0 |  | 0.00010499 |  | -0.00029557 |  | -0.00029557 |  | 0 |  | 5.7605e-05 |  | 0 |  | 0.0003933 |  | 8.0573e-05 |  | 0.00079036 |  | #VALUE! |  | -0.00023812 |  | 5.0517e-05 |  | -0.00011158 |  | 0 |  | -0.00026195 |  | 9.1509e-05
| 0 |  | 0 |  | -7.212e-05 |  | 0 |  | 6.0428e-05 |  | -0.00022038 |  | -0.00022038 |  | 0 |  | 7.3244e-06 |  | 0 |  | 0.00042478 |  | 4.3758e-05 |  | 0.00080647 |  | #VALUE! |  | 0.00020533 |  | 2.283e-05 |  | -0.00012101 |  | 0 |  | -0.00035023 |  | 9.8106e-05
| 0 |  | 0 |  | 8.8833e-05 |  | 0 |  | 6.0431e-05 |  | -0.00011841 |  | -0.00011841 |  | 0 |  | 7.3222e-06 |  | 0 |  | 0.00044016 |  | 4.376e-05 |  | 0.00085747 |  | #VALUE! |  | 0.00038486 |  | 2.2823e-05 |  | 2.4642e-05 |  | 0 |  | -0.00025635 |  | 0.0001801
| 0 |  | 0 |  | 9.5022e-05 |  | 0 |  | 9.1699e-05 |  | 1.0147e-05 |  | 1.0147e-05 |  | 0 |  | 6.9686e-05 |  | 0 |  | 0.00045553 |  | 9.1542e-05 |  | 0.00090574 |  | #VALUE! |  | -0.00011376 |  | 6.3824e-05 |  | 4.3618e-05 |  | 0 |  | -1.6907e-05 |  | 0.00032315
| 0 |  | 0 |  | 0.00011078 |  | 0 |  | 9.1702e-05 |  | 4.6962e-05 |  | 4.6962e-05 |  | 0 |  | 6.9701e-05 |  | 0 |  | 0.00039836 |  | 9.1546e-05 |  | 0.00089273 |  | #VALUE! |  | -3.1253e-05 |  | 6.3837e-05 |  | -4.2542e-05 |  | 0 |  | -4.7029e-05 |  | 0.00029279
| 0 |  | 0 |  | 0.00022778 |  | 0 |  | 9.3531e-05 |  | 4.4246e-05 |  | 4.4246e-05 |  | 0 |  | 0.0001011 |  | 0 |  | 0.00038018 |  | 8.0627e-05 |  | 0.00081589 |  | #VALUE! |  | 1.4086e-05 |  | 6.1121e-05 |  | -2.1492e-05 |  | 0 |  | 8.6655e-05 |  | 0.00028198
| 0 |  | 0 |  | 0.0001985 |  | 0 |  | 9.3535e-05 |  | 5.6903e-05 |  | 5.6903e-05 |  | 0 |  | 0.00010109 |  | 0 |  | 0.00054686 |  | 8.063e-05 |  | 0.00077643 |  | #VALUE! |  | 9.4992e-05 |  | 6.1119e-05 |  | 1.2512e-05 |  | 0 |  | 0.00014278 |  | 0.00029675
| 0 |  | 0 |  | -1.8131e-05 |  | 0 |  | 9.4746e-05 |  | -3.0299e-05 |  | -3.0299e-05 |  | 0 |  | 8.0244e-06 |  | 0 |  | 0.00065185 |  | 0.00013176 |  | 0.00086596 |  | #VALUE! |  | 0.00025468 |  | 3.6719e-05 |  | -3.433e-05 |  | 0 |  | -7.4442e-05 |  | 0.00021123
| 0 |  | 0 |  | -6.455e-05 |  | 0 |  | 9.475e-05 |  | -2.2136e-05 |  | -2.2136e-05 |  | 0 |  | 8.0244e-06 |  | 0 |  | 0.0006601 |  | 0.00013177 |  | 0.0009448 |  | #VALUE! |  | 0.00013556 |  | 3.6719e-05 |  | -4.357e-05 |  | 0 |  | -8.741e-05 |  | 0.00023224
| 0 |  | 0 |  | 9.4134e-05 |  | 0 |  | 0.00010883 |  | -0.00016189 |  | -0.00016189 |  | 0 |  | 1.015e-05 |  | 0 |  | 0.0006328 |  | 0 |  | 0.00089088 |  | #VALUE! |  | 0.00034447 |  | 6.2177e-05 |  | -5.9463e-05 |  | 0 |  | -8.1795e-05 |  | 0.00025571
| 0 |  | 0 |  | 2.3199e-06 |  | -0.00028338 |  | 0.00010883 |  | -0.00027301 |  | -0.00027301 |  | 0 |  | 1.0153e-05 |  | 0 |  | 0.00047268 |  | 0 |  | 0.0008171 |  | #VALUE! |  | 0.00029553 |  | 6.2196e-05 |  | -2.2635e-05 |  | 0 |  | -0.00023172 |  | 0.00022287
| 0 |  | 0 |  | -7.7357e-05 |  | -0.00028338 |  | 3.9782e-05 |  | -0.0001677 |  | -0.0001677 |  | 0 |  | 2.9765e-05 |  | 0 |  | 0.00045826 |  | 6.9955e-06 |  | 0.00081885 |  | #VALUE! |  | 0 |  | 3.4585e-05 |  | -5.7715e-05 |  | 0 |  | -0.00029065 |  | 0.000173
| 0 |  | 0 |  | 0.00010721 |  | 0 |  | 3.9783e-05 |  | -5.7407e-05 |  | -5.7407e-05 |  | 0 |  | 2.9771e-05 |  | 0 |  | 0.00048188 |  | 6.9958e-06 |  | 0.00078637 |  | #VALUE! |  | 0 |  | 3.4592e-05 |  | -2.0101e-06 |  | 0 |  | -0.00015474 |  | 0.00019009
| 0 |  | 0 |  | 0.00022399 |  | 0 |  | 0.00010625 |  | -0.00011293 |  | -0.00011293 |  | 0 |  | 1.2002e-05 |  | 0 |  | 0.00052466 |  | 7.1146e-06 |  | 0.00079184 |  | #VALUE! |  | 0 |  | 2.1644e-05 |  | 4.9284e-06 |  | 0 |  | -0.00018525 |  | 0.00027697
| 0 |  | 0 |  | 0.00025477 |  | 0 |  | 0.00010625 |  | -0.00012318 |  | -0.00012318 |  | 0 |  | 1.2002e-05 |  | 0 |  | 0.00061725 |  | 7.1148e-06 |  | 0.00089633 |  | #VALUE! |  | 0 |  | 2.1644e-05 |  | -1.9221e-05 |  | 0 |  | -0.00018675 |  | 0.00027477
| 0 |  | 0 |  | 8.2382e-05 |  | 0 |  | 1.3289e-05 |  | -5.0332e-05 |  | -5.0332e-05 |  | 0 |  | 5.1851e-05 |  | 0 |  | 0.00053482 |  | 7.8216e-05 |  | 0.00090399 |  | #VALUE! |  | 0 |  | 4.1796e-05 |  | -1.6117e-05 |  | 0 |  | -0.00010678 |  | 0.00015497
| 0 |  | 0 |  | 0.00013511 |  | 0 |  | 1.329e-05 |  | 1.0765e-05 |  | 1.0765e-05 |  | 0 |  | 5.1853e-05 |  | 0 |  | 0.00056162 |  | 7.8219e-05 |  | 0.00076585 |  | #VALUE! |  | 0 |  | 4.1797e-05 |  | -7.3994e-05 |  | 0 |  | 1.3084e-05 |  | 0.0001633
| 0 |  | 0 |  | 0.00020002 |  | 0 |  | 0.0001192 |  | 7.1437e-05 |  | 7.1437e-05 |  | 0 |  | 0.00010329 |  | 0 |  | 0.00065306 |  | 9.4157e-05 |  | 0.00073803 |  | #VALUE! |  | 0 |  | 3.6945e-05 |  | -4.6123e-05 |  | 0 |  | 0.0001905 |  | 0.0002682
| 0 |  | 0 |  | 5.5908e-05 |  | 0 |  | 0.0001192 |  | -5.4445e-05 |  | -5.4445e-05 |  | 0 |  | 0.00010327 |  | 0 |  | 0.00056701 |  | 9.4161e-05 |  | 0.00083878 |  | #VALUE! |  | 0 |  | 3.6935e-05 |  | -9.5712e-05 |  | 0 |  | -5.9922e-06 |  | 0.00025005
| 0 |  | 0 |  | 5.5324e-06 |  | 0 |  | 9.7472e-05 |  | -7.9278e-05 |  | -7.9278e-05 |  | 0 |  | 6.4789e-05 |  | 0 |  | 0.00064532 |  | 0.00014385 |  | 0.00086481 |  | #VALUE! |  | 0 |  | 4.0332e-05 |  | -8.4641e-05 |  | 0 |  | -6.2263e-05 |  | 0.00029457
| 0 |  | 0 |  | -0.00014047 |  | 0 |  | 9.7475e-05 |  | -0.0001012 |  | -0.0001012 |  | 0 |  | 6.4787e-05 |  | 0 |  | 0.00073039 |  | 0.00014385 |  | 0.00091047 |  | #VALUE! |  | 0 |  | 4.0331e-05 |  | -5.2615e-06 |  | 0 |  | -6.8647e-05 |  | 0.0002829
| 0 |  | 0 |  | 1.1602e-06 |  | 0 |  | 8.5948e-05 |  | -0.00011798 |  | -0.00011798 |  | 0 |  | 7.3125e-05 |  | 0 |  | 0.0006073 |  | 0 |  | 0.00086007 |  | #VALUE! |  | 0 |  | 3.0395e-05 |  | 2.9294e-05 |  | 0 |  | -5.0227e-05 |  | 0.00024043
| 0 |  | 0 |  | 0.00021344 |  | 0 |  | 8.5951e-05 |  | -0.00014654 |  | -0.00014654 |  | 0 |  | 7.3125e-05 |  | 0 |  | 0.00047741 |  | 0 |  | 0.0007647 |  | #VALUE! |  | 0 |  | 3.0395e-05 |  | 2.4694e-05 |  | 0 |  | -0.00010877 |  | 0.00016633
| 0 |  | 0 |  | 5.2329e-05 |  | 0 |  | 8.9313e-05 |  | -3.97e-05 |  | -3.97e-05 |  | 0 |  | 8.1863e-05 |  | 0 |  | 0.00049975 |  | 0.00010618 |  | 0.00076145 |  | #VALUE! |  | 0 |  | 5.0759e-05 |  | 3.1095e-05 |  | 0 |  | -5.2266e-05 |  | 0.00024792
| 0 |  | 0 |  | 0.00014954 |  | 0 |  | 8.9316e-05 |  | -1.4373e-05 |  | -1.4373e-05 |  | 0 |  | 8.1884e-05 |  | 0 |  | 0.00050777 |  | 0.00010619 |  | 0.00074535 |  | #VALUE! |  | 0 |  | 5.0772e-05 |  | -4.1314e-05 |  | 0 |  | -5.0541e-05 |  | 0.00025244
| 0 |  | 0 |  | 0.00020363 |  | 0 |  | 0.00011502 |  | 8.7485e-06 |  | 8.7485e-06 |  | 0 |  | 0.00010434 |  | 0 |  | 0.00049989 |  | 9.9851e-05 |  | 0.00071834 |  | #VALUE! |  | 0 |  | 4.485e-05 |  | -4.8049e-05 |  | 0 |  | -4.0438e-05 |  | 0.00014849
| 0 |  | 0 |  | 7.7296e-08 |  | 0 |  | 0.00011503 |  | -1.3595e-05 |  | -1.3595e-05 |  | 0 |  | 0.00010437 |  | 0 |  | 0.00061897 |  | 9.9854e-05 |  | 0.00073711 |  | #VALUE! |  | 0 |  | 4.486e-05 |  | 1.775e-05 |  | 0 |  | 4.7543e-05 |  | 0.00012406
| 0 |  | 0 |  | -9.0046e-05 |  | 0 |  | 9.7525e-05 |  | -0.00019153 |  | -0.00019153 |  | 0 |  | 4.4858e-05 |  | 0 |  | 0.00070225 |  | 6.8204e-05 |  | 0.00073875 |  | #VALUE! |  | 0 |  | 5.8184e-05 |  | 3.5249e-05 |  | 0 |  | -8.54e-05 |  | 7.5932e-05
| 0 |  | 0 |  | -8.4618e-05 |  | 0 |  | 9.7529e-05 |  | -9.1821e-05 |  | -9.1821e-05 |  | 0 |  | 4.4858e-05 |  | 0 |  | 0.00057691 |  | 6.8206e-05 |  | 0.00074089 |  | #VALUE! |  | 0 |  | 5.8184e-05 |  | 2.3129e-05 |  | 0 |  | -1.3466e-05 |  | 0.00019439
| 0 |  | 0 |  | -0.00010229 |  | 0 |  | 2.9492e-05 |  | -3.127e-05 |  | -3.127e-05 |  | 0 |  | 5.2869e-05 |  | 0 |  | 0.00054164 |  | 0.00014315 |  | 0.00072753 |  | #VALUE! |  | 0 |  | 4.0293e-05 |  | 5.964e-05 |  | 0 |  | -8.367e-05 |  | 0.00019041
| 0 |  | 0 |  | -0.00011839 |  | 0 |  | 2.9493e-05 |  | -7.8525e-05 |  | -7.8525e-05 |  | 0 |  | 5.2869e-05 |  | 0 |  | 0.0004907 |  | 0.00014316 |  | 0.00074475 |  | #VALUE! |  | 0 |  | 4.0293e-05 |  | 6.8481e-05 |  | 0 |  | -0.00025004 |  | 0.00016413
| 0 |  | 0 |  | -7.5861e-05 |  | 0 |  | 7.0301e-05 |  | -0.00010201 |  | -0.00010201 |  | 0 |  | 4.439e-05 |  | 0 |  | 0.00031243 |  | 7.691e-05 |  | 0.00083567 |  | #VALUE! |  | 0 |  | 4.7991e-05 |  | -3.2195e-07 |  | 0 |  | -0.00023382 |  | 0.00018954
| 0 |  | 0 |  | -2.394e-05 |  | 0 |  | 7.0304e-05 |  | -0.00021166 |  | -0.00021166 |  | 0 |  | 4.4402e-05 |  | 0 |  | 0.00022814 |  | 7.6913e-05 |  | 0.00080364 |  | #VALUE! |  | 0 |  | 4.8003e-05 |  | 2.3648e-06 |  | 0 |  | -0.00025585 |  | 0.0001204
| 0 |  | 0 |  | 2.2546e-05 |  | 0 |  | 3.4148e-05 |  | -0.00036627 |  | -0.00036627 |  | 0 |  | 7.2375e-06 |  | 0 |  | 0.00013514 |  | 9.9708e-05 |  | 0.000737 |  | #VALUE! |  | 0 |  | 3.6376e-05 |  | -1.6855e-05 |  | 0 |  | -0.00039556 |  | 3.6665e-05
| 0 |  | 0 |  | 9.297e-05 |  | 0 |  | 3.4149e-05 |  | -9.1408e-05 |  | -9.1408e-05 |  | 0 |  | 7.2357e-06 |  | 0 |  | 0.00041393 |  | 9.9712e-05 |  | 0.00070343 |  | #VALUE! |  | 0 |  | 3.6367e-05 |  | -2.7857e-05 |  | 0 |  | -5.8512e-05 |  | 0.00017253
| 0 |  | 0 |  | 2.3178e-05 |  | 0 |  | 0.0001064 |  | 0.00014513 |  | 0.00014513 |  | 0 |  | 6.7913e-05 |  | 0 |  | 0.00056149 |  | 0.00010293 |  | 0.00076371 |  | #VALUE! |  | 0 |  | 2.6727e-05 |  | 3.0394e-05 |  | 0 |  | 0.00014785 |  | 0.00020245
| 0 |  | 0 |  | -5.8639e-05 |  | 0 |  | 0.00010641 |  | -9.1711e-05 |  | -9.1711e-05 |  | 0 |  | 6.7913e-05 |  | 0 |  | 0.00038684 |  | 0.00010293 |  | 0.0007944 |  | #VALUE! |  | 0 |  | 2.6727e-05 |  | -5.9565e-06 |  | 0 |  | -0.00013519 |  | 4.4734e-05
| 0 |  | 0 |  | -0.00010728 |  | 0 |  | 0.00015038 |  | -8.6336e-05 |  | -8.6336e-05 |  | 0 |  | 0.00010972 |  | 0 |  | 0.0005706 |  | 5.0936e-05 |  | 0.00069783 |  | #VALUE! |  | 0 |  | 4.3694e-05 |  | -5.9568e-06 |  | 0 |  | -0.00020202 |  | 8.8551e-05
| 0 |  | 0 |  | -0.00012507 |  | 0 |  | 0.00015038 |  | 1.2062e-05 |  | 1.2062e-05 |  | 0 |  | 0.00010969 |  | 0 |  | 0.00075174 |  | 5.0938e-05 |  | 0.00072566 |  | #VALUE! |  | 0 |  | 4.3683e-05 |  | 2.3143e-05 |  | 0 |  | -0.00017405 |  | 0.00015219
| 0 |  | 0 |  | -8.4838e-05 |  | 0 |  | 2.1662e-05 |  | -0.00013174 |  | -0.00013174 |  | 0 |  | 6.2309e-05 |  | 0 |  | 0.00053863 |  | 0.00010297 |  | 0.00069664 |  | #VALUE! |  | 0 |  | 2.4769e-05 |  | 3.506e-05 |  | 0 |  | -0.00023142 |  | 0.00011309
| 0 |  | 0 |  | 4.5743e-05 |  | 0 |  | 2.1662e-05 |  | -0.0001473 |  | -0.0001473 |  | 0 |  | 6.2324e-05 |  | 0 |  | 0.00045137 |  | 0.00010297 |  | 0.0006644 |  | #VALUE! |  | 0 |  | 2.4775e-05 |  | 4.2559e-05 |  | 0 |  | -0.00020998 |  | 6.0547e-05
| 0 |  | 0 |  | 0.00014213 |  | 0 |  | 6.8157e-05 |  | -0.00014214 |  | -0.00014214 |  | 0 |  | 1.5069e-05 |  | 0 |  | 0.00052049 |  | 2.7001e-05 |  | 0.00073164 |  | #VALUE! |  | 0 |  | 2.8298e-05 |  | 5.4622e-06 |  | 0 |  | -0.00015238 |  | 8.4033e-05
| 0 |  | 0 |  | 0.00024293 |  | 0 |  | 6.816e-05 |  | -9.0159e-05 |  | -9.0159e-05 |  | 0 |  | 1.507e-05 |  | 0 |  | 0.00047409 |  | 2.7002e-05 |  | 0.00077231 |  | #VALUE! |  | 0 |  | 2.83e-05 |  | -2.995e-05 |  | 0 |  | -0.0001581 |  | 6.9229e-05
| 0 |  | 0 |  | 0.00034613 |  | 0 |  | 9.5099e-05 |  | -2.6456e-05 |  | -2.6456e-05 |  | 0 |  | 2.498e-05 |  | 0 |  | 0.00026949 |  | 7.199e-05 |  | 0.00073385 |  | #VALUE! |  | 0 |  | 2.9894e-05 |  | -0.0001326 |  | 0 |  | -0.00017897 |  | 0.00014711
| 0 |  | 0 |  | 0.00012978 |  | 0 |  | 0.00013533 |  | 0.00013918 |  | 0.00013918 |  | 0 |  | 5.543e-05 |  | 0 |  | 0.00051049 |  | 0.00017839 |  | 0.00080377 |  | #VALUE! |  | 0 |  | 5.7782e-05 |  | 0.00012836 |  | 0 |  | -3.9599e-05 |  | 0.00036941
| 0 |  | 0 |  | -0.00011427 |  | 0 |  | 4.0226e-05 |  | -9.4777e-05 |  | -9.4777e-05 |  | 0 |  | 3.0451e-05 |  | 0 |  | 0.00033839 |  | 0.0001064 |  | 0.00070253 |  | #VALUE! |  | 0 |  | 2.7887e-05 |  | 3.5306e-05 |  | 0 |  | -0.00030792 |  | 0.00011734
| 0 |  | 0 |  | 0.00011247 |  | 0 |  | 2.2738e-05 |  | -0.0001306 |  | -0.0001306 |  | 0 |  | 4.2924e-05 |  | 0 |  | 0.00024406 |  | 8.1919e-05 |  | 0.00062014 |  | #VALUE! |  | 0 |  | 4.2003e-05 |  | -1.2436e-05 |  | 0 |  | -0.00011722 |  | 0.00016765
| 0 |  | 0 |  | 0.00013174 |  | 0 |  | 2.2739e-05 |  | -9.1571e-05 |  | -9.1571e-05 |  | 0 |  | 4.2914e-05 |  | 0 |  | 0.00039084 |  | 8.1921e-05 |  | 0.00063092 |  | #VALUE! |  | 0 |  | 4.1992e-05 |  | -2.5152e-05 |  | 0 |  | -7.7742e-05 |  | 0.00017621
| 0 |  | 0 |  | 5.3083e-05 |  | 0 |  | 4.1153e-05 |  | -0.00010835 |  | -0.00010835 |  | 0 |  | 2.9492e-05 |  | 0 |  | 0.00048935 |  | 1.7685e-05 |  | 0.00067639 |  | #VALUE! |  | 0 |  | 4.4167e-05 |  | -9.9747e-05 |  | 0 |  | -0.00020404 |  | 0.00019362
| 0 |  | 0 |  | 9.4666e-05 |  | 0 |  | 4.1155e-05 |  | -0.0002189 |  | -0.0002189 |  | 0 |  | 2.9491e-05 |  | 0 |  | 0.00041345 |  | 1.7685e-05 |  | 0.00073701 |  | #VALUE! |  | 0 |  | 4.4165e-05 |  | -0.00012472 |  | 0 |  | -0.00030232 |  | 9.3992e-05
| 0 |  | 0 |  | -2.1638e-05 |  | 0 |  | 7.9548e-05 |  | -0.00010609 |  | -0.00010609 |  | 0 |  | 9.1222e-05 |  | 0 |  | 0.00040059 |  | 1.5973e-05 |  | 0.00078458 |  | #VALUE! |  | 0 |  | 5.1942e-05 |  | 3.5756e-06 |  | 0 |  | -0.00014673 |  | 0.00012984
| 0 |  | 0 |  | -8.7736e-05 |  | 0 |  | 7.9551e-05 |  | -0.00011298 |  | -0.00011298 |  | 0 |  | 9.1222e-05 |  | 0 |  | 0.00035258 |  | 1.5973e-05 |  | 0.00072179 |  | #VALUE! |  | 0 |  | 5.1942e-05 |  | 4.7674e-06 |  | 0 |  | -0.00016433 |  | 0.00017808
| 0 |  | 0 |  | 0.00018624 |  | 0 |  | 8.1794e-05 |  | -0.00024791 |  | -0.00024791 |  | 0 |  | 2.5908e-05 |  | 0 |  | 0.00037683 |  | 3.1996e-05 |  | 0.00064053 |  | #VALUE! |  | 0 |  | 3.8397e-05 |  | -8.4007e-05 |  | 0 |  | -0.00026332 |  | 0.000118
| 0 |  | 0 |  | 8.479e-05 |  | 0 |  | 8.1796e-05 |  | -0.00021414 |  | -0.00021414 |  | 0 |  | 2.5915e-05 |  | 0 |  | 0.00044509 |  | 3.1997e-05 |  | 0.00073185 |  | #VALUE! |  | 0 |  | 3.8408e-05 |  | -6.6636e-05 |  | 0 |  | -0.00020608 |  | 0.00010272
| 0 |  | 0 |  | -7.4914e-05 |  | 0 |  | 4.431e-05 |  | -0.00015368 |  | -0.00015368 |  | 0 |  | 2.593e-05 |  | 0 |  | 0.00034406 |  | 4.2015e-05 |  | 0.00067965 |  | #VALUE! |  | 0 |  | 5.3302e-05 |  | -5.2405e-05 |  | 0 |  | -0.00011709 |  | 6.5101e-05
| 0 |  | 0 |  | 0.00011286 |  | 0 |  | 4.4312e-05 |  | -0.00014652 |  | -0.00014652 |  | 0 |  | 2.5937e-05 |  | 0 |  | 0.00039276 |  | 4.2016e-05 |  | 0.00066996 |  | #VALUE! |  | 0 |  | 5.3315e-05 |  | -4.0608e-05 |  | 0 |  | -2.3305e-05 |  | 5.9183e-05
| 0 |  | 0 |  | 0.00013887 |  | 0 |  | 9.1469e-05 |  | -0.00011484 |  | -0.00011484 |  | 0 |  | 6.3848e-05 |  | 0 |  | 0.00047588 |  | 9.2892e-05 |  | 0.00071974 |  | #VALUE! |  | 0 |  | 4.8045e-05 |  | 1.1339e-06 |  | 0 |  | -4.6395e-05 |  | 0.00010338
| 0 |  | 0 |  | -3.9629e-05 |  | 0 |  | 9.1472e-05 |  | -9.0708e-05 |  | -9.0708e-05 |  | 0 |  | 6.3845e-05 |  | 0 |  | 0.00052199 |  | 9.2895e-05 |  | 0.00060297 |  | #VALUE! |  | 0 |  | 4.8043e-05 |  | 5.1434e-05 |  | 0 |  | -2.7068e-05 |  | 0.00013456
| 0 |  | 0 |  | -4.8971e-05 |  | 0 |  | 5.3851e-05 |  | -8.9475e-05 |  | -8.9475e-05 |  | 0 |  | 6.3312e-05 |  | 0 |  | 0.00058745 |  | 9.1945e-05 |  | 0.00066497 |  | #VALUE! |  | 0 |  | 4.3124e-05 |  | 3.1511e-05 |  | 0 |  | -4.6452e-05 |  | 0.00011672
| 0 |  | 0 |  | -5.8017e-06 |  | 0 |  | 5.3853e-05 |  | -0.00015716 |  | -0.00015716 |  | 0 |  | 6.3315e-05 |  | 0 |  | 0.00049895 |  | 9.1948e-05 |  | 0.0006233 |  | #VALUE! |  | 0 |  | 4.3126e-05 |  | 6.7319e-05 |  | 0 |  | -0.00017511 |  | 0.00012509
| 0 |  | 0 |  | -3.2416e-05 |  | 0 |  | 0.00010309 |  | -0.00013103 |  | -0.00013103 |  | 0 |  | 7.0518e-05 |  | 0 |  | 0.00045282 |  | 0.00017013 |  | 0.00060023 |  | #VALUE! |  | 0 |  | 3.4901e-05 |  | 9.1981e-05 |  | 0 |  | -0.00019062 |  | 0.00019255
| 0 |  | 0 |  | -0.0001465 |  | 0 |  | 0.00010309 |  | -8.3574e-05 |  | -8.3574e-05 |  | 0 |  | 7.05e-05 |  | 0 |  | 0.00041477 |  | 0.00017014 |  | 0.00069764 |  | #VALUE! |  | 0 |  | 3.4892e-05 |  | -2.4497e-05 |  | 0 |  | -0.00018579 |  | 0.00014294
| 0 |  | 0 |  | -2.9045e-05 |  | 0 |  | 9.497e-05 |  | -0.00020459 |  | -0.00020459 |  | 0 |  | 3.5214e-05 |  | 0 |  | 0.0002475 |  | 4.8189e-05 |  | 0.00069408 |  | #VALUE! |  | 0 |  | 4.0536e-05 |  | -1.6258e-05 |  | 0 |  | -0.00025226 |  | 2.4625e-05
| 0 |  | 0 |  | -0.00011621 |  | 0 |  | 9.4974e-05 |  | -0.00026135 |  | -0.00026135 |  | 0 |  | 3.5212e-05 |  | 0 |  | 0.00033823 |  | 4.8191e-05 |  | 0.00068717 |  | #VALUE! |  | 0 |  | 4.0535e-05 |  | -7.945e-05 |  | 0 |  | -0.00015846 |  | 4.1059e-05
| 0 |  | 0 |  | -0.0003715 |  | 0 |  | 6.2469e-05 |  | -6.0311e-05 |  | -6.0311e-05 |  | 0 |  | 0.0001252 |  | 0 |  | 0.00050486 |  | 0.00015566 |  | 0.00057901 |  | #VALUE! |  | 0 |  | 6.0871e-05 |  | -0.00011519 |  | 0 |  | 9.3545e-05 |  | 0.00014273
| 0 |  | 0 |  | -5.9524e-05 |  | 0 |  | 6.2471e-05 |  | 0.00014328 |  | 0.00014328 |  | 0 |  | 0.00012519 |  | 0 |  | 0.00057856 |  | 0.00015567 |  | 0.00054175 |  | #VALUE! |  | 0 |  | 6.0868e-05 |  | -3.7819e-06 |  | 0 |  | 0.00021915 |  | 0.00015341
| 0 |  | 0 |  | 9.8492e-05 |  | 0 |  | 0.00010326 |  | 6.99e-05 |  | 6.99e-05 |  | 0 |  | 6.3237e-05 |  | 0 |  | 0.00056733 |  | 7.2563e-05 |  | 0.00055927 |  | #VALUE! |  | 0 |  | 4.5888e-05 |  | 3.8669e-05 |  | 0 |  | 2.581e-05 |  | 0.00011571
| 0 |  | 0 |  | -6.6934e-06 |  | 0 |  | 0.00010326 |  | -3.6235e-05 |  | -3.6235e-05 |  | 0 |  | 6.3234e-05 |  | 0 |  | 0.00052915 |  | 7.2566e-05 |  | 0.00055112 |  | #VALUE! |  | 0 |  | 4.5887e-05 |  | 1.8927e-05 |  | 0 |  | -7.4181e-05 |  | 8.0042e-05
| 0 |  | 0 |  | 0.00013707 |  | 0 |  | 4.8053e-05 |  | -0.0001084 |  | -0.0001084 |  | 0 |  | 4.134e-05 |  | 0 |  | 0.0004805 |  | 9.4287e-05 |  | 0.00055241 |  | #VALUE! |  | 0 |  | 2.6859e-05 |  | -9.4648e-05 |  | 0 |  | -0.00016543 |  | 0.00010035
| 0 |  | 0 |  | 0.0002027 |  | 0 |  | 4.8055e-05 |  | -0.00016981 |  | -0.00016981 |  | 0 |  | 4.1328e-05 |  | 0 |  | 0.00034525 |  | 9.429e-05 |  | 0.00061038 |  | #VALUE! |  | 0 |  | 2.6851e-05 |  | -6.2964e-05 |  | 0 |  | -0.00030038 |  | 9.5415e-05
| 0 |  | 0 |  | 9.4645e-05 |  | 0 |  | 7.5629e-05 |  | -0.00013542 |  | -0.00013542 |  | 0 |  | 1.5484e-05 |  | 0 |  | 0.00031388 |  | 4.4443e-05 |  | 0.00060239 |  | #VALUE! |  | 0 |  | 3.1701e-05 |  | -2.3577e-05 |  | 0 |  | -0.00031469 |  | -2.1753e-06
| 0 |  | 0 |  | 0.00021048 |  | 0 |  | 7.5631e-05 |  | -2.3606e-05 |  | -2.3606e-05 |  | 0 |  | 1.5483e-05 |  | 0 |  | 0.00034708 |  | 4.4444e-05 |  | 0.00052296 |  | #VALUE! |  | 0 |  | 3.1699e-05 |  | -4.5755e-05 |  | 0 |  | -0.00016639 |  | 4.3353e-06
| 0 |  | 0 |  | 0.00026982 |  | 0 |  | 1.4017e-05 |  | -9.6022e-06 |  | -9.6022e-06 |  | 0 |  | 4.8528e-05 |  | 0 |  | 0.00030105 |  | 7.678e-05 |  | 0.0005809 |  | #VALUE! |  | 0 |  | 5.1046e-05 |  | -2.7344e-05 |  | 0 |  | -4.7302e-05 |  | 5.8514e-05
| 0 |  | 0 |  | 0.00016389 |  | 0 |  | 1.4017e-05 |  | -8.4816e-05 |  | -8.4816e-05 |  | 0 |  | 4.8526e-05 |  | 0 |  | 0.00010211 |  | 7.6782e-05 |  | 0.00061216 |  | #VALUE! |  | 0 |  | 5.1044e-05 |  | -9.2209e-06 |  | 0 |  | -0.00010811 |  | 6.2711e-05
| 0 |  | 0 |  | 2.2133e-05 |  | 0 |  | 1.8153e-05 |  | -0.00021674 |  | -0.00021674 |  | 0 |  | 1.0834e-05 |  | 0 |  | 0.00023792 |  | 1.9544e-05 |  | 0.00056891 |  | #VALUE! |  | 0 |  | 3.0174e-05 |  | 5.2528e-05 |  | 0 |  | -0.00025143 |  | 0.00010045
| 0 |  | 0 |  | -0.000215 |  | 0 |  | 1.8153e-05 |  | -0.00024182 |  | -0.00024182 |  | 0 |  | 1.0831e-05 |  | 0 |  | 0.00043106 |  | 1.9544e-05 |  | 0.00050641 |  | #VALUE! |  | 0 |  | 3.0166e-05 |  | 7.189e-05 |  | 0 |  | -0.00035401 |  | 5.9991e-05
| 0 |  | 0 |  | -0.00015309 |  | 0 |  | 4.9877e-05 |  | -0.00016716 |  | -0.00016716 |  | 0 |  | 6.2492e-05 |  | 0 |  | 0.0002696 |  | 7.7878e-05 |  | 0.00051219 |  | #VALUE! |  | 0 |  | 4.9953e-05 |  | -2.0341e-05 |  | 0 |  | -0.00026467 |  | 5.2017e-05
| 0 |  | 0 |  | 6.9666e-05 |  | 0 |  | 4.9879e-05 |  | -0.00014279 |  | -0.00014279 |  | 0 |  | 6.2476e-05 |  | 0 |  | 0.00025585 |  | 7.7881e-05 |  | 0.00063142 |  | #VALUE! |  | 0 |  | 4.994e-05 |  | -1.5131e-05 |  | 0 |  | -0.00021674 |  | 0.00012268
| 0 |  | 0 |  | 4.575e-05 |  | 0 |  | 4.8798e-05 |  | -0.00012746 |  | -0.00012746 |  | 0 |  | 5.6761e-05 |  | 0 |  | 0.0002458 |  | 1.7791e-05 |  | 0.00069171 |  | #VALUE! |  | 0 |  | 3.4764e-05 |  | -1.6528e-05 |  | 0 |  | -0.00018847 |  | 0.00011469
| 0 |  | 0 |  | -2.0271e-05 |  | 0 |  | 4.8799e-05 |  | -0.00014879 |  | -0.00014879 |  | 0 |  | 5.6764e-05 |  | 0 |  | 0.00018938 |  | 1.7792e-05 |  | 0.00057162 |  | #VALUE! |  | 0 |  | 3.4766e-05 |  | -3.3299e-05 |  | 0 |  | -0.00020079 |  | 8.7698e-05
| 0 |  | 0 |  | -1.1403e-05 |  | 0 |  | 0.00010036 |  | -0.00012701 |  | -0.00012701 |  | 0 |  | 0 |  | 0 |  | 0.00017299 |  | 7.298e-05 |  | 0.00052443 |  | #VALUE! |  | 0 |  | 2.8893e-05 |  | -7.9437e-05 |  | 0 |  | -0.00029658 |  | 6.5503e-05
| 0 |  | 0 |  | 2.1259e-05 |  | 0 |  | 0.00010036 |  | -6.7193e-05 |  | -6.7193e-05 |  | 0 |  | 0 |  | 0 |  | 0.00029115 |  | 7.2983e-05 |  | 0.00051826 |  | #VALUE! |  | 0 |  | 2.8902e-05 |  | -4.963e-05 |  | 0 |  | -0.00013559 |  | 6.1314e-05
| 0 |  | 0 |  | -8.7646e-05 |  | 0 |  | 4.1148e-05 |  | -0.0001458 |  | -0.0001458 |  | 0 |  | 1.5356e-05 |  | 0 |  | 0.00032374 |  | 6.3879e-05 |  | 0.00049603 |  | #VALUE! |  | 0 |  | 3.2309e-05 |  | 1.3891e-06 |  | 0 |  | -0.00011635 |  | 1.8145e-06
| 0 |  | 0 |  | -8.1013e-05 |  | 0 |  | 4.1149e-05 |  | -0.00013361 |  | -0.00013361 |  | 0 |  | 1.536e-05 |  | 0 |  | 0.00029787 |  | 6.3881e-05 |  | 0.00055598 |  | #VALUE! |  | 0 |  | 3.2317e-05 |  | -1.634e-05 |  | 0 |  | -0.00013043 |  | 5.4711e-05
| 0 |  | 0 |  | -0.00020629 |  | 0 |  | 2.6732e-05 |  | -0.00011533 |  | -0.00011533 |  | 0 |  | 5.4723e-05 |  | 0 |  | 0.00042526 |  | 1.5784e-05 |  | 0.0005415 |  | #VALUE! |  | 0 |  | 1.5398e-05 |  | -3.0204e-05 |  | 0 |  | -7.3336e-05 |  | 0.000103
| 0 |  | 0 |  | -0.00032904 |  | 0 |  | 2.6733e-05 |  | -0.00010089 |  | -0.00010089 |  | 0 |  | 5.4739e-05 |  | 0 |  | 0.00045335 |  | 1.5785e-05 |  | 0.00048077 |  | #VALUE! |  | 0 |  | 1.5402e-05 |  | -3.2226e-05 |  | 0 |  | -0.00011218 |  | 0.00013563
| 0 |  | 0 |  | -0.00022139 |  | 0 |  | 0.00012343 |  | -0.00011513 |  | -0.00011513 |  | 0 |  | 1.2717e-05 |  | 0 |  | 0.00040909 |  | 4.3408e-05 |  | 0.00045055 |  | #VALUE! |  | 0 |  | 3.4365e-05 |  | -2.8465e-05 |  | 0 |  | -0.00027498 |  | 9.0131e-05
| 0 |  | 0 |  | -9.6943e-05 |  | 0 |  | 0.00012343 |  | -0.00012808 |  | -0.00012808 |  | 0 |  | 1.2717e-05 |  | 0 |  | 0.00041257 |  | 4.3409e-05 |  | 0.00053348 |  | #VALUE! |  | 0 |  | 3.4364e-05 |  | -1.6807e-05 |  | 0 |  | -0.00024086 |  | -4.2938e-05
| 0 |  | 0 |  | 2.2601e-05 |  | 0 |  | 7.7592e-05 |  | -0.00012157 |  | -0.00012157 |  | 0 |  | 1.7291e-05 |  | 0 |  | 0.00037049 |  | 5.2627e-05 |  | 0.00055531 |  | #VALUE! |  | 0 |  | 8.6024e-06 |  | 8.0846e-06 |  | 0 |  | -0.00014605 |  | -2.673e-05
| 0 |  | 0 |  | 1.0493e-05 |  | 0 |  | 7.7595e-05 |  | -0.00022441 |  | -0.00022441 |  | 0 |  | 1.7295e-05 |  | 0 |  | 0.00027305 |  | 5.2629e-05 |  | 0.00053092 |  | #VALUE! |  | 0 |  | 8.6046e-06 |  | -0.00010741 |  | 0 |  | -0.000235 |  | 1.7472e-07
| 0 |  | 0 |  | 1.0044e-05 |  | 0 |  | 6.9007e-05 |  | -0.00014043 |  | -0.00014043 |  | 0 |  | 2.4756e-05 |  | 0 |  | 0.00036509 |  | 7.7129e-05 |  | 0.00055695 |  | #VALUE! |  | 0 |  | 2.0543e-05 |  | -8.8187e-05 |  | 0 |  | -7.6418e-05 |  | 6.2295e-05
| 0 |  | 0 |  | -9.3042e-05 |  | 0 |  | 6.9009e-05 |  | -0.00015157 |  | -0.00015157 |  | 0 |  | 2.4762e-05 |  | 0 |  | 0.00049581 |  | 7.7131e-05 |  | 0.00065645 |  | #VALUE! |  | 0 |  | 2.0549e-05 |  | -6.3129e-05 |  | 0 |  | -4.8872e-05 |  | 0.00011147
| 0 |  | 0 |  | -0.00025009 |  | 0 |  | 7.56e-05 |  | -0.00028909 |  | -0.00028909 |  | 0 |  | 4.3155e-05 |  | 0 |  | 0.00042635 |  | 0.00010287 |  | 0.00064616 |  | #VALUE! |  | 0 |  | 3.2065e-05 |  | -0.00011491 |  | 0 |  | -0.00014711 |  | 4.0989e-05
| 0 |  | 0 |  | -0.0002221 |  | 0 |  | 7.5602e-05 |  | -0.00011592 |  | -0.00011592 |  | 0 |  | 4.3153e-05 |  | 0 |  | 0.00041597 |  | 0.00010288 |  | 0.00054909 |  | #VALUE! |  | 0 |  | 3.2064e-05 |  | -2.0431e-05 |  | 0 |  | 1.0409e-05 |  | 0.00010512
| 0 |  | 0 |  | -8.8624e-05 |  | 0 |  | 6.6298e-05 |  | -7.9046e-05 |  | -7.9046e-05 |  | 0 |  | 1.8796e-05 |  | 0 |  | 0.00041362 |  | 6.604e-05 |  | 0.00056048 |  | #VALUE! |  | 0 |  | 3.7686e-05 |  | 4.8065e-05 |  | 0 |  | 1.8863e-05 |  | 0.00012839
| 0 |  | 0 |  | -7.4684e-05 |  | 0 |  | 6.6301e-05 |  | -0.00013198 |  | -0.00013198 |  | 0 |  | 1.8796e-05 |  | 0 |  | 0.00024398 |  | 6.6042e-05 |  | 0.00058282 |  | #VALUE! |  | 0 |  | 3.7686e-05 |  | -5.358e-05 |  | 0 |  | -9.0766e-05 |  | 6.6367e-05
| 0 |  | 0 |  | -7.9585e-05 |  | 0 |  | 0.00013005 |  | -6.6962e-05 |  | -6.6962e-05 |  | 0 |  | 6.1858e-05 |  | 0 |  | 0.000311 |  | 3.2024e-05 |  | 0.00059329 |  | #VALUE! |  | 0 |  | 4.1892e-05 |  | -8.1165e-05 |  | 0 |  | -5.8016e-05 |  | 0.00011297
| 0 |  | 0 |  | 7.616e-05 |  | 0 |  | 0.00013005 |  | -4.1178e-05 |  | -4.1178e-05 |  | 0 |  | 6.1874e-05 |  | 0 |  | 0.00036033 |  | 3.2025e-05 |  | 0.00057773 |  | #VALUE! |  | 0 |  | 4.1903e-05 |  | 1.986e-05 |  | 0 |  | -1.5825e-05 |  | 0.00011267
| 0 |  | 0 |  | 5.4693e-05 |  | 0 |  | 0.00012021 |  | -5.2047e-05 |  | -5.2047e-05 |  | 0 |  | 7.0254e-05 |  | 0 |  | 0.00026824 |  | 7.6615e-05 |  | 0.00056921 |  | #VALUE! |  | 0 |  | 3.4401e-05 |  | 0.00010342 |  | 0 |  | 1.8694e-05 |  | 0.00011731
| 0 |  | 0 |  | 1.7352e-05 |  | 0 |  | 0.00012021 |  | -0.00012206 |  | -0.00012206 |  | 0 |  | 7.0272e-05 |  | 0 |  | 0.00029921 |  | 7.6618e-05 |  | 0.00051082 |  | #VALUE! |  | 0 |  | 3.441e-05 |  | 7.7904e-05 |  | 0 |  | -0.00017801 |  | 0.00011643
| 0 |  | 0 |  | 0.00019055 |  | 0 |  | 8.3688e-05 |  | -0.00015009 |  | -0.00015009 |  | 0 |  | 4.4113e-05 |  | 0 |  | 0.00037849 |  | 7.0953e-05 |  | 0.00047164 |  | #VALUE! |  | 0 |  | 4.334e-05 |  | -8.9812e-06 |  | 0 |  | -0.00024375 |  | 6.3615e-05
| 0 |  | 0 |  | 7.9108e-05 |  | 0 |  | 8.3691e-05 |  | -0.00016218 |  | -0.00016218 |  | 0 |  | 4.4113e-05 |  | 0 |  | 0.00040324 |  | 7.0956e-05 |  | 0.0006019 |  | #VALUE! |  | 0 |  | 4.334e-05 |  | -1.5443e-05 |  | 0 |  | -0.00010137 |  | 1.6936e-05
| 0 |  | 0 |  | -4.4605e-05 |  | 0 |  | 0.00011877 |  | -2.1812e-05 |  | -2.1812e-05 |  | 0 |  | 2.3003e-05 |  | 0 |  | 0.00046056 |  | 0.00013187 |  | 0.00059775 |  | #VALUE! |  | 0 |  | 2.9421e-05 |  | -2.1707e-06 |  | 0 |  | -5.911e-05 |  | 2.6146e-05
| 0 |  | 0 |  | -0.00018071 |  | 0 |  | 0.00011877 |  | 2.4811e-05 |  | 2.4811e-05 |  | 0 |  | 2.3002e-05 |  | 0 |  | 0.00040012 |  | 0.00013188 |  | 0.00048835 |  | #VALUE! |  | 0 |  | 2.942e-05 |  | -5.3327e-05 |  | 0 |  | -6.9793e-05 |  | 7.457e-06
| 0 |  | 0 |  | -0.00025231 |  | 0 |  | 5.0647e-05 |  | -6.8607e-05 |  | -6.8607e-05 |  | 0 |  | 2.9157e-05 |  | 0 |  | 0.00031395 |  | 5.044e-05 |  | 0.00048387 |  | #VALUE! |  | 0 |  | 3.1877e-05 |  | -5.1231e-05 |  | 0 |  | -0.00019241 |  | -1.9726e-06
| 0 |  | 0 |  | -0.0001755 |  | 0 |  | 5.0649e-05 |  | -0.00017498 |  | -0.00017498 |  | 0 |  | 2.9165e-05 |  | 0 |  | 0.00038873 |  | 5.0442e-05 |  | 0.00047236 |  | #VALUE! |  | 0 |  | 3.1885e-05 |  | -1.7212e-05 |  | 0 |  | -0.00032986 |  | 1.3389e-05
| 0 |  | 0 |  | 8.3783e-05 |  | 0 |  | 8.2698e-05 |  | -0.00019325 |  | -0.00019325 |  | 0 |  | 2.2768e-05 |  | 0 |  | 0.00025548 |  | 0 |  | 0.00036813 |  | #VALUE! |  | 0 |  | 1.827e-05 |  | -8.7605e-05 |  | 0 |  | -0.00033224 |  | 2.0194e-05
| 0 |  | 0 |  | 8.0292e-05 |  | 0 |  | 8.27e-05 |  | -0.00022351 |  | -0.00022351 |  | 0 |  | 2.2761e-05 |  | 0 |  | 0.00011559 |  | 0 |  | 0.00035294 |  | #VALUE! |  | 0 |  | 1.8265e-05 |  | -2.9384e-05 |  | 0 |  | -0.00038585 |  | -4.5403e-05
| 0 |  | 0 |  | -0.00011858 |  | 0 |  | 1.6544e-05 |  | -0.00019781 |  | -0.00019781 |  | 0 |  | 2.6693e-05 |  | 0 |  | 0.00022715 |  | 4.3665e-05 |  | 0.00050809 |  | #VALUE! |  | 0 |  | 4.4637e-05 |  | 3.9678e-05 |  | 0 |  | -0.00032552 |  | -5.0834e-05
| 0 |  | 0 |  | 0.00013294 |  | 0 |  | 1.6545e-05 |  | -6.2051e-05 |  | -6.2051e-05 |  | 0 |  | 2.6693e-05 |  | 0 |  | 0.00042333 |  | 4.3666e-05 |  | 0.00051815 |  | #VALUE! |  | 0 |  | 4.4637e-05 |  | 3.4424e-05 |  | 0 |  | -0.00018249 |  | 8.015e-05
| 0 |  | 0 |  | 8.3185e-05 |  | 0 |  | 0.00012526 |  | -0.00012925 |  | -0.00012925 |  | 0 |  | 6.748e-05 |  | 0 |  | 0.00030205 |  | 3.5817e-07 |  | 0.0004577 |  | #VALUE! |  | 0 |  | 2.3951e-05 |  | 8.7005e-05 |  | 0 |  | -8.705e-05 |  | 0.00013971
| 0 |  | 0 |  | -3.3954e-05 |  | 0 |  | 0.00012526 |  | -0.00016364 |  | -0.00016364 |  | 0 |  | 6.7463e-05 |  | 0 |  | 0.00017734 |  | 3.5818e-07 |  | 0.0004456 |  | #VALUE! |  | 0 |  | 2.3945e-05 |  | 7.8101e-05 |  | 0 |  | 3.1387e-05 |  | 0.00010187
| 0 |  | 0 |  | -4.4253e-05 |  | 0 |  | 0.00010749 |  | -0.00016506 |  | -0.00016506 |  | 0 |  | 4.8054e-05 |  | 0 |  | 0.00022237 |  | 7.4632e-05 |  | 0.00045627 |  | #VALUE! |  | 0 |  | 3.5032e-05 |  | 9.6018e-05 |  | 0 |  | -2.0189e-05 |  | 8.518e-05
| 0 |  | 0 |  | -1.9325e-05 |  | 0 |  | 0.00010749 |  | -6.6173e-05 |  | -6.6173e-05 |  | 0 |  | 4.8042e-05 |  | 0 |  | 0.00018982 |  | 7.4634e-05 |  | 0.00049288 |  | #VALUE! |  | 0 |  | 3.5023e-05 |  | 9.9525e-05 |  | 0 |  | -7.6239e-05 |  | 0.00018157
| 0 |  | 0 |  | -9.2181e-05 |  | 0 |  | 9.3259e-05 |  | -2.1012e-05 |  | -2.1012e-05 |  | 0 |  | 7.6528e-05 |  | 0 |  | 0.00027651 |  | 4.9725e-05 |  | 0.00048802 |  | #VALUE! |  | 0 |  | 5.0434e-05 |  | 9.4752e-05 |  | 0 |  | -5.5088e-05 |  | 0.00018378
| 0 |  | 0 |  | -0.00014865 |  | 0 |  | 9.3263e-05 |  | -5.2431e-05 |  | -5.2431e-05 |  | 0 |  | 7.6528e-05 |  | 0 |  | 0.00030588 |  | 4.9727e-05 |  | 0.00043575 |  | #VALUE! |  | 0 |  | 5.0434e-05 |  | 6.0291e-05 |  | 0 |  | -4.8862e-05 |  | 8.1913e-05
| 0 |  | 0 |  | -6.2469e-05 |  | 0 |  | 0.0001135 |  | -6.8972e-05 |  | -6.8972e-05 |  | 0 |  | 1.5978e-05 |  | 0 |  | 0.0002256 |  | 2.8948e-05 |  | 0.00041381 |  | #VALUE! |  | 0 |  | 4.8344e-05 |  | -4.001e-05 |  | 0 |  | -8.3116e-05 |  | 6.5568e-05
| 0 |  | 0 |  | -0.00020028 |  | 0 |  | 0.00011351 |  | -0.00013723 |  | -0.00013723 |  | 0 |  | 1.5977e-05 |  | 0 |  | 0.00022874 |  | 2.8949e-05 |  | 0.00042051 |  | #VALUE! |  | 0 |  | 4.8342e-05 |  | -0.00013734 |  | 0 |  | -0.00020635 |  | 3.4427e-05
| 0 |  | 0 |  | -0.00015098 |  | 0 |  | 6.3328e-05 |  | -3.871e-05 |  | -3.871e-05 |  | 0 |  | 8.6099e-05 |  | 0 |  | 0.00017401 |  | 0.00011473 |  | 0.00046511 |  | #VALUE! |  | 0 |  | 4.4408e-05 |  | -7.5787e-05 |  | 0 |  | -0.00013436 |  | 0.00014001
| 0 |  | 0 |  | -1.7619e-05 |  | 0 |  | 6.333e-05 |  | 4.0049e-05 |  | 4.0049e-05 |  | 0 |  | 8.612e-05 |  | 0 |  | 0.000274 |  | 0.00011474 |  | 0.00051442 |  | #VALUE! |  | 0 |  | 4.4419e-05 |  | 2.2826e-05 |  | 0 |  | -1.9386e-05 |  | 0.00011241
| 0 |  | 0 |  | 7.1685e-05 |  | 0 |  | 3.2059e-05 |  | -4.8806e-05 |  | -4.8806e-05 |  | 0 |  | 3.1919e-05 |  | 0 |  | 0.00040635 |  | 8.4162e-05 |  | 0.00049352 |  | #VALUE! |  | 0 |  | 2.5203e-05 |  | -2.9259e-05 |  | 0 |  | -6.6037e-05 |  | -4.1188e-06
| 0 |  | 0 |  | 0.00017195 |  | 0 |  | 3.2061e-05 |  | -0.00018213 |  | -0.00018213 |  | 0 |  | 3.1928e-05 |  | 0 |  | 0.0003064 |  | 8.4165e-05 |  | 0.00045501 |  | #VALUE! |  | 0 |  | 2.521e-05 |  | -3.106e-05 |  | 0 |  | -0.00017518 |  | -3.0378e-05
| 0 |  | 0 |  | 0.0002127 |  | 0 |  | 0.00013204 |  | -0.00016623 |  | -0.00016623 |  | 0 |  | 5.2749e-05 |  | 0 |  | 0.00013447 |  | 9.0279e-05 |  | 0.00050718 |  | #VALUE! |  | 0 |  | 4.0602e-05 |  | 6.6282e-06 |  | 0 |  | -0.00034331 |  | 2.2667e-05
| 0 |  | 0 |  | -2.3285e-06 |  | 0 |  | 0.00013204 |  | -4.5684e-05 |  | -4.5684e-05 |  | 0 |  | 5.2749e-05 |  | 0 |  | 0.00025769 |  | 9.0282e-05 |  | 0.00051394 |  | #VALUE! |  | 0 |  | 4.0602e-05 |  | -6.2721e-05 |  | 0 |  | -0.00023009 |  | 0.00016208
| 0 |  | 0 |  | -0.00024918 |  | 0 |  | 0.00011688 |  | -7.8888e-05 |  | -7.8888e-05 |  | 0 |  | 6.1261e-05 |  | 0 |  | 0.00028391 |  | 8.1238e-05 |  | 0.00048112 |  | #VALUE! |  | 0 |  | 3.2622e-05 |  | -8.1693e-05 |  | 0 |  | -9.8527e-05 |  | 5.7509e-05
| 0 |  | 0 |  | -0.0002096 |  | 0 |  | 0.00011689 |  | -0.00025289 |  | -0.00025289 |  | 0 |  | 6.1264e-05 |  | 0 |  | 5.5044e-05 |  | 8.1241e-05 |  | 0.00054681 |  | #VALUE! |  | 0 |  | 3.2624e-05 |  | -3.711e-05 |  | 0 |  | -0.00015009 |  | -8.8593e-05
| 0 |  | 0 |  | -9.6965e-05 |  | 0 |  | 8.1028e-05 |  | -0.0001862 |  | -0.0001862 |  | 0 |  | 8.0047e-05 |  | 0 |  | 0.00022368 |  | 0.00018274 |  | 0.00054437 |  | #VALUE! |  | 0 |  | 6.1359e-05 |  | 6.7284e-05 |  | 0 |  | -8.6509e-05 |  | -4.6461e-05
| 0 |  | 0 |  | -6.3218e-05 |  | 0 |  | 8.1031e-05 |  | -6.8617e-05 |  | -6.8617e-05 |  | 0 |  | 8.0067e-05 |  | 0 |  | 0.00038755 |  | 0.00018275 |  | 0.0005087 |  | #VALUE! |  | 0 |  | 6.1375e-05 |  | 0.00013656 |  | 0 |  | -0.00017657 |  | -1.457e-05
| 0 |  | 0 |  | -3.9738e-05 |  | 0 |  | 5.7249e-05 |  | -7.3394e-05 |  | -7.3394e-05 |  | 0 |  | 5.1298e-05 |  | 0 |  | 0.00034499 |  | 9.8392e-05 |  | 0.00043012 |  | #VALUE! |  | 0 |  | 4.1473e-05 |  | 9.1897e-06 |  | 0 |  | -0.00011055 |  | 3.2639e-05
| 0 |  | 0 |  | -0.00013408 |  | 0 |  | 5.7251e-05 |  | -0.00012465 |  | -0.00012465 |  | 0 |  | 5.1313e-05 |  | 0 |  | 0.00014273 |  | 9.8395e-05 |  | 0.00036186 |  | #VALUE! |  | 0 |  | 4.1485e-05 |  | -6.5725e-05 |  | 0 |  | -0.00010758 |  | 7.8531e-05
| 0 |  | 0 |  | -0.00025592 |  | 0 |  | 2.146e-06 |  | -0.00023534 |  | -0.00023534 |  | 0 |  | 4.5157e-05 |  | 0 |  | 0.00010696 |  | 2.5612e-05 |  | 0.00034541 |  | #VALUE! |  | 0 |  | 4.4526e-05 |  | -2.4542e-05 |  | 0 |  | -0.00031731 |  | 1.8153e-05
| 0 |  | 0 |  | -0.00015934 |  | 0 |  | 2.1461e-06 |  | -0.00017117 |  | -0.00017117 |  | 0 |  | 4.5158e-05 |  | 0 |  | 0.00026868 |  | 2.5613e-05 |  | 0.00047458 |  | #VALUE! |  | 0 |  | 4.4528e-05 |  | -4.0793e-05 |  | 0 |  | -0.00020076 |  | 9.2252e-05
| 0 |  | 0 |  | 0.00010132 |  | 0 |  | 7.2824e-05 |  | -0.00013753 |  | -0.00013753 |  | 0 |  | 1.5911e-05 |  | 0 |  | 0.00033073 |  | 6.5197e-05 |  | 0.00058544 |  | #VALUE! |  | 0 |  | 3.1642e-05 |  | -5.9339e-05 |  | 0 |  | -0.00010992 |  | 0.00013165
| 0 |  | 0 |  | -1.281e-05 |  | 0 |  | 7.2827e-05 |  | -0.00020391 |  | -0.00020391 |  | 0 |  | 1.5915e-05 |  | 0 |  | 0.00041701 |  | 6.52e-05 |  | 0.00046643 |  | #VALUE! |  | 0 |  | 3.165e-05 |  | -4.7216e-05 |  | 0 |  | -0.00032568 |  | -2.927e-05
| 0 |  | 0 |  | -8.3873e-05 |  | 0 |  | 9.7472e-05 |  | -0.00016277 |  | -0.00016277 |  | 0 |  | 1.2145e-05 |  | 0 |  | 0.00025359 |  | 0.00010453 |  | 0.00046529 |  | #VALUE! |  | 0 |  | 3.4152e-05 |  | -8.5433e-05 |  | 0 |  | -0.00035171 |  | -6.0288e-05
| 0 |  | 0 |  | 8.9563e-05 |  | 0 |  | 9.7475e-05 |  | -7.817e-05 |  | -7.817e-05 |  | 0 |  | 1.2148e-05 |  | 0 |  | 0.00015309 |  | 0.00010453 |  | 0.00050212 |  | #VALUE! |  | 0 |  | 3.4159e-05 |  | -0.0001119 |  | 0 |  | -9.1298e-05 |  | 8.6881e-05
| 0 |  | 0 |  | 7.6753e-05 |  | 0 |  | 5.2155e-05 |  | -8.3727e-05 |  | -8.3727e-05 |  | 0 |  | 4.2146e-05 |  | 0 |  | 0.00022381 |  | 9.0371e-05 |  | 0.00042186 |  | #VALUE! |  | 0 |  | 3.9465e-05 |  | -5.6991e-05 |  | 0 |  | -0.00012375 |  | 0.00015424
| 0 |  | 0 |  | 2.9121e-05 |  | 0 |  | 5.2157e-05 |  | -0.00011947 |  | -0.00011947 |  | 0 |  | 4.2155e-05 |  | 0 |  | 0.00039297 |  | 9.0374e-05 |  | 0.0004125 |  | #VALUE! |  | 0 |  | 3.9474e-05 |  | -4.5876e-06 |  | 0 |  | -0.00015202 |  | 0.00011233
| 0 |  | 0 |  | 2.3297e-05 |  | 0 |  | 1.6924e-05 |  | -0.00011049 |  | -0.00011049 |  | 0 |  | 7.644e-05 |  | 0 |  | 0.00037003 |  | 7.9205e-05 |  | 0.00047868 |  | #VALUE! |  | 0 |  | 3.2095e-05 |  | 3.209e-05 |  | 0 |  | 8.6679e-06 |  | 0.00010894
| 0 |  | 0 |  | -4.5429e-05 |  | 0 |  | 1.6925e-05 |  | -0.00014698 |  | -0.00014698 |  | 0 |  | 7.6437e-05 |  | 0 |  | 0.00023788 |  | 7.9208e-05 |  | 0.00041503 |  | #VALUE! |  | 0 |  | 3.2094e-05 |  | 1.1952e-06 |  | 0 |  | -6.5638e-05 |  | 0.00011369
| 0 |  | 0 |  | -0.00014631 |  | 0 |  | 9.2583e-05 |  | -6.887e-05 |  | -6.887e-05 |  | 0 |  | 7.7202e-05 |  | 0 |  | 0.00019884 |  | 0.00012233 |  | 0.00033092 |  | #VALUE! |  | 0 |  | 3.0227e-05 |  | 4.0638e-05 |  | 0 |  | -7.736e-05 |  | 0.00012748
| 0 |  | 0 |  | -0.00010088 |  | 0 |  | 9.2586e-05 |  | -5.5319e-05 |  | -5.5319e-05 |  | 0 |  | 7.7218e-05 |  | 0 |  | 3.7946e-05 |  | 0.00012234 |  | 0.00041082 |  | #VALUE! |  | 0 |  | 3.0233e-05 |  | 8.2789e-05 |  | 0 |  | -8.3562e-05 |  | 4.5629e-05
| 0 |  | 0 |  | 8.3869e-05 |  | 0 |  | 0.00010356 |  | -0.0001272 |  | -0.0001272 |  | 0 |  | 6.1283e-05 |  | 0 |  | 0.00015248 |  | 0.00010303 |  | 0.00046756 |  | #VALUE! |  | 0 |  | 3.1948e-05 |  | -1.2822e-05 |  | 0 |  | -0.0002124 |  | -1.3793e-05
| 0 |  | 0 |  | 2.3297e-05 |  | 0 |  | 0.00010357 |  | -7.8663e-06 |  | -7.8663e-06 |  | 0 |  | 6.1296e-05 |  | 0 |  | 0.00031924 |  | 0.00010303 |  | 0.00037273 |  | #VALUE! |  | 0 |  | 3.1954e-05 |  | -4.754e-05 |  | 0 |  | -0.00014931 |  | 4.1475e-05
| 0 |  | 0 |  | -6.7582e-05 |  | 0 |  | 3.0752e-05 |  | -3.4045e-05 |  | -3.4045e-05 |  | 0 |  | 3.1401e-06 |  | 0 |  | 0.00015115 |  | 4.533e-05 |  | 0.00039356 |  | #VALUE! |  | 0 |  | 2.233e-05 |  | -2.0459e-05 |  | 0 |  | -0.00023907 |  | -1.4589e-05
| 0 |  | 0 |  | 0.00011063 |  | 0 |  | 3.0753e-05 |  | -4.9162e-05 |  | -4.9162e-05 |  | 0 |  | 3.14e-06 |  | 0 |  | 8.9028e-05 |  | 4.5332e-05 |  | 0.00044367 |  | #VALUE! |  | 0 |  | 2.2329e-05 |  | -4.4632e-05 |  | 0 |  | -0.00028236 |  | -4.6342e-05
| 0 |  | 0 |  | 0.00013746 |  | 0 |  | 8.3052e-05 |  | -5.8394e-05 |  | -5.8394e-05 |  | 0 |  | 7.4295e-05 |  | 0 |  | 0.0002181 |  | 8.5485e-05 |  | 0.00039369 |  | #VALUE! |  | 0 |  | 3.9955e-05 |  | -2.2226e-05 |  | 0 |  | -0.00011323 |  | -1.2682e-05
| 0 |  | 0 |  | 5.6449e-05 |  | 0 |  | 8.3055e-05 |  | -5.4068e-05 |  | -5.4068e-05 |  | 0 |  | 7.4292e-05 |  | 0 |  | 0.00027064 |  | 8.5488e-05 |  | 0.00049002 |  | #VALUE! |  | 0 |  | 3.9953e-05 |  | 0.00013595 |  | 0 |  | 4.1125e-05 |  | 8.0579e-05
| 0 |  | 0 |  | -5.4438e-05 |  | 0 |  | 2.1848e-05 |  | -3.8145e-05 |  | -3.8145e-05 |  | 0 |  | 0 |  | 0 |  | 0.00012638 |  | 5.3239e-06 |  | 0.00049006 |  | #VALUE! |  | 0 |  | 1.0232e-05 |  | 0.00011299 |  | 0 |  | -8.9235e-05 |  | 6.9963e-05
| 0 |  | 0 |  | 0.00016225 |  | 0 |  | 2.1849e-05 |  | -2.8361e-05 |  | -2.8361e-05 |  | 0 |  | 0 |  | 0 |  | 0.00012005 |  | 5.3241e-06 |  | 0.00044758 |  | #VALUE! |  | 0 |  | 1.0235e-05 |  | 4.7245e-05 |  | 0 |  | -0.00012394 |  | 7.3531e-05
| 0 |  | 0 |  | 0.00042355 |  | 0 |  | 8.2939e-05 |  | -3.1791e-05 |  | -3.1791e-05 |  | 0 |  | 4.284e-05 |  | 0 |  | 0.00022076 |  | 5.7821e-05 |  | 0.00039937 |  | #VALUE! |  | 0 |  | 2.3434e-05 |  | 5.617e-05 |  | 0 |  | -0.00010008 |  | 8.7538e-05
| 0 |  | 0 |  | 8.3891e-05 |  | 0 |  | 8.2942e-05 |  | -9.6519e-05 |  | -9.6519e-05 |  | 0 |  | 4.2852e-05 |  | 0 |  | 0.00018189 |  | 5.7823e-05 |  | 0.00035266 |  | #VALUE! |  | 0 |  | 2.3441e-05 |  | -7.5776e-06 |  | 0 |  | -0.00014872 |  | 3.7249e-05
| 0 |  | 0 |  | 4.8936e-05 |  | 0 |  | 0.00013093 |  | -4.7326e-05 |  | -4.7326e-05 |  | 0 |  | 5.2433e-05 |  | 0 |  | 0.00021993 |  | 0.00012227 |  | 0.00035531 |  | #VALUE! |  | 0 |  | 5.3253e-05 |  | -7.364e-05 |  | 0 |  | -0.00013525 |  | 9.7796e-05
| 0 |  | 0 |  | 0.00011422 |  | 0 |  | 0.00013093 |  | -7.1076e-06 |  | -7.1076e-06 |  | 0 |  | 5.243e-05 |  | 0 |  | 0.00039926 |  | 0.00012227 |  | 0.00035387 |  | #VALUE! |  | 0 |  | 5.3251e-05 |  | 3.1708e-06 |  | 0 |  | -0.00011836 |  | 0.00014971
| 0 |  | 0 |  | 3.7285e-05 |  | 0 |  | 3.5242e-05 |  | 4.1063e-05 |  | 4.1063e-05 |  | 0 |  | 6.2046e-05 |  | 0 |  | 0.00037143 |  | 0.00013742 |  | 0.00033505 |  | #VALUE! |  | 0 |  | 6.2534e-05 |  | 0.00012463 |  | 0 |  | -6.7221e-05 |  | 0.00013563
| 0 |  | 0 |  | 0.00011318 |  | 0 |  | 3.5243e-05 |  | -7.6765e-05 |  | -7.6765e-05 |  | 0 |  | 6.2046e-05 |  | 0 |  | 0.0003345 |  | 0.00013742 |  | 0.00038838 |  | #VALUE! |  | 0 |  | 6.2534e-05 |  | 7.547e-05 |  | 0 |  | -0.00024181 |  | 9.2181e-05
| 0 |  | 0 |  | 0.0001633 |  | 0 |  | 0.00011434 |  | -0.0002414 |  | -0.0002414 |  | 0 |  | 6.6547e-05 |  | 0 |  | 0.00043995 |  | 8.7874e-05 |  | 0.00045988 |  | #VALUE! |  | 0 |  | 2.708e-05 |  | -2.7681e-05 |  | 0 |  | -0.00021398 |  | 8.6107e-05
| 0 |  | 0 |  | 0.00024925 |  | 0 |  | 0.00011434 |  | -5.2203e-06 |  | -5.2203e-06 |  | 0 |  | 6.6567e-05 |  | 0 |  | 0.00043884 |  | 8.7877e-05 |  | 0.0003957 |  | #VALUE! |  | 0 |  | 2.7087e-05 |  | 5.0286e-06 |  | 0 |  | 9.7407e-05 |  | 0.0001265
| 0 |  | 0 |  | 8.7894e-05 |  | 0 |  | 3.5891e-05 |  | 6.9028e-05 |  | 6.9028e-05 |  | 0 |  | 8.8474e-05 |  | 0 |  | 0.00040949 |  | 8.2683e-05 |  | 0.00040198 |  | #VALUE! |  | 0 |  | 3.6621e-05 |  | 5.0226e-05 |  | 0 |  | 0.00024876 |  | 0.00014419
| 0 |  | 0 |  | -4.9478e-05 |  | 0 |  | 3.5892e-05 |  | -0.00022279 |  | -0.00022279 |  | 0 |  | 8.8496e-05 |  | 0 |  | 5.8187e-05 |  | 8.2685e-05 |  | 0.00045006 |  | #VALUE! |  | 0 |  | 3.663e-05 |  | -5.4372e-05 |  | 0 |  | -2.8501e-05 |  | 0.00010769
| 0 |  | 0 |  | 5.8273e-06 |  | 0 |  | 0.00016962 |  | -0.00014511 |  | -0.00014511 |  | 0 |  | 0.00010119 |  | 0 |  | 0.00010703 |  | 0.00015445 |  | 0.00034926 |  | #VALUE! |  | 0 |  | 3.6545e-05 |  | -5.5752e-05 |  | 0 |  | -7.9133e-05 |  | 5.7806e-05
| 0 |  | 0 |  | 6.8323e-05 |  | 0 |  | 0.00016963 |  | -8.6307e-06 |  | -8.6307e-06 |  | 0 |  | 0.00010119 |  | 0 |  | 0.00026339 |  | 0.00015446 |  | 0.00035533 |  | #VALUE! |  | 0 |  | 3.6547e-05 |  | 3.2822e-05 |  | 0 |  | -6.3358e-05 |  | 1.1172e-05
| 0 |  | 0 |  | -0.00013193 |  | 0 |  | 6.5596e-05 |  | -0.00011733 |  | -0.00011733 |  | 0 |  | 4.3569e-05 |  | 0 |  | 0.00010746 |  | 6.5548e-05 |  | 0.00044509 |  | #VALUE! |  | 0 |  | 4.467e-05 |  | 9.8373e-06 |  | 0 |  | -0.00031688 |  | -5.4887e-05
| 0 |  | 0 |  | 3.1917e-05 |  | 0 |  | 6.5598e-05 |  | -8.0651e-05 |  | -8.0651e-05 |  | 0 |  | 4.358e-05 |  | 0 |  | 0.00017462 |  | 6.555e-05 |  | 0.0003666 |  | #VALUE! |  | 0 |  | 4.4681e-05 |  | -8.3526e-05 |  | 0 |  | -0.00013356 |  | -6.8724e-05
| 0 |  | 0 |  | 0.00021587 |  | 0 |  | 0.00011197 |  | -6.2709e-05 |  | -6.2709e-05 |  | 0 |  | 1.8688e-05 |  | 0 |  | 0.00016083 |  | 9.4419e-05 |  | 0.00032938 |  | #VALUE! |  | 0 |  | 4.3283e-05 |  | -0.00010073 |  | 0 |  | -0.00012692 |  | -1.2762e-05
| 0 |  | 0 |  | 0.00027396 |  | 0 |  | 0.00011197 |  | -0.00013368 |  | -0.00013368 |  | 0 |  | 1.8692e-05 |  | 0 |  | 0.00022182 |  | 9.4422e-05 |  | 0.00033478 |  | #VALUE! |  | 0 |  | 4.3292e-05 |  | -3.9763e-06 |  | 0 |  | -0.00024316 |  | 2.927e-05
| 0 |  | 0 |  | 0.00011884 |  | 0 |  | 6.7605e-05 |  | -0.00021795 |  | -0.00021795 |  | 0 |  | 5.3327e-05 |  | 0 |  | 0.00014638 |  | 8.1724e-05 |  | 0.00036157 |  | #VALUE! |  | 0 |  | 3.2861e-05 |  | 7.0444e-05 |  | 0 |  | -0.00014434 |  | 3.6148e-05
| 0 |  | 0 |  | 4.3888e-05 |  | 0 |  | 6.7607e-05 |  | -0.00014203 |  | -0.00014203 |  | 0 |  | 5.334e-05 |  | 0 |  | 9.2251e-05 |  | 8.1727e-05 |  | 0.00036652 |  | #VALUE! |  | 0 |  | 3.2869e-05 |  | 0.00015435 |  | 0 |  | 3.2752e-05 |  | 2.8101e-05
| 0 |  | 0 |  | 0.00026079 |  | 0 |  | 7.4277e-05 |  | -8.1872e-05 |  | -8.1872e-05 |  | 0 |  | 2.9829e-05 |  | 0 |  | 0.00017304 |  | 3.7564e-05 |  | 0.00035256 |  | #VALUE! |  | 0 |  | 1.8544e-05 |  | 0.00014036 |  | 0 |  | -5.4285e-05 |  | -5.0565e-05
| 0 |  | 0 |  | 0.00017287 |  | 0 |  | 7.4279e-05 |  | -0.00022363 |  | -0.00022363 |  | 0 |  | 2.9829e-05 |  | 0 |  | 1.1859e-05 |  | 3.7566e-05 |  | 0.00039782 |  | #VALUE! |  | 0 |  | 1.8544e-05 |  | 7.9318e-05 |  | 0 |  | -0.00031777 |  | -6.1793e-05
| 0 |  | 0 |  | 6.1175e-05 |  | 0 |  | 0.00011164 |  | -0.00011517 |  | -0.00011517 |  | 0 |  | 6.3765e-05 |  | 0 |  | 8.1275e-05 |  | 0.00011654 |  | 0.00036595 |  | #VALUE! |  | 0 |  | 5.5475e-05 |  | 2.998e-05 |  | 0 |  | -0.00017542 |  | 2.9941e-05
| 0 |  | 0 |  | 1.6006e-05 |  | 0 |  | 0.00011164 |  | -1.6479e-06 |  | -1.6479e-06 |  | 0 |  | 6.3781e-05 |  | 0 |  | 0.00019373 |  | 0.00011654 |  | 0.0003531 |  | #VALUE! |  | 0 |  | 5.5489e-05 |  | 1.3479e-05 |  | 0 |  | -5.5821e-05 |  | 4.5747e-05
| 0 |  | 0 |  | 6.8205e-05 |  | 0 |  | 0.00011617 |  | 1.5485e-06 |  | 1.5485e-06 |  | 0 |  | 3.8844e-05 |  | 0 |  | 0.00014055 |  | 0.00010603 |  | 0.00043974 |  | #VALUE! |  | 0 |  | 4.704e-05 |  | 2.6595e-05 |  | 0 |  | -3.8607e-05 |  | 9.3988e-05
| 0 |  | 0 |  | -9.5596e-05 |  | 0 |  | 0.00011618 |  | -7.3722e-07 |  | -7.3722e-07 |  | 0 |  | 3.8854e-05 |  | 0 |  | 9.1771e-06 |  | 0.00010604 |  | 0.00038596 |  | #VALUE! |  | 0 |  | 4.7052e-05 |  | -8.8502e-05 |  | 0 |  | -5.6131e-05 |  | 5.8628e-05
| 0 |  | 0 |  | -0.00015414 |  | 0 |  | 7.4306e-05 |  | -9.2494e-05 |  | -9.2494e-05 |  | 0 |  | 4.3462e-05 |  | 0 |  | -0.0001624 |  | 9.7587e-05 |  | 0.00023374 |  | #VALUE! |  | 0 |  | 3.3717e-05 |  | -0.00010113 |  | 0 |  | -0.00013321 |  | -3.9111e-05
| 0 |  | 0 |  | -5.0376e-05 |  | 0 |  | 7.4309e-05 |  | -3.4594e-05 |  | -3.4594e-05 |  | 0 |  | 4.3451e-05 |  | 0 |  | -4.4832e-05 |  | 9.759e-05 |  | 0.00031761 |  | #VALUE! |  | 0 |  | 3.3709e-05 |  | -5.1051e-06 |  | 0 |  | -6.1526e-05 |  | 7.3321e-05
| 0 |  | 0 |  | -0.00011172 |  | 0 |  | 6.6791e-05 |  | -2.0245e-06 |  | -2.0245e-06 |  | 0 |  | 2.0203e-05 |  | 0 |  | 0.00012738 |  | 0.00012226 |  | 0.00045712 |  | #VALUE! |  | 0 |  | 2.6843e-05 |  | 2.0693e-05 |  | 0 |  | -4.1559e-05 |  | 0.00011163
| 0 |  | 0 |  | 5.8325e-05 |  | 0 |  | 6.6793e-05 |  | -7.5479e-05 |  | -7.5479e-05 |  | 0 |  | 2.0208e-05 |  | 0 |  | 6.6601e-05 |  | 0.00012227 |  | 0.0003366 |  | #VALUE! |  | 0 |  | 2.685e-05 |  | -1.0472e-05 |  | 0 |  | -0.0001017 |  | 3.2546e-05
| 0 |  | 0 |  | 0.00025058 |  | 0 |  | 1.9113e-05 |  | -0.00014583 |  | -0.00014583 |  | 0 |  | 2.4278e-05 |  | 0 |  | -1.8354e-05 |  | 1.4298e-05 |  | 0.00027137 |  | #VALUE! |  | 0 |  | 1.2859e-05 |  | -7.8785e-05 |  | 0 |  | -0.00023048 |  | 5.6696e-06
| 0 |  | 0 |  | 0.00024786 |  | 0 |  | 1.9113e-05 |  | -7.7387e-05 |  | -7.7387e-05 |  | 0 |  | 2.4278e-05 |  | 0 |  | -0.00010361 |  | 1.4299e-05 |  | 0.00033527 |  | #VALUE! |  | 0 |  | 1.2859e-05 |  | -7.0737e-05 |  | 0 |  | -0.0002917 |  | -1.9315e-05
| 0 |  | 0 |  | 0.0001363 |  | 0 |  | 5.1758e-05 |  | -2.9301e-05 |  | -2.9301e-05 |  | 0 |  | 3.3035e-05 |  | 0 |  | -4.4783e-05 |  | 0.00010008 |  | 0.00032278 |  | #VALUE! |  | 0 |  | 5.1123e-05 |  | -3.0256e-05 |  | 0 |  | -0.00016239 |  | 4.0464e-05
| 0 |  | 0 |  | 3.6698e-05 |  | 0 |  | 5.176e-05 |  | -0.00017434 |  | -0.00017434 |  | 0 |  | 3.3027e-05 |  | 0 |  | 4.647e-05 |  | 0.00010009 |  | 0.00030354 |  | #VALUE! |  | 0 |  | 5.1111e-05 |  | -6.8482e-05 |  | 0 |  | -0.00021324 |  | 2.5074e-05
| 0 |  | 0 |  | -6.5003e-05 |  | 0 |  | 0.00013859 |  | -0.00013492 |  | -0.00013492 |  | 0 |  | 1.2334e-05 |  | 0 |  | -2.2887e-05 |  | 1.6773e-05 |  | 0.00034705 |  | #VALUE! |  | 0 |  | 3.7242e-05 |  | -0.00010597 |  | 0 |  | -0.00021372 |  | -1.2771e-05
| 0 |  | 0 |  | -0.00010348 |  | 0 |  | 0.00013859 |  | -7.5137e-05 |  | -7.5137e-05 |  | 0 |  | 1.2334e-05 |  | 0 |  | -0.00011353 |  | 1.6773e-05 |  | 0.00037355 |  | #VALUE! |  | 0 |  | 3.7242e-05 |  | -0.00012752 |  | 0 |  | -0.00023265 |  | 4.4062e-05
| 0 |  | 0 |  | -4.5764e-05 |  | 0 |  | 6.03e-05 |  | -0.00013233 |  | -0.00013233 |  | 0 |  | 4.1757e-05 |  | 0 |  | 3.7406e-05 |  | 8.539e-05 |  | 0.00040054 |  | #VALUE! |  | 0 |  | 4.8812e-05 |  | -8.176e-05 |  | 0 |  | -0.00017007 |  | 7.3154e-06
| 0 |  | 0 |  | 2.5517e-05 |  | 0 |  | 6.0302e-05 |  | -0.00014224 |  | -0.00014224 |  | 0 |  | 4.1757e-05 |  | 0 |  | 0.0002073 |  | 8.5393e-05 |  | 0.00037946 |  | #VALUE! |  | 0 |  | 4.8812e-05 |  | 7.651e-06 |  | 0 |  | -2.5556e-05 |  | -2.5893e-05
| 0 |  | 0 |  | 4.9812e-05 |  | 0 |  | 0.0001458 |  | -3.5919e-05 |  | -3.5919e-05 |  | 0 |  | 6.6796e-05 |  | 0 |  | 0.00019811 |  | 0.00014243 |  | 0.00035515 |  | #VALUE! |  | 0 |  | 4.7395e-05 |  | 4.0366e-05 |  | 0 |  | 4.0861e-05 |  | 8.6626e-05
| 0 |  | 0 |  | 7.5704e-05 |  | 0 |  | 0.00014581 |  | -7.4784e-05 |  | -7.4784e-05 |  | 0 |  | 6.6779e-05 |  | 0 |  | 0.00011724 |  | 0.00014243 |  | 0.00033383 |  | #VALUE! |  | 0 |  | 4.7384e-05 |  | -4.5462e-05 |  | 0 |  | -0.00011736 |  | 9.6126e-05
| 0 |  | 0 |  | 1.9117e-05 |  | 0 |  | 2.5121e-05 |  | -8.0278e-05 |  | -8.0278e-05 |  | 0 |  | 6.6223e-05 |  | 0 |  | 8.5107e-05 |  | 4.7637e-05 |  | 0.00037414 |  | #VALUE! |  | 0 |  | 3.7223e-05 |  | -1.197e-06 |  | 0 |  | -0.00025836 |  | 2.0705e-05
| 0 |  | 0 |  | -0.00010977 |  | 0 |  | 2.5122e-05 |  | 1.5142e-05 |  | 1.5142e-05 |  | 0 |  | 6.6209e-05 |  | 0 |  | 1.1109e-05 |  | 4.7639e-05 |  | 0.00038103 |  | #VALUE! |  | 0 |  | 3.7216e-05 |  | 5.6164e-05 |  | 0 |  | -0.00028126 |  | -1.1501e-05
| 0 |  | 0 |  | -0.00020343 |  | 0 |  | 4.4632e-06 |  | 5.2692e-05 |  | 5.2692e-05 |  | 0 |  | 7.6342e-05 |  | 0 |  | 0.00029938 |  | 0.00010135 |  | 0.00031568 |  | #VALUE! |  | 0 |  | 4.9295e-05 |  | 7.8913e-05 |  | 0 |  | -0.00018676 |  | -2.8935e-05
| 0 |  | 0 |  | -4.1791e-06 |  | 0 |  | 4.4634e-06 |  | 9.5118e-05 |  | 9.5118e-05 |  | 0 |  | 7.6342e-05 |  | 0 |  | 0.00045495 |  | 0.00010135 |  | 0.00030922 |  | #VALUE! |  | 0 |  | 4.9295e-05 |  | 7.1345e-05 |  | 0 |  | -0.00012221 |  | 1.2007e-05
| 0 |  | 0 |  | 0.00014379 |  | 0 |  | 6.0445e-05 |  | 7.5849e-06 |  | 7.5849e-06 |  | 0 |  | 6.8966e-05 |  | 0 |  | 0.00020219 |  | 9.7799e-05 |  | 0.00029794 |  | #VALUE! |  | 0 |  | 3.834e-05 |  | 1.5227e-05 |  | 0 |  | -0.00014076 |  | 4.2952e-05
| 0 |  | 0 |  | -0.00026315 |  | 0 |  | 6.0447e-05 |  | -6.9037e-05 |  | -6.9037e-05 |  | 0 |  | 6.8983e-05 |  | 0 |  | 0.00040039 |  | 9.7803e-05 |  | 0.00032334 |  | #VALUE! |  | 0 |  | 3.8349e-05 |  | 7.0691e-05 |  | 0 |  | 3.732e-05 |  | 0.00012183
| 0 |  | 0 |  | -0.00026616 |  | 0 |  | 6.0458e-05 |  | 2.4264e-05 |  | 2.4264e-05 |  | 0 |  | 6.8429e-05 |  | 0 |  | 0.00034287 |  | 0.00012232 |  | 0.00035857 |  | #VALUE! |  | 0 |  | 4.3143e-05 |  | -2.1129e-05 |  | 0 |  | -0.0001382 |  | 0.00016316
| 0 |  | 0 |  | 8.1058e-05 |  | 0 |  | 6.046e-05 |  | -3.8254e-05 |  | -3.8254e-05 |  | 0 |  | 6.8426e-05 |  | 0 |  | 7.1261e-05 |  | 0.00012232 |  | 0.00037311 |  | #VALUE! |  | 0 |  | 4.3141e-05 |  | -9.2647e-05 |  | 0 |  | -0.00027469 |  | 7.3353e-05
| 0 |  | 0 |  | 1.2145e-05 |  | 0 |  | 0.00013688 |  | -0.00012973 |  | -0.00012973 |  | 0 |  | 6.268e-05 |  | 0 |  | -5.569e-05 |  | 6.7232e-05 |  | 0.00026649 |  | #VALUE! |  | 0 |  | 4.7853e-05 |  | -1.2818e-05 |  | 0 |  | -0.00011139 |  | 3.8679e-05
| 0 |  | 0 |  | -0.00011135 |  | 0 |  | 0.00013689 |  | -0.00016016 |  | -0.00016016 |  | 0 |  | 6.268e-05 |  | 0 |  | -0.00011004 |  | 6.7234e-05 |  | 0.00024002 |  | #VALUE! |  | 0 |  | 4.7853e-05 |  | -1.4246e-05 |  | 0 |  | -0.00014369 |  | -9.396e-05
| 0 |  | 0 |  | 9.1857e-05 |  | 0 |  | 0.00015837 |  | -0.00024754 |  | -0.00024754 |  | 0 |  | 5.7296e-05 |  | 0 |  | 0.00010964 |  | 0.00012664 |  | 0.00023176 |  | #VALUE! |  | 0 |  | 1.3876e-05 |  | 6.8246e-05 |  | 0 |  | -0.00019385 |  | -0.000114
| 0 |  | 0 |  | 0.00014358 |  | 0 |  | 0.00015837 |  | -0.0002046 |  | -0.0002046 |  | 0 |  | 5.7293e-05 |  | 0 |  | 0.00035829 |  | 0.00012664 |  | 0.00020541 |  | #VALUE! |  | 0 |  | 1.3876e-05 |  | 0.00011181 |  | 0 |  | -0.0002571 |  | -6.9878e-06
| 0 |  | 0 |  | -0.00013935 |  | 0 |  | 5.8166e-05 |  | -0.00016726 |  | -0.00016726 |  | 0 |  | 1.589e-05 |  | 0 |  | 0.00029673 |  | 4.9379e-05 |  | 0.00024744 |  | #VALUE! |  | 0 |  | 4.7409e-05 |  | -6.5191e-06 |  | 0 |  | -0.00035017 |  | -8.0701e-06
| 0 |  | 0 |  | -0.00017291 |  | 0 |  | 5.8168e-05 |  | -0.00024184 |  | -0.00024184 |  | 0 |  | 1.5891e-05 |  | 0 |  | 2.2675e-05 |  | 4.9381e-05 |  | 0.0003321 |  | #VALUE! |  | 0 |  | 4.7411e-05 |  | -4.6108e-05 |  | 0 |  | -0.00034309 |  | -3.5383e-05
| 0 |  | 0 |  | -2.7687e-06 |  | 0 |  | 6.7184e-05 |  | -0.00026071 |  | -0.00026071 |  | 0 |  | 5.9283e-05 |  | 0 |  | 8.9203e-05 |  | 9.0554e-05 |  | 0.00038429 |  | #VALUE! |  | 0 |  | 3.9983e-05 |  | -5.5248e-05 |  | 0 |  | -0.00024442 |  | 3.2042e-05
| 0 |  | 0 |  | 4.0014e-05 |  | 0 |  | 6.7186e-05 |  | -0.00014059 |  | -0.00014059 |  | 0 |  | 5.9268e-05 |  | 0 |  | 0.00030911 |  | 9.0557e-05 |  | 0.00035413 |  | #VALUE! |  | 0 |  | 3.9973e-05 |  | -6.2311e-06 |  | 0 |  | -0.00011214 |  | 6.7026e-05
| 0 |  | 0 |  | 0.00010846 |  | 0 |  | 8.993e-05 |  | -8.4058e-05 |  | -8.4058e-05 |  | 0 |  | 5.709e-05 |  | 0 |  | 0.00035352 |  | 6.8722e-05 |  | 0.0003516 |  | #VALUE! |  | 0 |  | 3.7685e-05 |  | 6.7366e-05 |  | 0 |  | -0.00017395 |  | 5.4125e-05
| 0 |  | 0 |  | 0.0002549 |  | 0 |  | 8.9933e-05 |  | -9.6326e-05 |  | -9.6326e-05 |  | 0 |  | 5.7087e-05 |  | 0 |  | 0.00035213 |  | 6.8724e-05 |  | 0.00031831 |  | #VALUE! |  | 0 |  | 3.7684e-05 |  | 7.1853e-06 |  | 0 |  | -0.00013611 |  | 0.00010739
| 0 |  | 0 |  | 0.00033661 |  | 0 |  | 0.00016853 |  | -0.00019107 |  | -0.00019107 |  | 0 |  | 0.00010596 |  | 0 |  | 0.00017757 |  | 0.00011698 |  | 0.0002664 |  | #VALUE! |  | 0 |  | 4.0047e-05 |  | 5.9877e-05 |  | 0 |  | 5.78e-05 |  | 0.00010516
| 0 |  | 0 |  | 0.00038287 |  | 0 |  | 0.00016853 |  | -0.00027503 |  | -0.00027503 |  | 0 |  | 0.00010596 |  | 0 |  | 4.5308e-05 |  | 0.00011698 |  | 0.0002272 |  | #VALUE! |  | 0 |  | 4.0045e-05 |  | 0.00021396 |  | 0 |  | -3.4943e-05 |  | 0.00012514
| 0 |  | 0 |  | 0.00020786 |  | 0 |  | 9.6999e-05 |  | -0.00018293 |  | -0.00018293 |  | 0 |  | 3.1476e-05 |  | 0 |  | -2.0365e-05 |  | 8.9549e-05 |  | 0.00026699 |  | #VALUE! |  | 0 |  | 4.6035e-05 |  | 9.3866e-05 |  | 0 |  | -0.000187 |  | 4.1502e-05
| 0 |  | 0 |  | -2.9946e-05 |  | 0 |  | 9.7003e-05 |  | -0.00010241 |  | -0.00010241 |  | 0 |  | 3.1477e-05 |  | 0 |  | 9.8253e-05 |  | 8.9552e-05 |  | 0.00026049 |  | #VALUE! |  | 0 |  | 4.6037e-05 |  | -4.5797e-05 |  | 0 |  | -8.3193e-05 |  | -7.7374e-05
| 0 |  | 0 |  | 0.00017657 |  | 0 |  | 0.00012634 |  | -1.4611e-05 |  | -1.4611e-05 |  | 0 |  | 9.6794e-05 |  | 0 |  | 0.00013014 |  | 0.00013887 |  | 0.00026563 |  | #VALUE! |  | 0 |  | 4.4473e-05 |  | -3.9448e-05 |  | 0 |  | 5.0648e-05 |  | 1.3039e-05
| 0 |  | 0 |  | 0.00012257 |  | 0 |  | 0.00012635 |  | -7.881e-05 |  | -7.881e-05 |  | 0 |  | 9.6773e-05 |  | 0 |  | -1.2641e-05 |  | 0.00013888 |  | 0.00027318 |  | #VALUE! |  | 0 |  | 4.4464e-05 |  | -9.8183e-05 |  | 0 |  | -0.0002029 |  | -7.1886e-05
| 0 |  | 0 |  | -0.00023374 |  | 0 |  | 0.00012415 |  | -0.00019572 |  | -0.00019572 |  | 0 |  | 3.4159e-05 |  | 0 |  | -1.6709e-05 |  | 7.7181e-05 |  | 0.00025817 |  | #VALUE! |  | 0 |  | 3.9093e-05 |  | 5.989e-06 |  | 0 |  | -0.00053739 |  | -6.0538e-05
| 0 |  | 0 |  | -0.00010341 |  | 0 |  | 0.00012416 |  | -0.00011251 |  | -0.00011251 |  | 0 |  | 3.416e-05 |  | 0 |  | 1.5387e-05 |  | 7.7184e-05 |  | 0.00023729 |  | #VALUE! |  | 0 |  | 3.9094e-05 |  | 0.00012988 |  | 0 |  | -0.00023019 |  | 0.00013264
| 0 |  | 0 |  | -8.0157e-05 |  | 0 |  | 9.0579e-05 |  | -0.00011157 |  | -0.00011157 |  | 0 |  | 7.5899e-05 |  | 0 |  | -2.0807e-05 |  | 1.5894e-05 |  | 0.00024455 |  | #VALUE! |  | 0 |  | 4.5705e-05 |  | 0.00011671 |  | 0 |  | -6.2199e-05 |  | 0.0001065
| 0 |  | 0 |  | -5.1869e-05 |  | 0 |  | 9.0582e-05 |  | -9.1645e-05 |  | -9.1645e-05 |  | 0 |  | 7.5902e-05 |  | 0 |  | -6.5311e-05 |  | 1.5895e-05 |  | 0.0003167 |  | #VALUE! |  | 0 |  | 4.5706e-05 |  | 8.5033e-05 |  | 0 |  | -0.00016192 |  | 3.2874e-05
| 0 |  | 0 |  | 0.00015042 |  | 0 |  | 0.0001332 |  | -4.2312e-05 |  | -4.2312e-05 |  | 0 |  | 9.5021e-05 |  | 0 |  | 1.5519e-05 |  | 0.00016738 |  | 0.0002011 |  | #VALUE! |  | 0 |  | 4.3931e-05 |  | -1.677e-05 |  | 0 |  | -0.00011723 |  | 4.2919e-05
| 0 |  | 0 |  | 0.00015151 |  | 0 |  | 0.00013321 |  | -3.207e-05 |  | -3.207e-05 |  | 0 |  | 9.5025e-05 |  | 0 |  | 0.00013174 |  | 0.00016738 |  | 0.00013217 |  | #VALUE! |  | 0 |  | 4.3933e-05 |  | 1.3786e-05 |  | 0 |  | -6.7763e-06 |  | 0.00012306
| 0 |  | 0 |  | 0.00013283 |  | 0 |  | 0.00011023 |  | 7.3487e-05 |  | 7.3487e-05 |  | 0 |  | 9.8837e-05 |  | 0 |  | 0.00021331 |  | 7.915e-05 |  | 0.00023441 |  | #VALUE! |  | 0 |  | 1.6571e-05 |  | -1.0511e-05 |  | 0 |  | 0.00012051 |  | 0.00016398
| 0 |  | 0 |  | 0.00024753 |  | 0 |  | 0.00011023 |  | -5.5547e-05 |  | -5.5547e-05 |  | 0 |  | 9.8841e-05 |  | 0 |  | 0.00023224 |  | 7.9153e-05 |  | 0.00036662 |  | #VALUE! |  | 0 |  | 1.6572e-05 |  | -4.1315e-05 |  | 0 |  | 2.6085e-05 |  | 0.00012855
| 0 |  | 0 |  | 0.00029774 |  | 0 |  | 0.00012455 |  | -0.00021435 |  | -0.00021435 |  | 0 |  | 5.2855e-05 |  | 0 |  | 5.2152e-05 |  | 9.581e-05 |  | 0.00037613 |  | #VALUE! |  | 0 |  | 4.3525e-05 |  | 5.7246e-05 |  | 0 |  | -6.0009e-05 |  | 5.7472e-05
| 0 |  | 0 |  | -0.00011212 |  | 0 |  | 0.00012456 |  | -0.00021047 |  | -0.00021047 |  | 0 |  | 5.287e-05 |  | 0 |  | -8.9394e-05 |  | 9.5813e-05 |  | 0.00029575 |  | #VALUE! |  | 0 |  | 4.3538e-05 |  | 9.5848e-06 |  | 0 |  | -0.00017165 |  | -5.9712e-05
| 0 |  | 0 |  | -0.00019254 |  | 0 |  | 0.00014121 |  | -0.0002289 |  | -0.0002289 |  | 0 |  | 3.3534e-05 |  | 0 |  | 0.00015967 |  | 0.00011049 |  | 0.00025409 |  | #VALUE! |  | 0 |  | 3.6824e-05 |  | -6.9855e-05 |  | 0 |  | -0.0002183 |  | 6.7952e-06
| 0 |  | 0 |  | 0.00022902 |  | 0 |  | 0.00014121 |  | -0.00021584 |  | -0.00021584 |  | 0 |  | 3.3532e-05 |  | 0 |  | 0.00012169 |  | 0.00011049 |  | 0.00018294 |  | #VALUE! |  | 0 |  | 3.6823e-05 |  | 1.1106e-06 |  | 0 |  | -0.00014467 |  | 0.00017025
| 0 |  | 0 |  | 0.00013519 |  | 0 |  | 4.0045e-05 |  | -0.00015514 |  | -0.00015514 |  | 0 |  | 8.8578e-05 |  | 0 |  | 2.5639e-05 |  | 0.00020271 |  | 0.00018984 |  | #VALUE! |  | 0 |  | 1.9041e-05 |  | 4.9336e-05 |  | 0 |  | 7.885e-06 |  | 0.00017251
| 0 |  | 0 |  | 2.0465e-06 |  | 0 |  | 4.0047e-05 |  | -0.00028051 |  | -0.00028051 |  | 0 |  | 8.8556e-05 |  | 0 |  | 4.7568e-05 |  | 0.00020271 |  | 0.00022654 |  | #VALUE! |  | 0 |  | 1.9036e-05 |  | -1.2774e-05 |  | 0 |  | -0.0003206 |  | 4.8269e-05
| 0 |  | 0 |  | 0 |  | 0 |  | 0.00010513 |  | -0.00030383 |  | -0.00030383 |  | 0 |  | 8.517e-05 |  | 0 |  | 5.4644e-05 |  | 0.00014679 |  | 0.00021708 |  | #VALUE! |  | 0 |  | 4.1437e-05 |  | 5.2643e-06 |  | 0 |  | -0.00043026 |  | 6.2293e-05
| 0 |  | 0 |  | 0 |  | 0 |  | 0.00010513 |  | -0.00021553 |  | -0.00021553 |  | 0 |  | 8.5195e-05 |  | 0 |  | 8.6629e-05 |  | 0.00014679 |  | 0.00025494 |  | #VALUE! |  | 0 |  | 4.1449e-05 |  | -4.194e-05 |  | 0 |  | -0.00015147 |  | 0.00012004
| 0 |  | 0 |  | 0 |  | 0 |  | 0.00011235 |  | -0.00033035 |  | -0.00033035 |  | 0 |  | 2.4388e-05 |  | 0 |  | -8.8847e-05 |  | 7.4602e-05 |  | 0.00027781 |  | #VALUE! |  | 0 |  | 2.972e-05 |  | -0.00011578 |  | 0 |  | -0.0003395 |  | 5.5188e-05
| 0 |  | 0 |  | 0 |  | 0 |  | 0.00011235 |  | -0.00018075 |  | -0.00018075 |  | 0 |  | 2.4387e-05 |  | 0 |  | 4.3791e-06 |  | 7.4604e-05 |  | 0.00024932 |  | #VALUE! |  | 0 |  | 2.9719e-05 |  | -2.0848e-05 |  | 0 |  | -0.00036065 |  | 3.7306e-05
| 0 |  | 0 |  | 0 |  | 0 |  | 0.00022429 |  | -2.0742e-05 |  | -2.0742e-05 |  | 0 |  | 9.8319e-05 |  | 0 |  | 0.00026501 |  | 0.00019105 |  | 0.00024386 |  | #VALUE! |  | 0 |  | 3.7819e-05 |  | 2.2308e-05 |  | 0 |  | -0.00019433 |  | 4.6983e-05
| 0 |  | 0 |  | 0 |  | 0 |  | 0.0002243 |  | -0.00018872 |  | -0.00018872 |  | 0 |  | 9.8319e-05 |  | 0 |  | 0.000266 |  | 0.00019106 |  | 0.00017672 |  | #VALUE! |  | 0 |  | 3.7819e-05 |  | -7.6223e-05 |  | 0 |  | -0.00015283 |  | 5.7912e-05
| 0 |  | 0 |  | 0 |  | 0 |  | 6.0531e-05 |  | -0.00031032 |  | -0.00031032 |  | 0 |  | 6.4588e-05 |  | 0 |  | 0.00012279 |  | 0.00021996 |  | 0.00024903 |  | #VALUE! |  | 0 |  | 5.3434e-05 |  | -6.7023e-05 |  | 0 |  | -0.00018937 |  | -3.3825e-05
| 0 |  | 0 |  | 0 |  | 0 |  | 6.0533e-05 |  | -0.00024051 |  | -0.00024051 |  | 0 |  | 6.4607e-05 |  | 0 |  | 0.00013876 |  | 0.00021997 |  | 0.00030026 |  | #VALUE! |  | 0 |  | 5.345e-05 |  | -0.00012216 |  | 0 |  | -0.00028922 |  | -2.6976e-05
| 0 |  | 0 |  | 0 |  | 0 |  | 0.00019014 |  | -0.00011065 |  | -0.00011065 |  | 0 |  | 3.321e-05 |  | 0 |  | 0.0001055 |  | 5.338e-05 |  | 0.00022937 |  | #VALUE! |  | 0 |  | 3.7153e-05 |  | -8.6296e-05 |  | 0 |  | -0.00022396 |  | 2.2134e-05
| 0 |  | 0 |  | 0 |  | 0 |  | 0.00019015 |  | -3.9633e-05 |  | -3.9633e-05 |  | 0 |  | 3.3218e-05 |  | 0 |  | 5.1693e-05 |  | 5.3381e-05 |  | 0.00025615 |  | #VALUE! |  | 0 |  | 3.7162e-05 |  | 2.8486e-05 |  | 0 |  | -3.4328e-07 |  | -5.0784e-05
| 0 |  | 0 |  | 0 |  | 0 |  | 7.9237e-05 |  | -0.00014245 |  | -0.00014245 |  | 0 |  | 5.3586e-06 |  | 0 |  | -0.00010983 |  | 4.2431e-05 |  | 0.00025041 |  | #VALUE! |  | 0 |  | 1.6437e-05 |  | -8.1153e-05 |  | 0 |  | -6.6711e-05 |  | -0.0001499
| 0 |  | 0 |  | 0 |  | 0 |  | 7.9239e-05 |  | -0.00018309 |  | -0.00018309 |  | 0 |  | 5.3583e-06 |  | 0 |  | -0.00016902 |  | 4.2432e-05 |  | 0.00025686 |  | #VALUE! |  | 0 |  | 1.6437e-05 |  | -0.00015759 |  | 0 |  | -0.0002748 |  | -6.8185e-05
| 0 |  | 0 |  | 0 |  | 0 |  | 0.00012895 |  | 5.5908e-05 |  | 5.5908e-05 |  | 0 |  | 0.00013553 |  | 0 |  | 7.288e-05 |  | 0.00015087 |  | 0.00026805 |  | #VALUE! |  | 0 |  | 3.6965e-05 |  | -5.0345e-05 |  | 0 |  | -7.1991e-05 |  | 0.00013148
| 0 |  | 0 |  | 0 |  | 0 |  | 0.00012895 |  | -4.4439e-05 |  | -4.4439e-05 |  | 0 |  | 0.00013553 |  | 0 |  | 3.6699e-05 |  | 0.00015087 |  | 0.00021352 |  | #VALUE! |  | 0 |  | 3.6965e-05 |  | 0.00010863 |  | 0 |  | -5.6467e-05 |  | 6.0076e-05
| 0 |  | 0 |  | 0 |  | 0 |  | 0.00011514 |  | -0.00022004 |  | -0.00022004 |  | 0 |  | 3.0197e-06 |  | 0 |  | 4.6018e-05 |  | 8.7894e-05 |  | 0.0002159 |  | #VALUE! |  | 0 |  | 2.976e-05 |  | 6.4673e-05 |  | 0 |  | -0.0003104 |  | -2.8175e-05
| 0 |  | 0 |  | 0 |  | 0 |  | 0.00011515 |  | -0.0001309 |  | -0.0001309 |  | 0 |  | 3.0205e-06 |  | 0 |  | 6.4681e-05 |  | 8.7897e-05 |  | 0.00020525 |  | #VALUE! |  | 0 |  | 2.9767e-05 |  | 3.0431e-05 |  | 0 |  | -0.00015996 |  | -2.7006e-05
| 0 |  | 0 |  | 0 |  | 0 |  | 9.8801e-05 |  | -0.00013241 |  | -0.00013241 |  | 0 |  | 5.1204e-05 |  | 0 |  | 0.0001513 |  | 0.00016552 |  | 0.00018164 |  | #VALUE! |  | 0 |  | 4.1539e-05 |  | -2.9507e-05 |  | 0 |  | -0.00012923 |  | -4.5093e-05
| 0 |  | 0 |  | 0 |  | 0 |  | 9.8804e-05 |  | -8.5161e-05 |  | -8.5161e-05 |  | 0 |  | 5.1217e-05 |  | 0 |  | 0.00017135 |  | 0.00016552 |  | 0.00027638 |  | #VALUE! |  | 0 |  | 4.155e-05 |  | -0.0001015 |  | 0 |  | -0.00025107 |  | -8.6636e-06
| 0 |  | 0 |  | 0 |  | 0 |  | 7.7966e-05 |  | -8.4209e-05 |  | -8.4209e-05 |  | 0 |  | 3.8698e-05 |  | 0 |  | 9.3893e-05 |  | 7.427e-05 |  | 0.00025288 |  | #VALUE! |  | 0 |  | 5.0542e-05 |  | -5.0154e-05 |  | 0 |  | -0.00021936 |  | 6.3825e-05
| 0 |  | 0 |  | 0 |  | 0 |  | 7.7969e-05 |  | -0.00028214 |  | -0.00028214 |  | 0 |  | 3.8699e-05 |  | 0 |  | -3.9844e-05 |  | 7.4273e-05 |  | 0.00019029 |  | #VALUE! |  | 0 |  | 5.0544e-05 |  | -0.0001113 |  | 0 |  | -0.00022118 |  | 4.2643e-05
| 0 |  | 0 |  | 0 |  | 0 |  | 5.5451e-05 |  | -0.00010027 |  | -0.00010027 |  | 0 |  | 5.7889e-05 |  | 0 |  | 1.9637e-05 |  | 2.3355e-05 |  | 0.00018051 |  | #VALUE! |  | 0 |  | 2.3499e-05 |  | -0.00012562 |  | 0 |  | -0.00026755 |  | -7.9056e-05
| 0 |  | 0 |  | 0 |  | 0 |  | 5.5452e-05 |  | 4.4445e-05 |  | 4.4445e-05 |  | 0 |  | 5.7889e-05 |  | 0 |  | 0.00025633 |  | 2.3355e-05 |  | 0.00020424 |  | #VALUE! |  | 0 |  | 2.3499e-05 |  | -5.1281e-05 |  | 0 |  | -0.00010198 |  | -4.0386e-05
| 0 |  | 0 |  | 0 |  | 0 |  | 7.7166e-06 |  | -5.5702e-05 |  | -5.5702e-05 |  | 0 |  | 8.3219e-05 |  | 0 |  | -3.6202e-05 |  | 0.00017927 |  | 0.00021013 |  | #VALUE! |  | 0 |  | 3.5316e-05 |  | -9.1279e-05 |  | 0 |  | -0.00021075 |  | 7.2291e-05
| 0 |  | 0 |  | 0 |  | 0 |  | 7.7169e-06 |  | -0.00019164 |  | -0.00019164 |  | 0 |  | 8.3198e-05 |  | 0 |  | -0.00022438 |  | 0.00017928 |  | 0.00015118 |  | #VALUE! |  | 0 |  | 3.5307e-05 |  | -0.00012365 |  | 0 |  | -0.00034923 |  | 1.6062e-05
| 0 |  | 0 |  | 0 |  | 0 |  | 0.00012272 |  | -0.00021373 |  | -0.00021373 |  | 0 |  | 9.7865e-05 |  | 0 |  | 9.207e-05 |  | 0.00016334 |  | 0.00013214 |  | #VALUE! |  | 0 |  | 3.6295e-05 |  | 9.1132e-05 |  | 0 |  | -0.00016045 |  | -5.1832e-05
| 0 |  | 0 |  | 0 |  | 0 |  | 0.00012272 |  | -4.1192e-05 |  | -4.1192e-05 |  | 0 |  | 9.7841e-05 |  | 0 |  | 0.00014712 |  | 0.00016334 |  | 0.00013823 |  | #VALUE! |  | 0 |  | 3.6286e-05 |  | 0.000151 |  | 0 |  | -0.00023747 |  | 7.4609e-06
| 0 |  | 0 |  | 0 |  | 0 |  | 4.5481e-05 |  | 1.6897e-05 |  | 1.6897e-05 |  | 0 |  | 0.00013919 |  | 0 |  | 0.00012634 |  | 3.3078e-05 |  | 0.00019716 |  | #VALUE! |  | 0 |  | 4.4e-05 |  | 4.1877e-05 |  | 0 |  | -0.00026466 |  | 7.5587e-05
| 0 |  | 0 |  | 0 |  | 0 |  | 4.5482e-05 |  | -0.000131 |  | -0.000131 |  | 0 |  | 0.00013919 |  | 0 |  | 0.00010893 |  | 3.3079e-05 |  | 0.00020391 |  | #VALUE! |  | 0 |  | 4.4e-05 |  | -8.0346e-05 |  | 0 |  | -0.00028203 |  | 1.6015e-05
| 0 |  | 0 |  | 0 |  | 0 |  | 7.2339e-05 |  | -0.00015475 |  | -0.00015475 |  | 0 |  | 9.0841e-05 |  | 0 |  | 0.0002128 |  | 0.00014632 |  | 0.00010384 |  | #VALUE! |  | 0 |  | 3.0064e-05 |  | -0.00010566 |  | 0 |  | -0.00034829 |  | -1.8181e-05
| 0 |  | 0 |  | 0 |  | 0 |  | 7.2341e-05 |  | -8.565e-05 |  | -8.565e-05 |  | 0 |  | 9.0864e-05 |  | 0 |  | 0.00033859 |  | 0.00014632 |  | 0.00010479 |  | #VALUE! |  | 0 |  | 3.0072e-05 |  | -1.6582e-06 |  | 0 |  | -0.00027839 |  | 2.9092e-05
| 0 |  | 0 |  | 0 |  | 0 |  | 0.00010951 |  | -0.00027403 |  | -0.00027403 |  | 0 |  | 8.3559e-05 |  | 0 |  | 7.7201e-05 |  | 0.00010558 |  | 0.00022203 |  | #VALUE! |  | 0 |  | 4.7566e-05 |  | 5.7237e-05 |  | 0 |  | -0.00029105 |  | 5.5483e-05
| 0 |  | 0 |  | 0 |  | 0 |  | 0.00010952 |  | -0.00032671 |  | -0.00032671 |  | 0 |  | 8.3559e-05 |  | 0 |  | 8.6469e-05 |  | 0.00010558 |  | 0.00015157 |  | #VALUE! |  | 0 |  | 4.7566e-05 |  | 3.9579e-05 |  | 0 |  | -0.00036189 |  | -4.5122e-05
| 0 |  | 0 |  | 0 |  | 0 |  | 0 |  | -0.00041521 |  | -0.00041521 |  | 0 |  | 0 |  | 0 |  | 0.00012412 |  | 0.0001026 |  | 0.00015836 |  | #VALUE! |  | 0 |  | 2.5506e-05 |  | -7.8886e-05 |  | 0 |  | -0.00052123 |  | -0.00010108
| 0 |  | 0 |  | 0 |  | 0 |  | 0 |  | -0.00037969 |  | -0.00037969 |  | 0 |  | 0 |  | 0 |  | 0.00019451 |  | 0.00010261 |  | 0.00019305 |  | #VALUE! |  | 0 |  | 2.5505e-05 |  | -9.9276e-05 |  | 0 |  | -0.00030659 |  | 1.0198e-05
| 0 |  | 0 |  | 0 |  | 0 |  | 0.00017702 |  | -0.000252 |  | -0.000252 |  | 0 |  | 5.3088e-05 |  | 0 |  | 0.00039055 |  | 0.00018095 |  | 0.00012911 |  | #VALUE! |  | 0 |  | 2.3504e-05 |  | -3.7611e-05 |  | 0 |  | -4.0074e-05 |  | 9.2869e-05
| 0 |  | 0 |  | 0 |  | 0 |  | 0.00017703 |  | -0.00029513 |  | -0.00029513 |  | 0 |  | 5.3088e-05 |  | 0 |  | 0.0003959 |  | 0.00018096 |  | 0.00012592 |  | #VALUE! |  | 0 |  | 2.3504e-05 |  | -6.76e-05 |  | 0 |  | -0.00017729 |  | 0.00011255
| 0 |  | 0 |  | 0 |  | 0 |  | 0.0001051 |  | -0.00036778 |  | -0.00036778 |  | 0 |  | 0.00011035 |  | 0 |  | 0.00018672 |  | 9.2881e-05 |  | 0.00011872 |  | #VALUE! |  | 0 |  | 4.3187e-05 |  | -8.5391e-05 |  | 0 |  | -0.00024437 |  | 2.1392e-05
| 0 |  | 0 |  | 0 |  | 0 |  | 0.0001051 |  | -0.00042597 |  | -0.00042597 |  | 0 |  | 0.00011035 |  | 0 |  | -0.00014147 |  | 9.2884e-05 |  | 0.00022774 |  | #VALUE! |  | 0 |  | 4.3187e-05 |  | -0.00013098 |  | 0 |  | -0.00038212 |  | -5.0417e-05
| 0 |  | 0 |  | 0 |  | 0 |  | 3.0516e-05 |  | -0.00032702 |  | -0.00032702 |  | 0 |  | 7.188e-05 |  | 0 |  | -0.00041675 |  | 6.4631e-05 |  | 0.00024417 |  | #VALUE! |  | 0 |  | 2.3991e-05 |  | -9.5968e-06 |  | 0 |  | -0.00031025 |  | -1.4665e-05
| 0 |  | 0 |  | 0 |  | 0 |  | 3.0517e-05 |  | -0.00030444 |  | -0.00030444 |  | 0 |  | 7.1862e-05 |  | 0 |  | -0.00034655 |  | 6.4633e-05 |  | 0.00013492 |  | #VALUE! |  | 0 |  | 2.3985e-05 |  | 8.5175e-05 |  | 0 |  | -0.00017441 |  | -1.4176e-05
| 0 |  | 0 |  | 0 |  | 0 |  | 0.00011156 |  | -0.00028595 |  | -0.00028595 |  | 0 |  | 2.9694e-05 |  | 0 |  | -8.2683e-05 |  | 0.00011144 |  | 0.00010535 |  | #VALUE! |  | 0 |  | 4.3722e-05 |  | -0.00016452 |  | 0 |  | -0.00037374 |  | -4.3924e-05
| 0 |  | 0 |  | 0 |  | 0 |  | 0.00011157 |  | -0.00032155 |  | -0.00032155 |  | 0 |  | 2.9693e-05 |  | 0 |  | -7.5583e-05 |  | 0.00011144 |  | 0.00018918 |  | #VALUE! |  | 0 |  | 4.3721e-05 |  | -0.00016093 |  | 0 |  | -0.00058213 |  | -0.00010147
| 0 |  | 0 |  | 0 |  | 0 |  | 7.3079e-05 |  | -0.00029655 |  | -0.00029655 |  | 0 |  | 5.1825e-05 |  | 0 |  | -6.8297e-05 |  | 6.1609e-05 |  | 0.00022479 |  | #VALUE! |  | 0 |  | 4.2279e-05 |  | 2.0395e-05 |  | 0 |  | -0.0005275 |  | -3.186e-05
| 0 |  | 0 |  | 0 |  | 0 |  | 7.3081e-05 |  | -0.00012846 |  | -0.00012846 |  | 0 |  | 5.1838e-05 |  | 0 |  | 0.00016717 |  | 6.1611e-05 |  | 0.00020575 |  | #VALUE! |  | 0 |  | 4.229e-05 |  | 0.00015828 |  | 0 |  | -0.00038183 |  | 0.00017297
| 0 |  | 0 |  | 0 |  | 0 |  | 5.7134e-05 |  | -0.00013291 |  | -0.00013291 |  | 0 |  | 4.284e-05 |  | 0 |  | 0.00010797 |  | 7.0521e-05 |  | 0.00021152 |  | #VALUE! |  | 0 |  | 2.669e-05 |  | 1.3315e-05 |  | 0 |  | -0.00040708 |  | 0.00011642
| 0 |  | 0 |  | 0 |  | 0 |  | 5.7135e-05 |  | -0.00026682 |  | -0.00026682 |  | 0 |  | 4.2827e-05 |  | 0 |  | -0.00026967 |  | 7.0523e-05 |  | 0.00023205 |  | #VALUE! |  | 0 |  | 2.6682e-05 |  | -0.00020017 |  | 0 |  | -0.00041073 |  | -8.1522e-05
| 0 |  | 0 |  | 0 |  | 0 |  | 0.00020604 |  | -5.6121e-05 |  | -5.6121e-05 |  | 0 |  | 0.00016448 |  | 0 |  | -2.8447e-05 |  | 0.00013882 |  | 0.00017868 |  | #VALUE! |  | 0 |  | 6.7387e-05 |  | -5.3993e-05 |  | 0 |  | 4.0534e-05 |  | 0.00010667
| 0 |  | 0 |  | 0 |  | 0 |  | 0.00020605 |  | 0.00011561 |  | 0.00011561 |  | 0 |  | 0.00016452 |  | 0 |  | 0.00012736 |  | 0.00013883 |  | 7.8277e-05 |  | #VALUE! |  | 0 |  | 6.7404e-05 |  | 3.2941e-05 |  | 0 |  | 4.6574e-06 |  | 0.00017507
| 0 |  | 0 |  | 0 |  | 0 |  | 0.0001672 |  | -6.4922e-05 |  | -6.4922e-05 |  | 0 |  | 0.00011128 |  | 0 |  | -3.3243e-05 |  | 0.0001569 |  | 9.9541e-05 |  | #VALUE! |  | 0 |  | 4.3288e-05 |  | 4.734e-05 |  | 0 |  | -0.00040992 |  | -5.3817e-05
| 0 |  | 0 |  | 0 |  | 0 |  | 0.0001672 |  | -9.2072e-05 |  | -9.2072e-05 |  | 0 |  | 0.0001113 |  | 0 |  | -1.4587e-05 |  | 0.00015691 |  | 0.00023121 |  | #VALUE! |  | 0 |  | 4.3297e-05 |  | 0.00012436 |  | 0 |  | -0.00044105 |  | -0.00027072
| 0 |  | 0 |  | 0 |  | 0 |  | 4.9481e-05 |  | -0.00027527 |  | -0.00027527 |  | 0 |  | 4.4072e-05 |  | 0 |  | -8.8068e-05 |  | 6.4436e-05 |  | 0.00029118 |  | #VALUE! |  | 0 |  | 4.9787e-05 |  | 3.7631e-05 |  | 0 |  | -0.00044922 |  | -0.00028021
| 0 |  | 0 |  | 0 |  | 0 |  | 4.9483e-05 |  | -0.00010324 |  | -0.00010324 |  | 0 |  | 4.4074e-05 |  | 0 |  | -1.2817e-05 |  | 6.4438e-05 |  | 0.00019808 |  | #VALUE! |  | 0 |  | 4.9789e-05 |  | 2.4108e-05 |  | 0 |  | -7.768e-05 |  | -9.1093e-05
| 0 |  | 0 |  | 0 |  | 0 |  | 0.00017554 |  | -0.00021449 |  | -0.00021449 |  | 0 |  | 0 |  | 0 |  | -9.1706e-05 |  | 2.1381e-05 |  | 0.00018027 |  | #VALUE! |  | 0 |  | 3.1515e-05 |  | 4.6605e-05 |  | 0 |  | 4.0283e-05 |  | -6.1558e-05
| 0 |  | 0 |  | 0 |  | 0 |  | 0.00017555 |  | -0.00048581 |  | -0.00048581 |  | 0 |  | 0 |  | 0 |  | -0.00024546 |  | 2.1382e-05 |  | 0.00017742 |  | #VALUE! |  | 0 |  | 3.1523e-05 |  | -6.5439e-05 |  | 0 |  | -0.00027349 |  | -8.3786e-05
| 0 |  | 0 |  | 0 |  | 0 |  | 0.00024888 |  | -0.00019316 |  | -0.00019316 |  | 0 |  | 6.5616e-05 |  | 0 |  | -0.00010481 |  | 0.00014138 |  | 0.00013653 |  | #VALUE! |  | 0 |  | 3.6173e-05 |  | -8.73e-05 |  | 0 |  | -0.0002863 |  | -0.0001348
| 0 |  | 0 |  | 0 |  | 0 |  | 0.00024889 |  | -0.00016811 |  | -0.00016811 |  | 0 |  | 6.563e-05 |  | 0 |  | 4.7371e-05 |  | 0.00014139 |  | 0.00018801 |  | #VALUE! |  | 0 |  | 3.618e-05 |  | -7.7698e-05 |  | 0 |  | -0.00048787 |  | -2.0303e-05
| 0 |  | 0 |  | 0 |  | 0 |  | 7.4719e-05 |  | -0.00029861 |  | -0.00029861 |  | 0 |  | 5.4686e-05 |  | 0 |  | 3.3991e-05 |  | 0.00012837 |  | 0.0002247 |  | #VALUE! |  | 0 |  | 4.3496e-05 |  | -5.4388e-05 |  | 0 |  | -0.00059694 |  | 9.0714e-05
| 0 |  | 0 |  | 0 |  | 0 |  | 7.4721e-05 |  | -0.00045106 |  | -0.00045106 |  | 0 |  | 5.4697e-05 |  | 0 |  | 1.7303e-05 |  | 0.00012837 |  | 0.00015496 |  | #VALUE! |  | 0 |  | 4.3505e-05 |  | -5.079e-05 |  | 0 |  | -0.00046268 |  | -5.5512e-05
| 0 |  | 0 |  | 0 |  | 0 |  | 8.4304e-05 |  | -0.00043972 |  | -0.00043972 |  | 0 |  | 2.7604e-05 |  | 0 |  | -0.00011016 |  | 6.045e-05 |  | 0.00010841 |  | #VALUE! |  | 0 |  | 3.4477e-05 |  | -0.00011294 |  | 0 |  | -0.00039301 |  | -6.2301e-05
| 0 |  | 0 |  | 0 |  | 0 |  | 8.4306e-05 |  | -0.00020552 |  | -0.00020552 |  | 0 |  | 2.7605e-05 |  | 0 |  | -0.0004624 |  | 6.0452e-05 |  | 0.00018332 |  | #VALUE! |  | 0 |  | 3.4479e-05 |  | -0.00013575 |  | 0 |  | -0.00041608 |  | -3.0454e-06
| 0 |  | 0 |  | 0 |  | 0 |  | 0.00018069 |  | -1.6445e-05 |  | -1.6445e-05 |  | 0 |  | 8.4213e-05 |  | 0 |  | -0.00016267 |  | 9.5268e-05 |  | 0.00017164 |  | #VALUE! |  | 0 |  | 2.7478e-05 |  | -0.00010188 |  | 0 |  | -0.00035743 |  | 7.5335e-06
| 0 |  | 0 |  | 0 |  | 0 |  | 0.0001807 |  | -0.00017898 |  | -0.00017898 |  | 0 |  | 8.4237e-05 |  | 0 |  | 1.2829e-05 |  | 9.5271e-05 |  | 0.00020483 |  | #VALUE! |  | 0 |  | 2.7486e-05 |  | 1.3012e-05 |  | 0 |  | -0.00029366 |  | 3.2636e-06
| 0 |  | 0 |  | 0 |  | 0 |  | 0.000138 |  | -0.00025408 |  | -0.00025408 |  | 0 |  | 0.00010133 |  | 0 |  | -6.7874e-05 |  | 0.00015913 |  | 0.00031049 |  | #VALUE! |  | 0 |  | 2.7876e-05 |  | -5.2873e-05 |  | 0 |  | -0.00033724 |  | 6.6142e-05
| 0 |  | 0 |  | 0 |  | 0 |  | 0.000138 |  | -0.00018026 |  | -0.00018026 |  | 0 |  | 0.00010136 |  | 0 |  | 9.2703e-05 |  | 0.00015913 |  | 0.0002595 |  | #VALUE! |  | 0 |  | 2.7884e-05 |  | -0.00022179 |  | 0 |  | -4.2876e-05 |  | 4.6057e-05
| 0 |  | 0 |  | 0 |  | 0 |  | 8.7274e-05 |  | -0.00011781 |  | -0.00011781 |  | 0 |  | 0.00012852 |  | 0 |  | 8.1283e-05 |  | 0.00015515 |  | 0.00021298 |  | #VALUE! |  | 0 |  | 5.1695e-05 |  | -1.0804e-05 |  | 0 |  | 8.2118e-06 |  | 0.00014131
| 0 |  | 0 |  | 0 |  | 0 |  | 8.7276e-05 |  | -0.00018094 |  | -0.00018094 |  | 0 |  | 0.00012856 |  | 0 |  | 0.00010396 |  | 0.00015516 |  | 0.00018391 |  | #VALUE! |  | 0 |  | 5.1711e-05 |  | 9.0037e-05 |  | 0 |  | -0.00016142 |  | 9.7035e-05
| 0 |  | 0 |  | 0 |  | 0 |  | 5.1523e-05 |  | -0.00041842 |  | -0.00041842 |  | 0 |  | 0 |  | 0 |  | 1.0525e-05 |  | 1.2282e-06 |  | 0.0001076 |  | #VALUE! |  | 0 |  | 3.3297e-05 |  | 7.8036e-05 |  | 0 |  | -0.00027606 |  | -0.00013536
| 0 |  | 0 |  | 0 |  | 0 |  | 5.1524e-05 |  | -0.00051416 |  | -0.00051416 |  | 0 |  | 0 |  | 0 |  | -0.00037756 |  | 1.2282e-06 |  | 7.8783e-05 |  | #VALUE! |  | 0 |  | 3.3298e-05 |  | 4.8024e-06 |  | 0 |  | -0.00060681 |  | -0.00017777
| 0 |  | 0 |  | 0 |  | 0 |  | 9.8467e-05 |  | -0.00044858 |  | -0.00044858 |  | 0 |  | 2.4506e-05 |  | 0 |  | 2.5314e-05 |  | 4.4968e-05 |  | 0.00012317 |  | #VALUE! |  | 0 |  | 3.2879e-05 |  | -0.00011349 |  | 0 |  | -0.00055609 |  | -8.159e-05
| 0 |  | 0 |  | 0 |  | 0 |  | 9.847e-05 |  | -0.00044046 |  | -0.00044046 |  | 0 |  | 2.4513e-05 |  | 0 |  | 0.00039548 |  | 4.4969e-05 |  | 0.00013105 |  | #VALUE! |  | 0 |  | 3.2889e-05 |  | 4.0819e-05 |  | 0 |  | -0.00033286 |  | -0.00014864
| 0 |  | 0 |  | 0 |  | 0 |  | 0.00013262 |  | -0.00033973 |  | -0.00033973 |  | 0 |  | 3.3836e-05 |  | 0 |  | 7.6077e-05 |  | 8.009e-05 |  | 0.00011181 |  | #VALUE! |  | 0 |  | 3.2753e-05 |  | 0.00015192 |  | 0 |  | -0.0002026 |  | -0.00018183
| 0 |  | 0 |  | 0 |  | 0 |  | 0.00013262 |  | -0.00019429 |  | -0.00019429 |  | 0 |  | 3.3843e-05 |  | 0 |  | 0.0003607 |  | 8.0093e-05 |  | 0.00015067 |  | #VALUE! |  | 0 |  | 3.276e-05 |  | 0.0001072 |  | 0 |  | -0.00012905 |  | -2.7848e-05
| 0 |  | 0 |  | 0 |  | 0 |  | 0.00014495 |  | -0.00022365 |  | -0.00022365 |  | 0 |  | 7.0538e-05 |  | 0 |  | 0.00053706 |  | 0.00019892 |  | 0.00018766 |  | #VALUE! |  | 0 |  | 2.7177e-05 |  | 0.0001192 |  | 0 |  | -0.0002048 |  | 0.00010145
| 0 |  | 0 |  | 0 |  | 0 |  | 0.00014495 |  | -0.00011669 |  | -0.00011669 |  | 0 |  | 7.0552e-05 |  | 0 |  | 0.00025671 |  | 0.00019892 |  | 0.0001564 |  | #VALUE! |  | 0 |  | 2.7183e-05 |  | -7.0847e-05 |  | 0 |  | -0.00034671 |  | -3.2833e-05
| 0 |  | 0 |  | 0 |  | 0 |  | 0 |  | -0.00041879 |  | -0.00041879 |  | 0 |  | 0 |  | 0 |  | -0.0003685 |  | 0 |  | 4.7144e-05 |  | #VALUE! |  | 0 |  | 0 |  | -0.00035872 |  | 0 |  | -0.00081032 |  | -0.00051986
| 0 |  | 0 |  | 0 |  | 0 |  | 6.2648e-05 |  | 7.5436e-06 |  | 7.5436e-06 |  | 0 |  | 7.7285e-05 |  | 0 |  | -9.9396e-05 |  | 4.0809e-05 |  | 0.00013333 |  | #VALUE! |  | 0 |  | 3.9959e-05 |  | -9.0246e-05 |  | 0 |  | -0.00032241 |  | 7.1844e-05
| 0 |  | 0 |  | 0 |  | 0 |  | 6.265e-05 |  | 3.616e-05 |  | 3.616e-05 |  | 0 |  | 7.7282e-05 |  | 0 |  | 8.0626e-05 |  | 4.081e-05 |  | 0.00019773 |  | #VALUE! |  | 0 |  | 3.9957e-05 |  | -0.00014941 |  | 0 |  | -0.00024612 |  | 1.1998e-05
| 0 |  | 0 |  | 0 |  | 0 |  | 8.9257e-05 |  | -0.00040065 |  | -0.00040065 |  | 0 |  | 8.6412e-05 |  | 0 |  | 5.2958e-05 |  | 0.00013916 |  | 0.00017608 |  | #VALUE! |  | 0 |  | 2.8146e-05 |  | -1.76e-05 |  | 0 |  | -0.00029355 |  | -0.00010681
| 0 |  | 0 |  | 0 |  | 0 |  | 8.926e-05 |  | -0.00039868 |  | -0.00039868 |  | 0 |  | 8.639e-05 |  | 0 |  | 2.8474e-05 |  | 0.00013916 |  | 0.0001631 |  | #VALUE! |  | 0 |  | 2.8139e-05 |  | -0.00015931 |  | 0 |  | -0.00026219 |  | -0.00012608
| 0 |  | 0 |  | 0 |  | 0 |  | 7.502e-05 |  | 8.5121e-05 |  | 8.5121e-05 |  | 0 |  | 0.0001719 |  | 0 |  | 7.481e-05 |  | 9.4061e-05 |  | 0.0002174 |  | #VALUE! |  | 0 |  | 5.6241e-05 |  | -1.201e-05 |  | 0 |  | 0.00016946 |  | -7.5984e-06
| 0 |  | 0 |  | 0 |  | 0 |  | 7.5022e-05 |  | 3.5686e-05 |  | 3.5686e-05 |  | 0 |  | 0.00017185 |  | 0 |  | 9.2841e-05 |  | 9.4064e-05 |  | 0.00013801 |  | #VALUE! |  | 0 |  | 5.6225e-05 |  | 8.0467e-05 |  | 0 |  | 0.00014688 |  | 1.3297e-06
| 0 |  | 0 |  | 0 |  | 0 |  | 0.00021758 |  | -0.00014673 |  | -0.00014673 |  | 0 |  | 0.00010116 |  | 0 |  | 0.00019218 |  | 0.00026564 |  | 0.00013345 |  | #VALUE! |  | 0 |  | 3.8292e-05 |  | 7.6867e-05 |  | 0 |  | -0.00015723 |  | -8.7213e-05
| 0 |  | 0 |  | 0 |  | 0 |  | 0.00021759 |  | -0.00014746 |  | -0.00014746 |  | 0 |  | 0.00010116 |  | 0 |  | 0.00031945 |  | 0.00026565 |  | 0.00026455 |  | #VALUE! |  | 0 |  | 3.8292e-05 |  | 0.00013091 |  | 0 |  | -0.00014269 |  | 7.3385e-05
| 0 |  | 0 |  | 0 |  | 0 |  | 0.00016824 |  | -0.00015104 |  | -0.00015104 |  | 0 |  | 0 |  | 0 |  | 0.00019848 |  | 0.0001976 |  | 0.00015761 |  | #VALUE! |  | 0 |  | 2.7006e-05 |  | -4.6429e-05 |  | 0 |  | -0.00027131 |  | 7.3298e-05
| 0 |  | 0 |  | 0 |  | 0 |  | 0.00016824 |  | -0.00013266 |  | -0.00013266 |  | 0 |  | 0 |  | 0 |  | -9.8055e-05 |  | 0.00019761 |  | 5.7005e-05 |  | #VALUE! |  | 0 |  | 2.7007e-05 |  | -3.0326e-05 |  | 0 |  | -0.00020106 |  | -9.1636e-05
| 0 |  | 0 |  | 0 |  | 0 |  | 0.00014938 |  | -0.00034499 |  | -0.00034499 |  | 0 |  | 4.0601e-05 |  | 0 |  | -3.8119e-05 |  | 0.00026785 |  | 0.00010615 |  | #VALUE! |  | 0 |  | 3.5524e-05 |  | -9.2967e-05 |  | 0 |  | -0.00020383 |  | -0.00014166
| 0 |  | 0 |  | 0 |  | 0 |  | 0.00014938 |  | -0.00055516 |  | -0.00055516 |  | 0 |  | 4.0611e-05 |  | 0 |  | 0.00017635 |  | 0.00026786 |  | 0.00015612 |  | #VALUE! |  | 0 |  | 3.5533e-05 |  | -0.00016193 |  | 0 |  | -0.00063627 |  | -0.00019737
| 0 |  | 0 |  | 0 |  | 0 |  | 0.00022457 |  | -0.00053441 |  | -0.00053441 |  | 0 |  | 9.0865e-05 |  | 0 |  | 0.00014552 |  | 7.8804e-06 |  | 0.00025849 |  | #VALUE! |  | 0 |  | 3.2921e-05 |  | -3.9641e-05 |  | 0 |  | -0.00067969 |  | -0.00011606
| 0 |  | 0 |  | 0 |  | 0 |  | 0.00022458 |  | -0.00036376 |  | -0.00036376 |  | 0 |  | 9.0891e-05 |  | 0 |  | 0.00026882 |  | 7.8806e-06 |  | 0.00018727 |  | #VALUE! |  | 0 |  | 3.293e-05 |  | 1.2012e-06 |  | 0 |  | -0.00058063 |  | -3.8504e-05
| 0 |  | 0 |  | 0 |  | 0 |  | 0.00022292 |  | -0.00013281 |  | -0.00013281 |  | 0 |  | 0.00013347 |  | 0 |  | 0.00044119 |  | 8.5376e-05 |  | 0.00014114 |  | #VALUE! |  | 0 |  | 2.3562e-05 |  | 4.2046e-05 |  | 0 |  | -0.00049761 |  | 1.5243e-05
| 0 |  | 0 |  | 0 |  | 0 |  | 0.00022292 |  | -0.00012933 |  | -0.00012933 |  | 0 |  | 0.00013347 |  | 0 |  | 0.00020071 |  | 8.5379e-05 |  | 0.00015829 |  | #VALUE! |  | 0 |  | 2.3562e-05 |  | -4.2047e-05 |  | 0 |  | -0.00037234 |  | -2.0033e-05
| 0 |  | 0 |  | 0 |  | 0 |  | 0.00028493 |  | 3.135e-05 |  | 3.135e-05 |  | 0 |  | 9.1699e-05 |  | 0 |  | 0.00011053 |  | 0.00011504 |  | 6.6195e-05 |  | #VALUE! |  | 0 |  | 3.4121e-05 |  | -9.7309e-05 |  | 0 |  | -0.00023059 |  | -2.9593e-05
| 0 |  | 0 |  | 0 |  | 0 |  | 0.00028494 |  | 4.0857e-05 |  | 4.0857e-05 |  | 0 |  | 9.1699e-05 |  | 0 |  | 0.00017282 |  | 0.00011505 |  | 0.00010982 |  | #VALUE! |  | 0 |  | 3.4121e-05 |  | -8.2897e-05 |  | 0 |  | -7.6299e-05 |  | 4.7395e-05
| 0 |  | 0 |  | 0 |  | 0 |  | 0.0001433 |  | 3.2168e-05 |  | 3.2168e-05 |  | 0 |  | 0.00021162 |  | 0 |  | 0.00027021 |  | 0.00034792 |  | 0.00019707 |  | #VALUE! |  | 0 |  | 3.5235e-05 |  | -0.00013239 |  | 0 |  | -5.9892e-05 |  | 7.4165e-05
| 0 |  | 0 |  | 0 |  | 0 |  | 0.0001433 |  | -4.4265e-05 |  | -4.4265e-05 |  | 0 |  | 0.00021168 |  | 0 |  | 0.00018106 |  | 0.00034793 |  | 0.00018521 |  | #VALUE! |  | 0 |  | 3.5244e-05 |  | -9.7063e-06 |  | 0 |  | -0.00033817 |  | 7.4532e-05
| 0 |  | 0 |  | 0 |  | 0 |  | 0.00022252 |  | -0.00019238 |  | -0.00019238 |  | 0 |  | 0.00010953 |  | 0 |  | 0.00017103 |  | 0.00020551 |  | 0.00022021 |  | #VALUE! |  | 0 |  | 2.2034e-05 |  | 8.5442e-05 |  | 0 |  | -0.00035082 |  | -8.0693e-05
| 0 |  | 0 |  | 0 |  | 0 |  | 0.00022253 |  | 4.4756e-05 |  | 4.4756e-05 |  | 0 |  | 0.00010956 |  | 0 |  | 0.00036305 |  | 0.00020552 |  | 0.00018061 |  | #VALUE! |  | 0 |  | 2.2041e-05 |  | -6.7287e-05 |  | 0 |  | 5.2171e-05 |  | 2.0476e-05
| 0 |  | 0 |  | 0 |  | 0 |  | 8.974e-05 |  | -0.00012043 |  | -0.00012043 |  | 0 |  | 6.4553e-05 |  | 0 |  | 0.0001535 |  | 0.00014193 |  | 5.7138e-05 |  | #VALUE! |  | 0 |  | 2.1532e-05 |  | -0.00014029 |  | 0 |  | -0.0002881 |  | 0.0001673
| 0 |  | 0 |  | 0 |  | 0 |  | 8.9743e-05 |  | -0.00059196 |  | -0.00059196 |  | 0 |  | 6.4553e-05 |  | 0 |  | -0.00016296 |  | 0.00014193 |  | 7.0203e-05 |  | #VALUE! |  | 0 |  | 2.1532e-05 |  | -5.6179e-05 |  | 0 |  | -0.0007327 |  | -6.5144e-05
| 0 |  | 0 |  | 0 |  | 0 |  | 0.00011693 |  | -0.00050282 |  | -0.00050282 |  | 0 |  | 5.6033e-05 |  | 0 |  | -0.0001919 |  | 0.00011195 |  | 0.00015701 |  | #VALUE! |  | 0 |  | 3.1979e-05 |  | -0.00016168 |  | 0 |  | -0.00068913 |  | -0.00018471
| 0 |  | 0 |  | 0 |  | 0 |  | 0.00011694 |  | -0.00037283 |  | -0.00037283 |  | 0 |  | 5.6033e-05 |  | 0 |  | -0.00018293 |  | 0.00011195 |  | 0.00022447 |  | #VALUE! |  | 0 |  | 3.1979e-05 |  | -0.00026262 |  | 0 |  | -0.00067251 |  | -0.00034842
| 0 |  | 0 |  | 0 |  | 0 |  | 0.00018074 |  | -0.0002851 |  | -0.0002851 |  | 0 |  | 9.3633e-05 |  | 0 |  | 2.0658e-05 |  | 0.00026041 |  | 0.0001962 |  | #VALUE! |  | 0 |  | 2.4801e-05 |  | -0.00011176 |  | 0 |  | -0.00037347 |  | -0.00034687
| 0 |  | 0 |  | 0 |  | 0 |  | 0.00018074 |  | -0.00012555 |  | -0.00012555 |  | 0 |  | 9.3656e-05 |  | 0 |  | 0.00022424 |  | 0.00026041 |  | 0.00018464 |  | #VALUE! |  | 0 |  | 2.4808e-05 |  | 6.3939e-05 |  | 0 |  | -0.00018093 |  | -0.00019159
| 0 |  | 0 |  | 0 |  | 0 |  | 0.00013152 |  | -0.00049069 |  | -0.00049069 |  | 0 |  | 0.00010073 |  | 0 |  | -9.3039e-05 |  | 0.00010144 |  | 0.00018622 |  | #VALUE! |  | 0 |  | 1.866e-05 |  | 6.1535e-05 |  | 0 |  | -0.00064535 |  | -8.2184e-05
| 0 |  | 0 |  | 0 |  | 0 |  | 0.00013153 |  | -0.0005611 |  | -0.0005611 |  | 0 |  | 0.00010075 |  | 0 |  | -2.0808e-05 |  | 0.00010144 |  | 8.1383e-05 |  | #VALUE! |  | 0 |  | 1.8665e-05 |  | -1.2018e-06 |  | 0 |  | -0.00064701 |  | -2.3782e-05
| 0 |  | 0 |  | 0 |  | 0 |  | 0.00018869 |  | -0.00028671 |  | -0.00028671 |  | 0 |  | 0 |  | 0 |  | -4.0716e-05 |  | 7.3298e-05 |  | 5.5413e-05 |  | #VALUE! |  | 0 |  | 4.2416e-05 |  | 1.5623e-05 |  | 0 |  | -0.00049396 |  | -0.00018908
| 0 |  | 0 |  | 0 |  | 0 |  | 0.0001887 |  | 1.0469e-05 |  | 1.0469e-05 |  | 0 |  | 0 |  | 0 |  | 0.00010305 |  | 7.33e-05 |  | 7.878e-05 |  | #VALUE! |  | 0 |  | 4.2416e-05 |  | -1.6826e-05 |  | 0 |  | -0.00036508 |  | -8.3889e-05
| 0 |  | 0 |  | 0 |  | 0 |  | 0.00019496 |  | -6.4766e-05 |  | -6.4766e-05 |  | 0 |  | 7.7661e-05 |  | 0 |  | 0.00052972 |  | 0.00015525 |  | 7.6888e-05 |  | #VALUE! |  | 0 |  | 3.4638e-05 |  | -0.00014874 |  | 0 |  | -8.5449e-05 |  | 1.3482e-05
| 0 |  | 0 |  | 0 |  | 0 |  | 0.00019497 |  | -0.0001975 |  | -0.0001975 |  | 0 |  | 7.7661e-05 |  | 0 |  | 0.00039181 |  | 0.00015525 |  | 7.6972e-05 |  | #VALUE! |  | 0 |  | 3.4638e-05 |  | -0.00026413 |  | 0 |  | -0.0003288 |  | -0.00010238
| 0 |  | 0 |  | 0 |  | 0 |  | 0.00012691 |  | -0.00019453 |  | -0.00019453 |  | 0 |  | 5.8103e-05 |  | 0 |  | -2.5807e-05 |  | 6.2854e-05 |  | 0.00016416 |  | #VALUE! |  | 0 |  | 2.3847e-05 |  | -0.00031527 |  | 0 |  | -0.00058721 |  | -0.0001486
| 0 |  | 0 |  | 0 |  | 0 |  | 0.00012691 |  | -0.0002775 |  | -0.0002775 |  | 0 |  | 5.8115e-05 |  | 0 |  | -0.00020297 |  | 6.2856e-05 |  | 0.00025618 |  | #VALUE! |  | 0 |  | 2.3852e-05 |  | -0.00013187 |  | 0 |  | -0.00043831 |  | -5.8624e-05
| 0 |  | 0 |  | 0 |  | 0 |  | 7.7196e-05 |  | -0.00022307 |  | -0.00022307 |  | 0 |  | 8.3692e-05 |  | 0 |  | -0.00033073 |  | 0.00011428 |  | 0.00024182 |  | #VALUE! |  | 0 |  | 4.4377e-05 |  | 0.00012332 |  | 0 |  | -0.00048145 |  | -1.0547e-06
| 0 |  | 0 |  | 0 |  | 0 |  | 7.7199e-05 |  | -0.00025262 |  | -0.00025262 |  | 0 |  | 8.3713e-05 |  | 0 |  | -0.00041035 |  | 0.00011428 |  | 0.00021546 |  | #VALUE! |  | 0 |  | 4.4388e-05 |  | -1.3223e-05 |  | 0 |  | -0.00050713 |  | 1.5771e-05
| 0 |  | 0 |  | 0 |  | 0 |  | 0.00021889 |  | -0.00039537 |  | -0.00039537 |  | 0 |  | 3.0787e-05 |  | 0 |  | -0.00041433 |  | 0.00016607 |  | 0.00017233 |  | #VALUE! |  | 0 |  | 3.3903e-05 |  | -3.7265e-05 |  | 0 |  | -0.00049118 |  | -4.8116e-05
| 0 |  | 0 |  | 0 |  | 0 |  | 0.0002189 |  | -0.00020873 |  | -0.00020873 |  | 0 |  | 3.0787e-05 |  | 0 |  | -0.00022551 |  | 0.00016607 |  | 0.00014468 |  | #VALUE! |  | 0 |  | 3.3903e-05 |  | 0.00013483 |  | 0 |  | -0.00023237 |  | -2.9127e-05
| 0 |  | 0 |  | 0 |  | 0 |  | 5.6106e-05 |  | -0.00017913 |  | -0.00017913 |  | 0 |  | 8.2202e-05 |  | 0 |  | 0.00021201 |  | 9.7631e-05 |  | 0.00012353 |  | #VALUE! |  | 0 |  | 4.3825e-05 |  | 0.00014445 |  | 0 |  | -0.00018271 |  | -8.0173e-05
| 0 |  | 0 |  | 0 |  | 0 |  | 5.6108e-05 |  | -0.0005315 |  | -0.0005315 |  | 0 |  | 8.2206e-05 |  | 0 |  | 0.00014016 |  | 9.7634e-05 |  | 6.9875e-05 |  | #VALUE! |  | 0 |  | 4.3827e-05 |  | 1.2022e-05 |  | 0 |  | -0.00059313 |  | -0.00034327
| 0 |  | 0 |  | 0 |  | 0 |  | 8.8553e-05 |  | -0.00039606 |  | -0.00039606 |  | 0 |  | 0.00013477 |  | 0 |  | -6.7399e-05 |  | 0.00018001 |  | 4.8919e-05 |  | #VALUE! |  | 0 |  | 2.7307e-05 |  | 4.8088e-06 |  | 0 |  | -0.0003605 |  | -0.00015114
| 0 |  | 0 |  | 0 |  | 0 |  | 8.8556e-05 |  | -0.00030755 |  | -0.00030755 |  | 0 |  | 0.00013477 |  | 0 |  | 3.2091e-05 |  | 0.00018002 |  | 0.0001782 |  | #VALUE! |  | 0 |  | 2.7307e-05 |  | 2.5247e-05 |  | 0 |  | -0.00021803 |  | -6.5111e-05
| 0 |  | 0 |  | 0 |  | 0 |  | 0.00018395 |  | -0.00029092 |  | -0.00029092 |  | 0 |  | 7.6521e-05 |  | 0 |  | 0.00038302 |  | 0.00019701 |  | 0.00018999 |  | #VALUE! |  | 0 |  | 4.3802e-05 |  | -9.1962e-05 |  | 0 |  | -0.00041143 |  | -0.00027884
| 0 |  | 0 |  | 0 |  | 0 |  | 0.00018395 |  | -0.00025388 |  | -0.00025388 |  | 0 |  | 7.6521e-05 |  | 0 |  | 0.00018149 |  | 0.00019701 |  | 8.7701e-05 |  | #VALUE! |  | 0 |  | 4.3802e-05 |  | -6.9119e-05 |  | 0 |  | -0.0003801 |  | -0.00027069
| 0 |  | 0 |  | 0 |  | 0 |  | 0.00011045 |  | -0.00019208 |  | -0.00019208 |  | 0 |  | 5.634e-05 |  | 0 |  | -0.00018645 |  | 2.6443e-05 |  | 5.3553e-05 |  | #VALUE! |  | 0 |  | 3.885e-05 |  | 2.4047e-05 |  | 0 |  | -0.00027634 |  | -3.5305e-05
| 0 |  | 0 |  | 0 |  | 0 |  | 0.00011045 |  | -0.00049148 |  | -0.00049148 |  | 0 |  | 5.6352e-05 |  | 0 |  | -0.00036182 |  | 2.6444e-05 |  | 3.5692e-05 |  | #VALUE! |  | 0 |  | 3.8858e-05 |  | -7.4549e-05 |  | 0 |  | -0.00065604 |  | 9.539e-05
| 0 |  | 0 |  | 0 |  | 0 |  | 4.5566e-05 |  | -0.00047798 |  | -0.00047798 |  | 0 |  | 9.1951e-05 |  | 0 |  | -0.00032144 |  | 7.6009e-05 |  | 0.00011754 |  | #VALUE! |  | 0 |  | 2.7905e-05 |  | 1.2024e-06 |  | 0 |  | -0.00078983 |  | 0.00014656
| 0 |  | 0 |  | 0 |  | 0 |  | 4.5567e-05 |  | -0.00017445 |  | -0.00017445 |  | 0 |  | 9.1951e-05 |  | 0 |  | -0.00021652 |  | 7.6011e-05 |  | 0.00014689 |  | #VALUE! |  | 0 |  | 2.7905e-05 |  | 0.00016552 |  | 0 |  | -0.00047259 |  | 9.8109e-05
| 0 |  | 0 |  | 0 |  | 0 |  | 0.00012109 |  | -0.00030831 |  | -0.00030831 |  | 0 |  | 0.0001037 |  | 0 |  | -0.00012147 |  | 0.00012666 |  | 0.00020202 |  | #VALUE! |  | 0 |  | 4.5158e-05 |  | -1.2899e-05 |  | 0 |  | -0.00043638 |  | -8.7454e-05
| 0 |  | 0 |  | 0 |  | 0 |  | 0.00012109 |  | -0.00013219 |  | -0.00013219 |  | 0 |  | 0.00010367 |  | 0 |  | 7.7199e-05 |  | 0.00012666 |  | 0.00023477 |  | #VALUE! |  | 0 |  | 4.5145e-05 |  | 6.713e-06 |  | 0 |  | -0.00031151 |  | -7.8136e-05
| 0 |  | 0 |  | 0 |  | 0 |  | 9.9937e-05 |  | -0.00017764 |  | -0.00017764 |  | 0 |  | 0.00012521 |  | 0 |  | 3.29e-05 |  | 8.3231e-05 |  | 0.00016648 |  | #VALUE! |  | 0 |  | 5.3736e-05 |  | 8.4128e-05 |  | 0 |  | -0.00025911 |  | 6.3471e-05
| 0 |  | 0 |  | 0 |  | 0 |  | 9.994e-05 |  | -0.00038548 |  | -0.00038548 |  | 0 |  | 0.00012518 |  | 0 |  | -0.00021662 |  | 8.3233e-05 |  | 0.00012643 |  | #VALUE! |  | 0 |  | 5.3725e-05 |  | 1.0823e-05 |  | 0 |  | -0.00019847 |  | 6.2399e-05
| 0 |  | 0 |  | 0 |  | 0 |  | 0.00019311 |  | -9.5501e-05 |  | -9.5501e-05 |  | 0 |  | 0.00012882 |  | 0 |  | -0.00015721 |  | 0.00010984 |  | 0.00016799 |  | #VALUE! |  | 0 |  | 4.0034e-05 |  | 1.6836e-05 |  | 0 |  | -0.00023225 |  | 6.5625e-05
| 0 |  | 0 |  | 0 |  | 0 |  | 0.00019311 |  | 0.00011375 |  | 0.00011375 |  | 0 |  | 0.00012882 |  | 0 |  | 0.00026367 |  | 0.00010984 |  | 0.00017313 |  | #VALUE! |  | 0 |  | 4.0034e-05 |  | 3.1269e-05 |  | 0 |  | -0.00024465 |  | 5.1406e-05
| 0 |  | 0 |  | 0 |  | 0 |  | 0.00025668 |  | 5.86e-05 |  | 5.86e-05 |  | 0 |  | 0.00011335 |  | 0 |  | 0.00010319 |  | 0.00017126 |  | 3.5471e-05 |  | #VALUE! |  | 0 |  | 5.1042e-05 |  | -6.4084e-05 |  | 0 |  | -7.358e-05 |  | 4.0563e-05
| 0 |  | 0 |  | 0 |  | 0 |  | 0.00025669 |  | -0.00010356 |  | -0.00010356 |  | 0 |  | 0.00011335 |  | 0 |  | -0.00025684 |  | 0.00017127 |  | 4.2894e-05 |  | #VALUE! |  | 0 |  | 5.104e-05 |  | -8.4536e-05 |  | 0 |  | -0.00034127 |  | -8.2894e-05
| 0 |  | 0 |  | 0 |  | 0 |  | 0.00013359 |  | -0.0003307 |  | -0.0003307 |  | 0 |  | 8.7888e-05 |  | 0 |  | -0.00017922 |  | 0.00011775 |  | 5.8381e-05 |  | #VALUE! |  | 0 |  | 2.8865e-05 |  | -6.0982e-05 |  | 0 |  | -0.00076352 |  | -5.1996e-05
| 0 |  | 0 |  | 0 |  | 0 |  | 0.0001336 |  | -0.00020091 |  | -0.00020091 |  | 0 |  | 8.7913e-05 |  | 0 |  | -0.00019432 |  | 0.00011775 |  | 9.9449e-06 |  | #VALUE! |  | 0 |  | 2.8874e-05 |  | -0.00011872 |  | 0 |  | -0.00035188 |  | 0.00023716
| 0 |  | 0 |  | 0 |  | 0 |  | 0.00012301 |  | -7.2209e-05 |  | -7.2209e-05 |  | 0 |  | 0.00015651 |  | 0 |  | -8.9633e-05 |  | 0.00019176 |  | 0.00013654 |  | #VALUE! |  | 0 |  | 3.3229e-05 |  | -0.00011968 |  | 0 |  | -2.6926e-05 |  | 0.00018288
| 0 |  | 0 |  | 0 |  | 0 |  | 0.00012301 |  | -0.00029462 |  | -0.00029462 |  | 0 |  | 0.00015655 |  | 0 |  | -0.00030625 |  | 0.00019177 |  | 0.00015293 |  | #VALUE! |  | 0 |  | 3.3239e-05 |  | -4.3902e-05 |  | 0 |  | -0.00025053 |  | -1.523e-05
| 0 |  | 0 |  | 0 |  | 0 |  | 0.00013109 |  | -0.00035935 |  | -0.00035935 |  | 0 |  | 0.00010001 |  | 0 |  | -1.3133e-05 |  | 0.0002566 |  | 0.00010879 |  | #VALUE! |  | 0 |  | 3.1471e-05 |  | -7.6866e-05 |  | 0 |  | -4.3795e-05 |  | 0.00010169
| 0 |  | 0 |  | 0 |  | 0 |  | 0.00013109 |  | -0.00050995 |  | -0.00050995 |  | 0 |  | 0.00010004 |  | 0 |  | 1.7079e-05 |  | 0.00025661 |  | 9.8888e-05 |  | #VALUE! |  | 0 |  | 3.148e-05 |  | -0.00021881 |  | 0 |  | -0.00057339 |  | 0.00013758
| 0 |  | 0 |  | 0 |  | 0 |  | 0.0001325 |  | -0.00061577 |  | -0.00061577 |  | 0 |  | 3.564e-05 |  | 0 |  | -0.00033507 |  | 5.3541e-05 |  | 0.00011324 |  | #VALUE! |  | 0 |  | 3.1152e-05 |  | -0.00011067 |  | 0 |  | -0.0010066 |  | -0.00010044
| 0 |  | 0 |  | 0 |  | 0 |  | 0.00013251 |  | -0.00033769 |  | -0.00033769 |  | 0 |  | 3.5642e-05 |  | 0 |  | -5.1956e-05 |  | 5.3543e-05 |  | 0.00014459 |  | #VALUE! |  | 0 |  | 3.1154e-05 |  | 3.6088e-06 |  | 0 |  | -0.00035086 |  | -0.00011734
| 0 |  | 0 |  | 0 |  | 0 |  | 0.0002042 |  | 3.3103e-05 |  | 3.3103e-05 |  | 0 |  | 0.00028419 |  | 0 |  | -2.216e-06 |  | 0.00022759 |  | 0.0001089 |  | #VALUE! |  | 0 |  | 4.6533e-05 |  | 8.421e-06 |  | 0 |  | 3.1178e-05 |  | 0.00011949
| 0 |  | 0 |  | 0 |  | 0 |  | 0.00020421 |  | 0.00017352 |  | 0.00017352 |  | 0 |  | 0.00028427 |  | 0 |  | -0.00014216 |  | 0.0002276 |  | 8.3597e-05 |  | #VALUE! |  | 0 |  | 4.6546e-05 |  | -1.9248e-05 |  | 0 |  | -0.00034429 |  | 0.00025949
| 0 |  | 0 |  | 0 |  | 0 |  | 0.00010632 |  | 3.8709e-05 |  | 3.8709e-05 |  | 0 |  | 5.6137e-05 |  | 0 |  | -0.00024521 |  | 0.000174 |  | 0.00010948 |  | #VALUE! |  | 0 |  | 1.7224e-05 |  | 3.7296e-05 |  | 0 |  | -0.00020798 |  | -7.5196e-06
| 0 |  | 0 |  | 0 |  | 0 |  | 0.00010632 |  | -0.000369 |  | -0.000369 |  | 0 |  | 5.6153e-05 |  | 0 |  | -0.00030338 |  | 0.000174 |  | 6.0397e-05 |  | #VALUE! |  | 0 |  | 1.7229e-05 |  | 5.0528e-05 |  | 0 |  | -0.00037379 |  | -4.1796e-05
| 0 |  | 0 |  | 0 |  | 0 |  | 0.00017308 |  | -0.00053998 |  | -0.00053998 |  | 0 |  | 0.00011885 |  | 0 |  | -0.00010019 |  | 0.00014736 |  | 2.9967e-05 |  | #VALUE! |  | 0 |  | 4.8735e-05 |  | 0.000154 |  | 0 |  | -0.0005168 |  | 0.0001776
| 0 |  | 0 |  | 0 |  | 0 |  | 0.00017308 |  | -0.00042678 |  | -0.00042678 |  | 0 |  | 0.00011883 |  | 0 |  | 0.00016861 |  | 0.00014737 |  | 8.3207e-05 |  | #VALUE! |  | 0 |  | 4.8725e-05 |  | 0.0001516 |  | 0 |  | -0.00043058 |  | 5.326e-05
| 0 |  | 0 |  | 0 |  | 0 |  | 0.00010951 |  | -0.00041053 |  | -0.00041053 |  | 0 |  | 8.2235e-05 |  | 0 |  | -0.00017174 |  | 0.00024274 |  | 6.8084e-05 |  | #VALUE! |  | 0 |  | 2.676e-05 |  | -1.0828e-05 |  | 0 |  | -0.00077676 |  | -5.1859e-07
| 0 |  | 0 |  | 0 |  | 0 |  | 0.00010951 |  | -0.00015676 |  | -0.00015676 |  | 0 |  | 8.2239e-05 |  | 0 |  | -0.00042085 |  | 0.00024275 |  | 0.00011449 |  | #VALUE! |  | 0 |  | 2.6761e-05 |  | 3.4894e-05 |  | 0 |  | -0.00052082 |  | 0.00014909
| 0 |  | 0 |  | 0 |  | 0 |  | 0.00010557 |  | -0.0001797 |  | -0.0001797 |  | 0 |  | 0 |  | 0 |  | -0.00033154 |  | 8.9407e-05 |  | 0.00010354 |  | #VALUE! |  | 0 |  | 1.4105e-05 |  | 9.626e-06 |  | 0 |  | -0.00049624 |  | -5.4904e-06
| 0 |  | 0 |  | 0 |  | 0 |  | 0.00010558 |  | -0.00057702 |  | -0.00057702 |  | 0 |  | 0 |  | 0 |  | -0.00050688 |  | 8.941e-05 |  | 0.00011217 |  | #VALUE! |  | 0 |  | 1.4101e-05 |  | -0.00026592 |  | 0 |  | -0.0006606 |  | -0.00012669
| 0 |  | 0 |  | 0 |  | 0 |  | 0.00021864 |  | -0.00063185 |  | -0.00063185 |  | 0 |  | 8.6143e-05 |  | 0 |  | -0.00042127 |  | 0.00026902 |  | 0.00018337 |  | #VALUE! |  | 0 |  | 4.0878e-05 |  | -0.00030006 |  | 0 |  | -0.00055096 |  | 5.8138e-05
| 0 |  | 0 |  | 0 |  | 0 |  | 0.00021865 |  | -0.00052762 |  | -0.00052762 |  | 0 |  | 8.616e-05 |  | 0 |  | -0.00031785 |  | 0.00026903 |  | 0.00010033 |  | #VALUE! |  | 0 |  | 4.0886e-05 |  | -5.9398e-05 |  | 0 |  | -0.00053898 |  | 0.00021952
| 0 |  | 0 |  | 0 |  | 0 |  | 7.2083e-05 |  | -0.0003622 |  | -0.0003622 |  | 0 |  | 0.00011136 |  | 0 |  | -0.0001656 |  | 0.00022725 |  | 5.8249e-05 |  | #VALUE! |  | 0 |  | 3.507e-05 |  | -5.5356e-05 |  | 0 |  | -6.8628e-05 |  | 0.00028594
| 0 |  | 0 |  | 0 |  | 0 |  | 7.2086e-05 |  | -0.00035664 |  | -0.00035664 |  | 0 |  | 0.00011133 |  | 0 |  | -2.6652e-05 |  | 0.00022726 |  | 0.00010703 |  | #VALUE! |  | 0 |  | 3.5062e-05 |  | -0.00017329 |  | 0 |  | 0.00010174 |  | 0.00026966
| 0 |  | 0 |  | 0 |  | 0 |  | 0.0002172 |  | -0.00033812 |  | -0.00033812 |  | 0 |  | 9.0896e-05 |  | 0 |  | -3.7054e-05 |  | 0.00016069 |  | 6.8772e-05 |  | #VALUE! |  | 0 |  | 1.5457e-05 |  | -0.00018744 |  | 0 |  | -0.00044474 |  | -3.1521e-05
| 0 |  | 0 |  | 0 |  | 0 |  | 0.0002172 |  | -0.00017921 |  | -0.00017921 |  | 0 |  | 9.09e-05 |  | 0 |  | 6.9789e-05 |  | 0.00016069 |  | 9.7022e-05 |  | #VALUE! |  | 0 |  | 1.5457e-05 |  | -0.00014412 |  | 0 |  | -0.00045734 |  | -0.00014933
| 0 |  | 0 |  | 0 |  | 0 |  | 0.00010272 |  | -0.00040791 |  | -0.00040791 |  | 0 |  | 3.2832e-05 |  | 0 |  | 4.823e-05 |  | 0.00018897 |  | 0.00013481 |  | #VALUE! |  | 0 |  | 5.1535e-05 |  | -0.0001613 |  | 0 |  | -0.00040549 |  | -0.0001784
| 0 |  | 0 |  | 0 |  | 0 |  | 0.00010272 |  | -0.00077375 |  | -0.00077375 |  | 0 |  | 3.2838e-05 |  | 0 |  | -0.00026301 |  | 0.00018897 |  | 4.2018e-05 |  | #VALUE! |  | 0 |  | 5.1546e-05 |  | -0.00023232 |  | 0 |  | -0.00066981 |  | -0.00018796
| 0 |  | 0 |  | 0 |  | 0 |  | 0.00016481 |  | -0.00053311 |  | -0.00053311 |  | 0 |  | 7.4178e-05 |  | 0 |  | -0.00018559 |  | 0.00012067 |  | 4.5977e-05 |  | #VALUE! |  | 0 |  | 4.4438e-05 |  | -6.3788e-05 |  | 0 |  | -0.0003933 |  | -3.2557e-05
| 0 |  | 0 |  | 0 |  | 0 |  | 0.00016482 |  | -0.00035154 |  | -0.00035154 |  | 0 |  | 7.4196e-05 |  | 0 |  | 9.8399e-06 |  | 0.00012067 |  | 0.0001178 |  | #VALUE! |  | 0 |  | 4.4449e-05 |  | 3.9719e-05 |  | 0 |  | -1.1563e-06 |  | -0.00012997
| 0 |  | 0 |  | 0 |  | 0 |  | 0.00017665 |  | -0.0004355 |  | -0.0004355 |  | 0 |  | 6.5483e-05 |  | 0 |  | 3.0421e-05 |  | 0.00014388 |  | 0.00014373 |  | #VALUE! |  | 0 |  | 4.2306e-05 |  | -6.7404e-05 |  | 0 |  | -0.00046188 |  | -0.00010027
| 0 |  | 0 |  | 0 |  | 0 |  | 0.00017666 |  | -0.00033566 |  | -0.00033566 |  | 0 |  | 6.5497e-05 |  | 0 |  | -5.5681e-05 |  | 0.00014388 |  | 0.00016503 |  | #VALUE! |  | 0 |  | 4.2315e-05 |  | -5.7775e-05 |  | 0 |  | -0.0006647 |  | -6.8231e-05
| 0 |  | 0 |  | 0 |  | 0 |  | 3.5315e-05 |  | -0.00048888 |  | -0.00048888 |  | 0 |  | 4.9791e-05 |  | 0 |  | -0.00015554 |  | 0.00015978 |  | 0.00010892 |  | #VALUE! |  | 0 |  | 3.9523e-05 |  | -5.0555e-05 |  | 0 |  | -0.00056879 |  | -0.00013523
| 0 |  | 0 |  | 0 |  | 0 |  | 3.5316e-05 |  | -0.00040296 |  | -0.00040296 |  | 0 |  | 4.9791e-05 |  | 0 |  | -0.00037831 |  | 0.00015979 |  | 3.7923e-05 |  | #VALUE! |  | 0 |  | 3.9523e-05 |  | -4.2129e-05 |  | 0 |  | -0.0002299 |  | 3.1029e-05
| 0 |  | 0 |  | 0 |  | 0 |  | 0.00016752 |  | -6.3615e-05 |  | -6.3615e-05 |  | 0 |  | 9.1139e-05 |  | 0 |  | -0.00059472 |  | 7.7542e-05 |  | 0.00010094 |  | #VALUE! |  | 0 |  | 1.4388e-05 |  | 0.00014084 |  | 0 |  | -0.00018236 |  | -9.2548e-06
| 0 |  | 0 |  | 0 |  | 0 |  | 0.00016753 |  | -5.6215e-05 |  | -5.6215e-05 |  | 0 |  | 9.1139e-05 |  | 0 |  | -0.00044486 |  | 7.7544e-05 |  | 0.00011576 |  | #VALUE! |  | 0 |  | 1.4388e-05 |  | 9.9915e-05 |  | 0 |  | -0.000549 |  | -2.1321e-05
| 0 |  | 0 |  | 0 |  | 0 |  | 0.000158 |  | -0.00010357 |  | -0.00010357 |  | 0 |  | 0.00010281 |  | 0 |  | -0.00022209 |  | 2.0168e-05 |  | 6.7405e-05 |  | #VALUE! |  | 0 |  | 3.4879e-05 |  | -0.00011797 |  | 0 |  | -0.00043203 |  | 0.00012202
| 0 |  | 0 |  | 0 |  | 0 |  | 0.000158 |  | -0.00021956 |  | -0.00021956 |  | 0 |  | 0.00010279 |  | 0 |  | 1.927e-05 |  | 2.0168e-05 |  | 6.6093e-05 |  | #VALUE! |  | 0 |  | 3.4871e-05 |  | -0.00018058 |  | 0 |  | -0.00045794 |  | -0.00014576
| 0 |  | 0 |  | 0 |  | 0 |  | 0.00010144 |  | -0.00029283 |  | -0.00029283 |  | 0 |  | 7.2717e-05 |  | 0 |  | 7.933e-05 |  | 0.00015756 |  | 9.4202e-05 |  | #VALUE! |  | 0 |  | 3.8913e-05 |  | 1.4447e-05 |  | 0 |  | -0.00040588 |  | -7.7367e-05
| 0 |  | 0 |  | 0 |  | 0 |  | 0.00010144 |  | -0.00034788 |  | -0.00034788 |  | 0 |  | 7.2717e-05 |  | 0 |  | 4.7184e-05 |  | 0.00015756 |  | 1.9806e-05 |  | #VALUE! |  | 0 |  | 3.8913e-05 |  | 0.00011678 |  | 0 |  | -0.00032042 |  | -9.9905e-06
| 0 |  | 0 |  | 0 |  | 0 |  | 6.071e-05 |  | -0.00034182 |  | -0.00034182 |  | 0 |  | 9.1534e-05 |  | 0 |  | -0.00015954 |  | 4.904e-05 |  | 4.9482e-05 |  | #VALUE! |  | 0 |  | 4.3324e-05 |  | -0.00019886 |  | 0 |  | -0.0004471 |  | -0.00025673
| 0 |  | 0 |  | 0 |  | 0 |  | 6.0712e-05 |  | -9.4131e-05 |  | -9.4131e-05 |  | 0 |  | 9.1557e-05 |  | 0 |  | -0.00026409 |  | 4.9042e-05 |  | 0.0002007 |  | #VALUE! |  | 0 |  | 4.3335e-05 |  | -0.00028193 |  | 0 |  | -0.00049234 |  | -8.9851e-05
| 0 |  | 0 |  | 0 |  | 0 |  | 0.00023075 |  | -0.0001955 |  | -0.0001955 |  | 0 |  | 3.2818e-05 |  | 0 |  | -0.00025774 |  | 0.00025525 |  | 0.0001557 |  | #VALUE! |  | 0 |  | 4.2078e-05 |  | -0.00026288 |  | 0 |  | -0.00040385 |  | -5.4295e-05
| 0 |  | 0 |  | 0 |  | 0 |  | 0.00023076 |  | -4.629e-05 |  | -4.629e-05 |  | 0 |  | 3.2827e-05 |  | 0 |  | -0.00022325 |  | 0.00025526 |  | 0.00014125 |  | #VALUE! |  | 0 |  | 4.2089e-05 |  | -0.00014369 |  | 0 |  | -0.00036304 |  | -0.00016606
| 0 |  | 0 |  | 0 |  | 0 |  | 3.1406e-05 |  | -9.5485e-05 |  | -9.5485e-05 |  | 0 |  | 0.00010521 |  | 0 |  | -0.00010588 |  | 0.00023261 |  | 0.00017109 |  | #VALUE! |  | 0 |  | 3.6219e-05 |  | -9.6524e-05 |  | 0 |  | -0.00055299 |  | 9.6234e-05
| 0 |  | 0 |  | 0 |  | 0 |  | 3.1407e-05 |  | -0.00056011 |  | -0.00056011 |  | 0 |  | 0.00010522 |  | 0 |  | 6.2957e-05 |  | 0.00023262 |  | 0.00017324 |  | #VALUE! |  | 0 |  | 3.6221e-05 |  | -0.0002374 |  | 0 |  | -0.00081293 |  | 0.00015271
| 0 |  | 0 |  | 0 |  | 0 |  | 0.00016718 |  | -0.00023791 |  | -0.00023791 |  | 0 |  | 0.0001059 |  | 0 |  | -0.0001642 |  | 0.00022278 |  | 0.00020881 |  | #VALUE! |  | 0 |  | 4.992e-05 |  | -9.0307e-05 |  | 0 |  | -0.0007147 |  | 0.0001887
| 0 |  | 0 |  | 0 |  | 0 |  | 0.00016719 |  | 0.00014434 |  | 0.00014434 |  | 0 |  | 0.0001059 |  | 0 |  | -0.00037215 |  | 0.00022279 |  | 0.00011897 |  | #VALUE! |  | 0 |  | 4.992e-05 |  | 4.5758e-05 |  | 0 |  | -0.00040856 |  | 0.00021234
| 0 |  | 0 |  | 0 |  | 0 |  | 0.00017583 |  | 9.5844e-05 |  | 9.5844e-05 |  | 0 |  | 9.5821e-05 |  | 0 |  | -0.00013335 |  | 1.0606e-05 |  | 4.4316e-05 |  | #VALUE! |  | 0 |  | 2.6054e-05 |  | 0.00011801 |  | 0 |  | -0.00027081 |  | 0.00010195
| 0 |  | 0 |  | 0 |  | 0 |  | 0.00017583 |  | 0.00016238 |  | 0.00016238 |  | 0 |  | 9.5845e-05 |  | 0 |  | 0.00015658 |  | 1.0606e-05 |  | 7.725e-05 |  | #VALUE! |  | 0 |  | 2.6061e-05 |  | 0.0001737 |  | 0 |  | -0.0001684 |  | 4.7484e-05
| 0 |  | 0 |  | 0 |  | 0 |  | 1.0835e-05 |  | -0.00016232 |  | -0.00016232 |  | 0 |  | 0.00013143 |  | 0 |  | 0.00011889 |  | 9.0296e-05 |  | 0.00011474 |  | #VALUE! |  | 0 |  | 4.0363e-05 |  | 0.00019538 |  | 0 |  | -0.00032251 |  | -0.00014174
| 0 |  | 0 |  | 0 |  | 0 |  | 1.0835e-05 |  | -0.00052996 |  | -0.00052996 |  | 0 |  | 0.00013146 |  | 0 |  | 8.6389e-05 |  | 9.0299e-05 |  | 0.00012973 |  | #VALUE! |  | 0 |  | 4.0373e-05 |  | 8.4301e-06 |  | 0 |  | -0.00075774 |  | -0.00030848
| 0 |  | 0 |  | 0 |  | 0 |  | 0.00015153 |  | -0.00064521 |  | -0.00064521 |  | 0 |  | 1.2091e-05 |  | 0 |  | -0.00022161 |  | 0.00011104 |  | 0.0001796 |  | #VALUE! |  | 0 |  | 2.6846e-05 |  | 2.8903e-05 |  | 0 |  | -0.00066003 |  | -0.00038853
| 0 |  | 0 |  | 0 |  | 0 |  | 0.00015153 |  | -0.00031481 |  | -0.00031481 |  | 0 |  | 1.2091e-05 |  | 0 |  | -0.00025786 |  | 0.00011104 |  | 0.000157 |  | #VALUE! |  | 0 |  | 2.6846e-05 |  | 2.77e-05 |  | 0 |  | -0.00048366 |  | -0.00036101
| 0 |  | 0 |  | 0 |  | 0 |  | 0.00018735 |  | -4.5436e-06 |  | -4.5436e-06 |  | 0 |  | 0.00014714 |  | 0 |  | -0.00026765 |  | 0.00020137 |  | 6.5437e-05 |  | #VALUE! |  | 0 |  | 3.3384e-05 |  | -0.00015296 |  | 0 |  | -0.00028593 |  | -9.9505e-05
| 0 |  | 0 |  | 0 |  | 0 |  | 0.00018736 |  | -0.00025837 |  | -0.00025837 |  | 0 |  | 0.00014714 |  | 0 |  | -0.00045319 |  | 0.00020138 |  | 4.1292e-05 |  | #VALUE! |  | 0 |  | 3.3384e-05 |  | -0.00012526 |  | 0 |  | -0.00022591 |  | 0.00021329
| 0 |  | 0 |  | 0 |  | 0 |  | 0.00025346 |  | -0.00027392 |  | -0.00027392 |  | 0 |  | 9.9062e-05 |  | 0 |  | 0.0002283 |  | 0.00023327 |  | 9.8667e-05 |  | #VALUE! |  | 0 |  | 3.7856e-05 |  | -3.6134e-06 |  | 0 |  | -0.00038814 |  | 0.00022865
| 0 |  | 0 |  | 0 |  | 0 |  | 0.00025347 |  | -0.00034151 |  | -0.00034151 |  | 0 |  | 9.9086e-05 |  | 0 |  | 0.00026495 |  | 0.00023327 |  | 0.0001913 |  | #VALUE! |  | 0 |  | 3.7865e-05 |  | -3.7338e-05 |  | 0 |  | -0.00037226 |  | 9.5241e-05
| 0 |  | 0 |  | 0 |  | 0 |  | 0.00018423 |  | -0.00050629 |  | -0.00050629 |  | 0 |  | 0.0001193 |  | 0 |  | -6.764e-05 |  | 0.00015295 |  | 0.00011512 |  | #VALUE! |  | 0 |  | 4.9581e-05 |  | -0.00019183 |  | 0 |  | -0.00041797 |  | 5.641e-05
| 0 |  | 0 |  | 0 |  | 0 |  | 0.00018424 |  | -0.00065976 |  | -0.00065976 |  | 0 |  | 0.0001193 |  | 0 |  | -0.00026608 |  | 0.00015295 |  | 6.6917e-05 |  | #VALUE! |  | 0 |  | 4.9579e-05 |  | -5.2113e-05 |  | 0 |  | -0.00046281 |  | -2.4559e-05
| 0 |  | 0 |  | 0 |  | 0 |  | 3.6936e-05 |  | -0.00043071 |  | -0.00043071 |  | 0 |  | 0.00023765 |  | 0 |  | -0.00042045 |  | 0.00030476 |  | 8.6633e-05 |  | #VALUE! |  | 0 |  | 3.7942e-05 |  | -8.4318e-06 |  | 0 |  | -0.00033907 |  | 1.1691e-05
| 0 |  | 0 |  | 0 |  | 0 |  | 3.6938e-05 |  | -0.00034073 |  | -0.00034073 |  | 0 |  | 0.00023759 |  | 0 |  | 0.00020183 |  | 0.00030477 |  | 8.9729e-05 |  | #VALUE! |  | 0 |  | 3.7933e-05 |  | -0.00023851 |  | 0 |  | -0.000596 |  | -1.6701e-05
| 0 |  | 0 |  | 0 |  | 0 |  | 0.00024271 |  | -0.00035292 |  | -0.00035292 |  | 0 |  | 8.3633e-05 |  | 0 |  | -8.4145e-05 |  | 8.3275e-05 |  | 8.5828e-05 |  | #VALUE! |  | 0 |  | 3.02e-05 |  | -0.00023732 |  | 0 |  | -0.00076808 |  | -8.6994e-05
| 0 |  | 0 |  | 0 |  | 0 |  | 0.00024271 |  | -0.00047278 |  | -0.00047278 |  | 0 |  | 8.3653e-05 |  | 0 |  | -0.00091891 |  | 8.3277e-05 |  | 0.00013282 |  | #VALUE! |  | 0 |  | 3.0208e-05 |  | -0.00013372 |  | 0 |  | -0.00067072 |  | -2.3653e-05
| 0 |  | 0 |  | 0 |  | 0 |  | 0.00012626 |  | -0.00050011 |  | -0.00050011 |  | 0 |  | 0.00014959 |  | 0 |  | -0.00079419 |  | 0.00031078 |  | 0.00011252 |  | #VALUE! |  | 0 |  | 4.6002e-05 |  | -0.00013493 |  | 0 |  | -0.00046377 |  | -5.3539e-05
| 0 |  | 0 |  | 0 |  | 0 |  | 0.00012626 |  | -0.00061334 |  | -0.00061334 |  | 0 |  | 0.00014959 |  | 0 |  | -7.8848e-05 |  | 0.00031079 |  | 2.4761e-05 |  | #VALUE! |  | 0 |  | 4.6004e-05 |  | -9.7581e-05 |  | 0 |  | -0.00017385 |  | 7.1873e-05
| 0 |  | 0 |  | 0 |  | 0 |  | 9.7311e-05 |  | -0.00073287 |  | -0.00073287 |  | 0 |  | 6.4627e-05 |  | 0 |  | -0.00021871 |  | 0.00028075 |  | 7.8555e-05 |  | #VALUE! |  | 0 |  | 3.1867e-05 |  | -0.00018492 |  | 0 |  | -0.00012984 |  | 6.2108e-05
| 0 |  | 0 |  | 0 |  | 0 |  | 9.7314e-05 |  | -0.00035846 |  | -0.00035846 |  | 0 |  | 6.4627e-05 |  | 0 |  | -0.00048943 |  | 0.00028076 |  | 7.1814e-05 |  | #VALUE! |  | 0 |  | 3.1867e-05 |  | -3.6043e-05 |  | 0 |  | -9.7776e-05 |  | 6.3645e-05
| 0 |  | 0 |  | 0 |  | 0 |  | 0.00030308 |  | -3.3811e-05 |  | -3.3811e-05 |  | 0 |  | 0.00017975 |  | 0 |  | -0.00012114 |  | 9.3536e-06 |  | 7.7925e-05 |  | #VALUE! |  | 0 |  | 4.1234e-05 |  | 0.00014286 |  | 0 |  | -0.00025972 |  | 0.00019192
| 0 |  | 0 |  | 0 |  | 0 |  | 0.00030309 |  | 2.8723e-05 |  | 2.8723e-05 |  | 0 |  | 0.00017975 |  | 0 |  | -5.3318e-06 |  | 9.3538e-06 |  | 0.00013846 |  | #VALUE! |  | 0 |  | 4.1234e-05 |  | -3.4941e-05 |  | 0 |  | -0.00018287 |  | 4.9415e-05
| 0 |  | 0 |  | 0 |  | 0 |  | 0.0001926 |  | -0.00038625 |  | -0.00038625 |  | 0 |  | 3.4741e-05 |  | 0 |  | 0.00032091 |  | 0.00033325 |  | 4.2704e-05 |  | #VALUE! |  | 0 |  | 3.2308e-05 |  | -8.6753e-05 |  | 0 |  | -0.00051993 |  | -6.2397e-05
| 0 |  | 0 |  | 0 |  | 0 |  | 0.00019261 |  | -0.00031353 |  | -0.00031353 |  | 0 |  | 3.4731e-05 |  | 0 |  | 0.00050875 |  | 0.00033326 |  | 4.9558e-05 |  | #VALUE! |  | 0 |  | 3.2298e-05 |  | -1.2049e-06 |  | 0 |  | -0.00058416 |  | -0.00023922
| 0 |  | 0 |  | 0 |  | 0 |  | 0.00012474 |  | -4.8896e-05 |  | -4.8896e-05 |  | 0 |  | 0.00014359 |  | 0 |  | 0.00024347 |  | 0.00024115 |  | 5.0764e-05 |  | #VALUE! |  | 0 |  | 4.4865e-05 |  | -5.1813e-05 |  | 0 |  | -0.00036409 |  | -0.00026614
| 0 |  | 0 |  | 0 |  | 0 |  | 0.00012474 |  | 0.00017282 |  | 0.00017282 |  | 0 |  | 0.0001436 |  | 0 |  | -5.5133e-05 |  | 0.00024115 |  | 1.8193e-05 |  | #VALUE! |  | 0 |  | 4.4866e-05 |  | -1.4459e-05 |  | 0 |  | -0.00010591 |  | 0.00019257
| 0 |  | 0 |  | 0 |  | 0 |  | 0.00022428 |  | 0.00012834 |  | 0.00012834 |  | 0 |  | 7.3679e-05 |  | 0 |  | -0.00010808 |  | 0.00022469 |  | 4.8868e-05 |  | #VALUE! |  | 0 |  | 5.3163e-05 |  | 8.0735e-05 |  | 0 |  | -9.175e-05 |  | 0.00023638
| 0 |  | 0 |  | 0 |  | 0 |  | 0.00022428 |  | -0.00050251 |  | -0.00050251 |  | 0 |  | 7.3715e-05 |  | 0 |  | -0.00024944 |  | 0.00022469 |  | 6.2047e-05 |  | #VALUE! |  | 0 |  | 5.319e-05 |  | 2.1691e-05 |  | 0 |  | -0.0010216 |  | -0.00015087
| 0 |  | 0 |  | 0 |  | 0 |  | 0.00022702 |  | -0.00040915 |  | -0.00040915 |  | 0 |  | 0.00017617 |  | 0 |  | -0.00011725 |  | 0.00043531 |  | 0.00012989 |  | #VALUE! |  | 0 |  | 3.1107e-05 |  | 0.00030729 |  | 0 |  | -0.0006368 |  | 2.5056e-05
| 0 |  | 0 |  | 0 |  | 0 |  | 0.00022703 |  | -3.4504e-05 |  | -3.4504e-05 |  | 0 |  | 0.00017618 |  | 0 |  | 0.00019721 |  | 0.00043532 |  | 0.00010409 |  | #VALUE! |  | 0 |  | 3.1108e-05 |  | 0.00027235 |  | 0 |  | -0.00027183 |  | 0.00022456
| 0 |  | 0 |  | 0 |  | 0 |  | 0.00017902 |  | -0.00042526 |  | -0.00042526 |  | 0 |  | 0 |  | 0 |  | -0.00014473 |  | 2.9017e-05 |  | 7.284e-05 |  | #VALUE! |  | 0 |  | 3.4534e-05 |  | -8.3152e-05 |  | 0 |  | -0.00068618 |  | -0.00021132
| 0 |  | 0 |  | 0 |  | 0 |  | 0.00017902 |  | -0.00089561 |  | -0.00089561 |  | 0 |  | 0 |  | 0 |  | -0.00092998 |  | 2.9018e-05 |  | 6.6482e-05 |  | #VALUE! |  | 0 |  | 3.4543e-05 |  | -0.00011449 |  | 0 |  | -0.00086554 |  | -0.00037322
| 0 |  | 0 |  | 0 |  | 0 |  | 0.00031298 |  | -0.00067941 |  | -0.00067941 |  | 0 |  | 0.00017014 |  | 0 |  | -0.00099198 |  | 0.00032786 |  | 0.00011351 |  | #VALUE! |  | 0 |  | 3.3131e-05 |  | -8.5569e-05 |  | 0 |  | -0.00080395 |  | 9.8269e-05
| 0 |  | 0 |  | 0 |  | 0 |  | 0.00031299 |  | -2.1213e-05 |  | -2.1213e-05 |  | 0 |  | 0.00017018 |  | 0 |  | -0.0002016 |  | 0.00032787 |  | 7.0768e-05 |  | #VALUE! |  | 0 |  | 3.3138e-05 |  | -3.254e-05 |  | 0 |  | -0.00013418 |  | 0.00019012
| 0 |  | 0 |  | 0 |  | 0 |  | 0.00018417 |  | 0.00024586 |  | 0.00024586 |  | 0 |  | 0.00021967 |  | 0 |  | -3.5337e-05 |  | 0.0004045 |  | -3.0838e-05 |  | #VALUE! |  | 0 |  | 6.0843e-05 |  | 9.0394e-05 |  | 0 |  | 0.00027632 |  | 0.00012041
| 0 |  | 0 |  | 0 |  | 0 |  | 0.00018418 |  | 1.2943e-05 |  | 1.2943e-05 |  | 0 |  | 0.00021966 |  | 0 |  | -0.00040136 |  | 0.00040451 |  | 9.1751e-05 |  | #VALUE! |  | 0 |  | 6.084e-05 |  | -0.00013138 |  | 0 |  | -0.00016878 |  | 8.3104e-05
| 0 |  | 0 |  | 0 |  | 0 |  | 0.00010141 |  | -0.00017176 |  | -0.00017176 |  | 0 |  | 0.00017018 |  | 0 |  | -0.00032435 |  | 0.00010155 |  | 0.00020833 |  | #VALUE! |  | 0 |  | 3.161e-05 |  | 6.0265e-06 |  | 0 |  | -0.00043331 |  | 7.022e-05
| 0 |  | 0 |  | 0 |  | 0 |  | 0.00010141 |  | -0.00013806 |  | -0.00013806 |  | 0 |  | 0.00017019 |  | 0 |  | -0.0002077 |  | 0.00010155 |  | 0.00017319 |  | #VALUE! |  | 0 |  | 3.1611e-05 |  | 0.00045759 |  | 0 |  | -0.00047669 |  | 5.5593e-05
| 0 |  | 0 |  | 0 |  | 0 |  | 0.00019317 |  | -0.00032423 |  | -0.00032423 |  | 0 |  | 0.00012918 |  | 0 |  | 5.3554e-05 |  | 0.00028449 |  | 0.00013046 |  | #VALUE! |  | 0 |  | 4.2479e-05 |  | 0.00029731 |  | 0 |  | -0.00044523 |  | 0.00011277
| 0 |  | 0 |  | 0 |  | 0 |  | 0.00019318 |  | -0.0003925 |  | -0.0003925 |  | 0 |  | 0.00012915 |  | 0 |  | 0.00024705 |  | 0.0002845 |  | 8.1154e-05 |  | #VALUE! |  | 0 |  | 4.247e-05 |  | 4.7011e-05 |  | 0 |  | -7.5108e-05 |  | 0.00014666
| 0 |  | 0 |  | 0 |  | 0 |  | 0.00031777 |  | -1.1966e-05 |  | -1.1966e-05 |  | 0 |  | 0.00018229 |  | 0 |  | 0.00019781 |  | 0.00018232 |  | 1.915e-05 |  | #VALUE! |  | 0 |  | 5.6127e-05 |  | 1.9286e-05 |  | 0 |  | 0.00020801 |  | 0.0001383
| 0 |  | 0 |  | 0 |  | 0 |  | 0.00031778 |  | -0.00018767 |  | -0.00018767 |  | 0 |  | 0.00018226 |  | 0 |  | -1.8377e-05 |  | 0.00018233 |  | 3.3179e-05 |  | #VALUE! |  | 0 |  | 5.6115e-05 |  | -5.5451e-05 |  | 0 |  | -9.9333e-05 |  | 1.7717e-05
| 0 |  | 0 |  | 0 |  | 0 |  | 9.9919e-05 |  | -0.00021902 |  | -0.00021902 |  | 0 |  | 0.00014246 |  | 0 |  | -0.00018986 |  | 0.00020778 |  | 5.7349e-05 |  | #VALUE! |  | 0 |  | 3.5402e-05 |  | -0.00022197 |  | 0 |  | -0.00023217 |  | -7.2662e-05
| 0 |  | 0 |  | 0 |  | 0 |  | 9.9922e-05 |  | -0.00039073 |  | -0.00039073 |  | 0 |  | 0.00014246 |  | 0 |  | -6.0866e-06 |  | 0.00020778 |  | 0.00010746 |  | #VALUE! |  | 0 |  | 3.5403e-05 |  | -0.00026055 |  | 0 |  | -0.000352 |  | -0.00010721
| 0 |  | 0 |  | 0 |  | 0 |  | 0.00026268 |  | -0.00046724 |  | -0.00046724 |  | 0 |  | 3.2574e-05 |  | 0 |  | -0.0001217 |  | 5.4737e-05 |  | 0.00011755 |  | #VALUE! |  | 0 |  | 4.8165e-05 |  | -0.00032054 |  | 0 |  | -0.00081038 |  | -0.00016725
| 0 |  | 0 |  | 0 |  | 0 |  | 0.00026268 |  | 9.1941e-05 |  | 9.1941e-05 |  | 0 |  | 3.2575e-05 |  | 0 |  | -0.00015347 |  | 5.4738e-05 |  | 7.5172e-05 |  | #VALUE! |  | 0 |  | 4.8167e-05 |  | -0.00017828 |  | 0 |  | -0.00049833 |  | -5.4669e-06
| 0 |  | 0 |  | 0 |  | 0 |  | 0.0002902 |  | 0.00020137 |  | 0.00020137 |  | 0 |  | 0.00013645 |  | 0 |  | -0.00019419 |  | 0.00028573 |  | 0.00012611 |  | #VALUE! |  | 0 |  | 2.85e-05 |  | -9.5242e-05 |  | 0 |  | 5.0411e-05 |  | -5.2862e-05
| 0 |  | 0 |  | 0 |  | 0 |  | 0.0002902 |  | -0.00017422 |  | -0.00017422 |  | 0 |  | 0.00013642 |  | 0 |  | -0.00059819 |  | 0.00028574 |  | 0.00015656 |  | #VALUE! |  | 0 |  | 2.8495e-05 |  | -0.00035567 |  | 0 |  | -8.1492e-05 |  | -0.0001043
| 0 |  | 0 |  | 0 |  | 0 |  | 0.00017545 |  | -0.00042166 |  | -0.00042166 |  | 0 |  | 0.00027767 |  | 0 |  | -0.00032877 |  | 0.00036226 |  | 9.2776e-05 |  | #VALUE! |  | 0 |  | 7.6274e-05 |  | -0.00014468 |  | 0 |  | -0.00010172 |  | -0.00011866
| 0 |  | 0 |  | 0 |  | 0 |  | 0.00017545 |  | -0.00044062 |  | -0.00044062 |  | 0 |  | 0.00027775 |  | 0 |  | 2.863e-07 |  | 0.00036227 |  | 0.00014911 |  | #VALUE! |  | 0 |  | 7.6296e-05 |  | 0.00012419 |  | 0 |  | -9.6646e-05 |  | -0.00024006
| 0 |  | 0 |  | 0 |  | 0 |  | 1.194e-06 |  | -0.00068629 |  | -0.00068629 |  | 0 |  | 0 |  | 0 |  | -0.00023778 |  | 4.5489e-05 |  | 0.00015406 |  | #VALUE! |  | 0 |  | 2.4332e-05 |  | -0.00021591 |  | 0 |  | -0.00037913 |  | -0.00038093
| 0 |  | 0 |  | 0 |  | 0 |  | 1.194e-06 |  | -0.00052098 |  | -0.00052098 |  | 0 |  | 0 |  | 0 |  | -0.00027118 |  | 4.549e-05 |  | 0.00015168 |  | #VALUE! |  | 0 |  | 2.4333e-05 |  | -0.00010744 |  | 0 |  | -0.00045397 |  | -0.00025137
| 0 |  | 0 |  | 0 |  | 0 |  | 0.00041288 |  | 7.919e-05 |  | 7.919e-05 |  | 0 |  | 0.0001751 |  | 0 |  | -0.00019399 |  | 0.00041487 |  | 9.868e-05 |  | #VALUE! |  | 0 |  | 4.9209e-05 |  | 0.00012416 |  | 0 |  | -0.0003184 |  | -1.3652e-05
| 0 |  | 0 |  | 0 |  | 0 |  | 0.00041289 |  | 0.00015513 |  | 0.00015513 |  | 0 |  | 0.00017509 |  | 0 |  | -0.00053875 |  | 0.00041488 |  | 1.3036e-05 |  | #VALUE! |  | 0 |  | 4.9207e-05 |  | -1.2059e-05 |  | 0 |  | -0.00027782 |  | 9.0566e-05
| 0 |  | 0 |  | 0 |  | 0 |  | 0.00023772 |  | -0.00030113 |  | -0.00030113 |  | 0 |  | 0.00010024 |  | 0 |  | -0.0011015 |  | 0.00017945 |  | 2.9646e-05 |  | #VALUE! |  | 0 |  | 5.3249e-05 |  | -0.00015868 |  | 0 |  | -0.00089897 |  | 3.2955e-05
| 0 |  | 0 |  | 0 |  | 0 |  | 0.00023773 |  | -0.00046805 |  | -0.00046805 |  | 0 |  | 0.00010024 |  | 0 |  | -0.00078468 |  | 0.00017946 |  | 8.0343e-05 |  | #VALUE! |  | 0 |  | 5.3249e-05 |  | -0.00029735 |  | 0 |  | -0.00090509 |  | -0.000251
| 0 |  | 0 |  | 0 |  | 0 |  | 0.00010343 |  | -0.00026339 |  | -0.00026339 |  | 0 |  | 0.00010471 |  | 0 |  | 2.2856e-05 |  | 0.00016987 |  | 8.1414e-05 |  | #VALUE! |  | 0 |  | 2.6886e-05 |  | -0.00011939 |  | 0 |  | -0.00067015 |  | -0.0001498
| 0 |  | 0 |  | 0 |  | 0 |  | 0.00010343 |  | -0.00019881 |  | -0.00019881 |  | 0 |  | 0.00010469 |  | 0 |  | 8.9844e-05 |  | 0.00016987 |  | 8.6912e-06 |  | #VALUE! |  | 0 |  | 2.688e-05 |  | 0.00013385 |  | 0 |  | -0.00056835 |  | 0.0001113
| 0 |  | 0 |  | 0 |  | 0 |  | 0.00017114 |  | -0.0003608 |  | -0.0003608 |  | 0 |  | 0.00014012 |  | 0 |  | -0.00012541 |  | 0.00010359 |  | 7.0128e-05 |  | #VALUE! |  | 0 |  | 2.8316e-05 |  | 0.00020261 |  | 0 |  | -0.00053477 |  | -6.2464e-05
| 0 |  | 0 |  | 0 |  | 0 |  | 0.00017114 |  | -9.3421e-05 |  | -9.3421e-05 |  | 0 |  | 0.00014011 |  | 0 |  | -0.00016377 |  | 0.00010359 |  | 0.00014942 |  | #VALUE! |  | 0 |  | 2.8315e-05 |  | -9.648e-06 |  | 0 |  | -0.00046347 |  | -6.9466e-05
| 0 |  | 0 |  | 0 |  | 0 |  | 3.0833e-05 |  | -9.6621e-05 |  | -9.6621e-05 |  | 0 |  | 0.00012321 |  | 0 |  | -0.00017376 |  | 3.6642e-05 |  | 0.00017804 |  | #VALUE! |  | 0 |  | 3.8144e-05 |  | -0.00011337 |  | 0 |  | -0.00033011 |  | 9.4603e-05
| 0 |  | 0 |  | 0 |  | 0 |  | 3.0834e-05 |  | -1.8168e-05 |  | -1.8168e-05 |  | 0 |  | 0.00012321 |  | 0 |  | -0.00012668 |  | 3.6643e-05 |  | 0.00017852 |  | #VALUE! |  | 0 |  | 3.8144e-05 |  | -5.6684e-05 |  | 0 |  | -0.00021751 |  | 0.00020822
| 0 |  | 0 |  | 0 |  | 0 |  | 0.00018876 |  | 0.00011703 |  | 0.00011703 |  | 0 |  | 0.0001087 |  | 0 |  | -0.00016205 |  | 9.3778e-05 |  | 9.88e-05 |  | #VALUE! |  | 0 |  | 4.3887e-05 |  | -0.00015076 |  | 0 |  | -0.00036355 |  | 0.00029646
| 0 |  | 0 |  | 0 |  | 0 |  | 0.00018877 |  | -0.00038778 |  | -0.00038778 |  | 0 |  | 0.00010871 |  | 0 |  | -8.6745e-05 |  | 9.3781e-05 |  | 1.212e-05 |  | #VALUE! |  | 0 |  | 4.3889e-05 |  | -0.00014232 |  | 0 |  | -0.00057876 |  | 0.00010805
| 0 |  | 0 |  | 0 |  | 0 |  | 7.669e-05 |  | -0.00047488 |  | -0.00047488 |  | 0 |  | 0.00016911 |  | 0 |  | -0.00035674 |  | 0.0001828 |  | 6.5589e-05 |  | #VALUE! |  | 0 |  | 4.3682e-05 |  | -0.00020444 |  | 0 |  | -0.00034212 |  | -1.6018e-05
| 0 |  | 0 |  | 0 |  | 0 |  | 7.6692e-05 |  | -0.00016185 |  | -0.00016185 |  | 0 |  | 0.00016915 |  | 0 |  | -0.00085917 |  | 0.00018281 |  | 9.3686e-05 |  | #VALUE! |  | 0 |  | 4.3692e-05 |  | -0.00012846 |  | 0 |  | -0.00034189 |  | 0.00023156
| 0 |  | 0 |  | 0 |  | 0 |  | 0.00030198 |  | 0.00015764 |  | 0.00015764 |  | 0 |  | 0.00025613 |  | 0 |  | -0.00034278 |  | 0.00030128 |  | 6.1736e-05 |  | #VALUE! |  | 0 |  | 6.7169e-05 |  | -1.5681e-05 |  | 0 |  | -0.00016524 |  | 0.00039934
| 0 |  | 0 |  | 0 |  | 0 |  | 0.00030199 |  | -0.00037023 |  | -0.00037023 |  | 0 |  | 0.00025607 |  | 0 |  | 0.00013736 |  | 0.00030129 |  | 8.839e-05 |  | #VALUE! |  | 0 |  | 6.7155e-05 |  | -4.1013e-05 |  | 0 |  | -0.00025561 |  | 0.00016216
| 0 |  | 0 |  | 0 |  | 0 |  | 0.00025849 |  | -0.00081936 |  | -0.00081936 |  | 0 |  | 8.6788e-05 |  | 0 |  | -0.00015407 |  | 0.00030776 |  | 0.00013389 |  | #VALUE! |  | 0 |  | 4.6867e-05 |  | 5.9106e-05 |  | 0 |  | -0.00050754 |  | 0.00014446
| 0 |  | 0 |  | 0 |  | 0 |  | 0.0002585 |  | -0.00031112 |  | -0.00031112 |  | 0 |  | 8.6788e-05 |  | 0 |  | 0.00010202 |  | 0.00030777 |  | 0.00013286 |  | #VALUE! |  | 0 |  | 4.6867e-05 |  | -6.9965e-05 |  | 0 |  | -0.00025659 |  | 0.00017855
| 0 |  | 0 |  | 0 |  | 0 |  | 0.00014644 |  | -0.00027172 |  | -0.00027172 |  | 0 |  | 0 |  | 0 |  | 0.00011978 |  | 0.00018193 |  | 0.00012608 |  | #VALUE! |  | 0 |  | 3.1236e-05 |  | -0.00012184 |  | 0 |  | -0.00053728 |  | -8.6168e-05
| 0 |  | 0 |  | 0 |  | 0 |  | 0.00014645 |  | -0.00033604 |  | -0.00033604 |  | 0 |  | 0 |  | 0 |  | -0.00023648 |  | 0.00018194 |  | 0.00015796 |  | #VALUE! |  | 0 |  | 3.1235e-05 |  | -0.00027867 |  | 0 |  | -0.000907 |  | -0.00012706
| 0 |  | 0 |  | 0 |  | 0 |  | 0.00019132 |  | -0.00035293 |  | -0.00035293 |  | 0 |  | 0 |  | 0 |  | -0.00042731 |  | 0.0001744 |  | 0.00011688 |  | #VALUE! |  | 0 |  | 2.8627e-05 |  | -0.00012788 |  | 0 |  | -0.000788 |  | -4.69e-05
| 0 |  | 0 |  | 0 |  | 0 |  | 0.00019133 |  | -0.00073849 |  | -0.00073849 |  | 0 |  | 0 |  | 0 |  | -4.7204e-05 |  | 0.00017441 |  | 7.8831e-05 |  | #VALUE! |  | 0 |  | 2.862e-05 |  | 0.00015443 |  | 0 |  | -0.0002153 |  | -8.7549e-05
| 0 |  | 0 |  | 0 |  | 0 |  | 0 |  | -0.00053879 |  | -0.00053879 |  | 0 |  | 0.00017402 |  | 0 |  | 2.6679e-05 |  | 0.00019284 |  | 0.00010431 |  | #VALUE! |  | 0 |  | 2.3605e-05 |  | 0.00016287 |  | 0 |  | -8.7417e-05 |  | -0.0002302
| 0 |  | 0 |  | 0 |  | 0 |  | 0 |  | -0.00017483 |  | -0.00017483 |  | 0 |  | 0.00017398 |  | 0 |  | -0.00034897 |  | 0.00019284 |  | 9.5315e-05 |  | #VALUE! |  | 0 |  | 2.3599e-05 |  | 0.00026904 |  | 0 |  | -0.00041242 |  | -3.5787e-05
| 0 |  | 0 |  | 0 |  | 0 |  | 0.00023931 |  | -0.00015499 |  | -0.00015499 |  | 0 |  | 0.00011798 |  | 0 |  | -0.00030957 |  | 0.00028422 |  | 7.8733e-05 |  | #VALUE! |  | 0 |  | 4.2541e-05 |  | 0.00010738 |  | 0 |  | -0.00041073 |  | 1.4791e-05
| 0 |  | 0 |  | 0 |  | 0 |  | 0.00023931 |  | -6.9811e-05 |  | -6.9811e-05 |  | 0 |  | 0.00011798 |  | 0 |  | -0.0005717 |  | 0.00028423 |  | 0.00014141 |  | #VALUE! |  | 0 |  | 4.2541e-05 |  | -7.9632e-05 |  | 0 |  | -0.00075649 |  | -2.0461e-05
| 0 |  | 0 |  | 0 |  | 0 |  | 0.00027812 |  | -0.00020092 |  | -0.00020092 |  | 0 |  | 8.9575e-05 |  | 0 |  | -0.00061334 |  | 0.000328 |  | 0.00014978 |  | #VALUE! |  | 0 |  | 3.4412e-05 |  | -0.00014962 |  | 0 |  | -0.00052618 |  | 0.00013368
| 0 |  | 0 |  | 0 |  | 0 |  | 0.00027813 |  | -0.00021112 |  | -0.00021112 |  | 0 |  | 8.9575e-05 |  | 0 |  | -0.00050407 |  | 0.00032801 |  | 5.7228e-05 |  | #VALUE! |  | 0 |  | 3.4412e-05 |  | -7.9636e-05 |  | 0 |  | -0.00026195 |  | -2.789e-06
| 0 |  | 0 |  | 0 |  | 0 |  | 0.00012169 |  | -0.00034276 |  | -0.00034276 |  | 0 |  | 1.3762e-05 |  | 0 |  | -0.00045101 |  | 0.00021674 |  | 5.5492e-05 |  | #VALUE! |  | 0 |  | 3.4483e-05 |  | -0.00014407 |  | 0 |  | -0.00050686 |  | -0.00021169
| 0 |  | 0 |  | 0 |  | 0 |  | 0.00012169 |  | -0.00063328 |  | -0.00063328 |  | 0 |  | 1.3765e-05 |  | 0 |  | -0.00035068 |  | 0.00021674 |  | 6.6626e-05 |  | #VALUE! |  | 0 |  | 3.4491e-05 |  | -0.00013925 |  | 0 |  | -0.00079317 |  | -0.00037234
| 0 |  | 0 |  | 0 |  | 0 |  | 9.602e-05 |  | -0.000466 |  | -0.000466 |  | 0 |  | 0.00012448 |  | 0 |  | -0.0002088 |  | 0.00018553 |  | -1.0158e-05 |  | #VALUE! |  | 0 |  | 3.8709e-05 |  | -6.6368e-05 |  | 0 |  | -0.0011318 |  | -4.9896e-05
| 0 |  | 0 |  | 0 |  | 0 |  | 9.6023e-05 |  | -0.00015679 |  | -0.00015679 |  | 0 |  | 0.00012451 |  | 0 |  | 5.5679e-05 |  | 0.00018554 |  | 4.971e-05 |  | #VALUE! |  | 0 |  | 3.8718e-05 |  | 1.2068e-06 |  | 0 |  | -0.0009612 |  | 0.00014267
| 0 |  | 0 |  | 0 |  | 0 |  | 0.00033915 |  | 0.00017469 |  | 0.00017469 |  | 0 |  | 0.00026473 |  | 0 |  | 0.00056343 |  | 0.00041461 |  | 0.00015164 |  | #VALUE! |  | 0 |  | 7.8823e-05 |  | 0.0001786 |  | 0 |  | -0.00015137 |  | 0.00027867
| 0 |  | 0 |  | 0 |  | 0 |  | 0.00033916 |  | 7.7762e-05 |  | 7.7762e-05 |  | 0 |  | 0.00026465 |  | 0 |  | 0.00028855 |  | 0.00041462 |  | 0.00014895 |  | #VALUE! |  | 0 |  | 7.88e-05 |  | -6.0338e-06 |  | 0 |  | -0.00019024 |  | 0.00031006
| 0 |  | 0 |  | 0 |  | 0 |  | 0.00025643 |  | 4.9626e-05 |  | 4.9626e-05 |  | 0 |  | 0.00010259 |  | 0 |  | 0.00012754 |  | 0.00018045 |  | 9.8215e-05 |  | #VALUE! |  | 0 |  | 4.3132e-05 |  | -0.00013154 |  | 0 |  | -0.00043436 |  | -0.00010311
| 0 |  | 0 |  | 0 |  | 0 |  | 0.00025644 |  | -1.117e-05 |  | -1.117e-05 |  | 0 |  | 0.00010258 |  | 0 |  | 0.00012656 |  | 0.00018045 |  | 9.1907e-05 |  | #VALUE! |  | 0 |  | 4.313e-05 |  | -0.00014965 |  | 0 |  | -0.00023319 |  | 6.4919e-05
| 0 |  | 0 |  | 0 |  | 0 |  | 0.00012353 |  | -8.3191e-05 |  | -8.3191e-05 |  | 0 |  | 0.00016565 |  | 0 |  | 0.00016593 |  | 0.00036554 |  | 0.00011905 |  | #VALUE! |  | 0 |  | 4.7621e-05 |  | -0.00022568 |  | 0 |  | 0.00013168 |  | 0.00040137
| 0 |  | 0 |  | 0 |  | 0 |  | 0.00012354 |  | 0.0002473 |  | 0.0002473 |  | 0 |  | 0.00016561 |  | 0 |  | 6.4561e-05 |  | 0.00036555 |  | 1.0316e-05 |  | #VALUE! |  | 0 |  | 4.7609e-05 |  | -0.00010621 |  | 0 |  | 0.00028951 |  | 0.00040042
| 0 |  | 0 |  | 0 |  | 0 |  | 0.00015599 |  | 0.00028817 |  | 0.00028817 |  | 0 |  | 0.00027561 |  | 0 |  | -0.00019002 |  | 0.00033012 |  | 3.1582e-07 |  | #VALUE! |  | 0 |  | 4.1776e-05 |  | 2.6553e-05 |  | 0 |  | -7.9705e-05 |  | 0.00033655
| 0 |  | 0 |  | 0 |  | 0 |  | 0.000156 |  | 9.4291e-06 |  | 9.4291e-06 |  | 0 |  | 0.00027567 |  | 0 |  | -0.00029681 |  | 0.00033013 |  | 0.00011071 |  | #VALUE! |  | 0 |  | 4.1786e-05 |  | 0.0002298 |  | 0 |  | 7.7796e-06 |  | 6.9273e-05
| 0 |  | 0 |  | 0 |  | 0 |  | 0.00041176 |  | -0.00038934 |  | -0.00038934 |  | 0 |  | 0.00018736 |  | 0 |  | -0.00094544 |  | 0.00017649 |  | 0.00010771 |  | #VALUE! |  | 0 |  | 2.5994e-05 |  | 0.00014894 |  | 0 |  | -0.00027949 |  | -3.8508e-05
| 0 |  | 0 |  | 0 |  | 0 |  | 0.00041177 |  | -0.00029581 |  | -0.00029581 |  | 0 |  | 0.00018741 |  | 0 |  | -0.00044185 |  | 0.00017649 |  | 7.3471e-05 |  | #VALUE! |  | 0 |  | 2.6e-05 |  | 4.2247e-05 |  | 0 |  | -0.00028943 |  | 0.00036145
| 0 |  | 0 |  | 0 |  | 0 |  | 0.00043936 |  | -2.4039e-05 |  | -2.4039e-05 |  | 0 |  | 0.00016565 |  | 0 |  | 0.00019236 |  | 0.00035747 |  | 3.4043e-05 |  | #VALUE! |  | 0 |  | 3.2339e-05 |  | 0.00011346 |  | 0 |  | -0.00045461 |  | 0.00033318
| 0 |  | 0 |  | 0 |  | 0 |  | 0.00043938 |  | -0.00040724 |  | -0.00040724 |  | 0 |  | 0.00016565 |  | 0 |  | -0.00011007 |  | 0.00035748 |  | 9.5118e-05 |  | #VALUE! |  | 0 |  | 3.2339e-05 |  | -7.363e-05 |  | 0 |  | -0.00083289 |  | -0.00011794
| 0 |  | 0 |  | 0 |  | 0 |  | 0.00013833 |  | -0.00079067 |  | -0.00079067 |  | 0 |  | 5.1018e-05 |  | 0 |  | -0.00047717 |  | 0.00024259 |  | 0.00010244 |  | #VALUE! |  | 0 |  | 3.2006e-05 |  | -3.8627e-05 |  | 0 |  | -0.00053457 |  | -0.00027926
| 0 |  | 0 |  | 0 |  | 0 |  | 0.00013833 |  | -0.00062719 |  | -0.00062719 |  | 0 |  | 5.102e-05 |  | 0 |  | -0.00010247 |  | 0.00024259 |  | 2.3905e-05 |  | #VALUE! |  | 0 |  | 3.2007e-05 |  | -1.8107e-05 |  | 0 |  | -0.00059043 |  | -0.00013939
| 0 |  | 0 |  | 0 |  | 0 |  | 0.00031553 |  | -0.00031055 |  | -0.00031055 |  | 0 |  | 5.7375e-05 |  | 0 |  | 0.00038566 |  | 0.00015289 |  | 9.9436e-05 |  | #VALUE! |  | 0 |  | 3.7082e-05 |  | 1.2071e-06 |  | 0 |  | -0.00080949 |  | -2.2927e-05
| 0 |  | 0 |  | 0 |  | 0 |  | 0.00031554 |  | -0.00031764 |  | -0.00031764 |  | 0 |  | 5.7361e-05 |  | 0 |  | 0.00024221 |  | 0.00015289 |  | 0.00011274 |  | #VALUE! |  | 0 |  | 3.7073e-05 |  | 0.00012676 |  | 0 |  | -0.00058745 |  | 6.5082e-05
| 0 |  | 0 |  | 0 |  | 0 |  | 0.00012205 |  | -0.00026199 |  | -0.00026199 |  | 0 |  | 0.00012575 |  | 0 |  | -0.00011461 |  | 0.00015218 |  | 0.00011235 |  | #VALUE! |  | 0 |  | 2.6795e-05 |  | -2.5351e-05 |  | 0 |  | -0.00047807 |  | 0.00034619
| 0 |  | 0 |  | 0 |  | 0 |  | 0.00012206 |  | -0.00033805 |  | -0.00033805 |  | 0 |  | 0.00012578 |  | 0 |  | -0.00028491 |  | 0.00015219 |  | 5.5374e-05 |  | #VALUE! |  | 0 |  | 2.6802e-05 |  | -0.00026922 |  | 0 |  | -0.00081788 |  | -0.00010771
| 0 |  | 0 |  | 0 |  | 0 |  | 0.0001609 |  | -0.00061399 |  | -0.00061399 |  | 0 |  | 1.888e-05 |  | 0 |  | -0.00037979 |  | 5.4217e-05 |  | 2.3257e-05 |  | #VALUE! |  | 0 |  | 4.5561e-05 |  | -0.00033972 |  | 0 |  | -0.0011374 |  | -0.00015772
| 0 |  | 0 |  | 0 |  | 0 |  | 0.0001609 |  | -0.00018258 |  | -0.00018258 |  | 0 |  | 1.8881e-05 |  | 0 |  | -0.00019489 |  | 5.4219e-05 |  | 7.912e-05 |  | #VALUE! |  | 0 |  | 4.5563e-05 |  | -0.00017311 |  | 0 |  | -0.00057839 |  | 0.00043347
| 0 |  | 0 |  | 0 |  | 0 |  | 0.00025642 |  | 0.0001103 |  | 0.0001103 |  | 0 |  | 0.00012215 |  | 0 |  | 1.2855e-05 |  | 0.00014444 |  | 9.0147e-05 |  | #VALUE! |  | 0 |  | 3.6144e-05 |  | -3.6219e-05 |  | 0 |  | -5.4563e-05 |  | 0.0001701
| 0 |  | 0 |  | 0 |  | 0 |  | 0.00025642 |  | -0.00027741 |  | -0.00027741 |  | 0 |  | 0.00012215 |  | 0 |  | -0.00029027 |  | 0.00014444 |  | 0.00012549 |  | #VALUE! |  | 0 |  | 3.6144e-05 |  | -5.7955e-05 |  | 0 |  | -0.00090927 |  | -0.00021925
| 0 |  | 0 |  | 0 |  | 0 |  | 0.00016254 |  | -0.00047657 |  | -0.00047657 |  | 0 |  | 0.00011562 |  | 0 |  | -0.00041375 |  | 0.00025692 |  | 4.8621e-05 |  | #VALUE! |  | 0 |  | 4.7778e-05 |  | -2.5355e-05 |  | 0 |  | -0.00084163 |  | 7.573e-06
| 0 |  | 0 |  | 0 |  | 0 |  | 0.00016255 |  | -0.00030967 |  | -0.00030967 |  | 0 |  | 0.00011565 |  | 0 |  | -0.00011462 |  | 0.00025693 |  | 5.6931e-06 |  | #VALUE! |  | 0 |  | 4.7792e-05 |  | 7.2444e-06 |  | 0 |  | -0.00018513 |  | 8.5134e-05
| 0 |  | 0 |  | 0 |  | 0 |  | 0.00016244 |  | -0.00017215 |  | -0.00017215 |  | 0 |  | 0.00023946 |  | 0 |  | -0.00017325 |  | 0.00017487 |  | 6.0504e-05 |  | #VALUE! |  | 0 |  | 3.0109e-05 |  | -7.2447e-05 |  | 0 |  | -0.00023215 |  | 4.4932e-05
| 0 |  | 0 |  | 0 |  | 0 |  | 0.00016245 |  | -5.9264e-05 |  | -5.9264e-05 |  | 0 |  | 0.00023952 |  | 0 |  | -0.00032811 |  | 0.00017488 |  | 0.00014131 |  | #VALUE! |  | 0 |  | 3.0116e-05 |  | 7.9368e-05 |  | 0 |  | 8.3376e-05 |  | 7.5601e-05
| 0 |  | 0 |  | 0 |  | 0 |  | 0.00034935 |  | -7.761e-06 |  | -7.761e-06 |  | 0 |  | 0.00010215 |  | 0 |  | -0.00039928 |  | 0.00020878 |  | 0.00015425 |  | #VALUE! |  | 0 |  | 2.1823e-05 |  | 9.8688e-05 |  | 0 |  | -1.5237e-05 |  | -9.6939e-05
| 0 |  | 0 |  | 0 |  | 0 |  | 0.00034936 |  | -0.00033379 |  | -0.00033379 |  | 0 |  | 0.00010217 |  | 0 |  | -0.00019453 |  | 0.00020878 |  | 0.00011247 |  | #VALUE! |  | 0 |  | 2.1828e-05 |  | -0.00015457 |  | 0 |  | -0.00045569 |  | -0.00010677
| 0 |  | 0 |  | 0 |  | 0 |  | 0.0002571 |  | -0.0005603 |  | -0.0005603 |  | 0 |  | 0.00023589 |  | 0 |  | -0.00013758 |  | 0.00021126 |  | 7.8081e-05 |  | #VALUE! |  | 0 |  | 4.9088e-05 |  | 0 |  | 0 |  | -0.00026905 |  | -9.6551e-05
| 0 |  | 0 |  | 0 |  | 0 |  | 0.00025711 |  | -0.0005932 |  | -0.0005932 |  | 0 |  | 0.0002359 |  | 0 |  | -0.00036862 |  | 0.00021127 |  | -2.2214e-05 |  | #VALUE! |  | 0 |  | 4.909e-05 |  | 8.6947e-05 |  | 0 |  | -0.00043158 |  | 0.00033919
| 0 |  | 0 |  | 0 |  | 0 |  | 0.00021687 |  | -0.00045773 |  | -0.00045773 |  | 0 |  | 0.00010366 |  | 0 |  | -0.00052275 |  | 6.2352e-06 |  | 5.3427e-05 |  | #VALUE! |  | 0 |  | 2.9521e-05 |  | -9.6612e-05 |  | 0 |  | -0.00089694 |  | 0.00024326
| 0 |  | 0 |  | 0 |  | 0 |  | 0.00021688 |  | -0.00045283 |  | -0.00045283 |  | 0 |  | 0.00010366 |  | 0 |  | -0.0011817 |  | 6.2354e-06 |  | 0.00017634 |  | #VALUE! |  | 0 |  | 2.9521e-05 |  | -0.00011352 |  | 0 |  | -0.0010968 |  | -0.00044777
| 0 |  | 0 |  | 0 |  | 0 |  | 0.00024533 |  | -0.00082356 |  | -0.00082356 |  | 0 |  | 0.00013916 |  | 0 |  | -0.00065133 |  | 0.00016014 |  | 0.00010239 |  | #VALUE! |  | 0 |  | 4.1956e-05 |  | 1.8115e-05 |  | 0 |  | -0.0010132 |  | -0.00029296
| 0 |  | 0 |  | 0 |  | 0 |  | 0.00024534 |  | -0.00057845 |  | -0.00057845 |  | 0 |  | 0.00013912 |  | 0 |  | 0.00025008 |  | 0.00016014 |  | 7.9325e-05 |  | #VALUE! |  | 0 |  | 4.1944e-05 |  | -3.1402e-05 |  | 0 |  | -0.00081307 |  | -0.00010267
| 0 |  | 0 |  | 0 |  | 0 |  | 0.00027775 |  | -0.00051642 |  | -0.00051642 |  | 0 |  | 3.8755e-05 |  | 0 |  | 0.00052349 |  | 0.00020268 |  | 2.7266e-05 |  | #VALUE! |  | 0 |  | 3.6393e-05 |  | -1.6908e-05 |  | 0 |  | -0.00062583 |  | -7.7083e-05
| 0 |  | 0 |  | 0 |  | 0 |  | 0.00027776 |  | -0.00039101 |  | -0.00039101 |  | 0 |  | 3.8756e-05 |  | 0 |  | 0.00052494 |  | 0.00020269 |  | -2.7481e-05 |  | #VALUE! |  | 0 |  | 3.6394e-05 |  | 0.00013769 |  | 0 |  | -0.00037768 |  | 0.00015237
| 0 |  | 0 |  | 0 |  | 0 |  | 0.00020996 |  | -6.452e-05 |  | -6.452e-05 |  | 0 |  | 9.4779e-05 |  | 0 |  | 7.5682e-05 |  | 0.00015784 |  | 4.1085e-06 |  | #VALUE! |  | 0 |  | 4.3974e-05 |  | -3.5026e-05 |  | 0 |  | -0.00053482 |  | 0.00013502
| 0 |  | 0 |  | 0 |  | 0 |  | 0.00020996 |  | -0.00049519 |  | -0.00049519 |  | 0 |  | 9.4806e-05 |  | 0 |  | -0.00067876 |  | 0.00015784 |  | 3.3986e-05 |  | #VALUE! |  | 0 |  | 4.3986e-05 |  | -0.00024518 |  | 0 |  | -0.0012344 |  | -0.00033944
| 0 |  | 0 |  | 0 |  | 0 |  | 0.00012477 |  | -0.00055266 |  | -0.00055266 |  | 0 |  | 0.00022385 |  | 0 |  | -0.00060951 |  | 0.00020287 |  | 2.2358e-05 |  | #VALUE! |  | 0 |  | 2.4346e-05 |  | 5.5563e-05 |  | 0 |  | -0.0012094 |  | -0.00010728
| 0 |  | 0 |  | 0 |  | 0 |  | 0.00012477 |  | -0.00034709 |  | -0.00034709 |  | 0 |  | 0.00022391 |  | 0 |  | -0.00043681 |  | 0.00020288 |  | 1.042e-05 |  | #VALUE! |  | 0 |  | 2.4353e-05 |  | -1.2078e-06 |  | 0 |  | -0.00083949 |  | 0.00014579
| 0 |  | 0 |  | 0 |  | 0 |  | 0.00022719 |  | -0.00013428 |  | -0.00013428 |  | 0 |  | 0.00012042 |  | 0 |  | -0.00055785 |  | 0.00024488 |  | 6.8176e-05 |  | #VALUE! |  | 0 |  | 4.6207e-05 |  | -0.00028991 |  | 0 |  | -0.00067728 |  | -8.2858e-05
| 0 |  | 0 |  | 0 |  | 0 |  | 0.00022719 |  | -0.00014997 |  | -0.00014997 |  | 0 |  | 0.00012042 |  | 0 |  | -0.00054309 |  | 0.00024489 |  | 0.00016844 |  | #VALUE! |  | 0 |  | 4.6207e-05 |  | 0.00010079 |  | 0 |  | -0.00028138 |  | -0.0001095
| 0 |  | 0 |  | 0 |  | 0 |  | 0.00032799 |  | -0.00022949 |  | -0.00022949 |  | 0 |  | 0.00028685 |  | 0 |  | -0.00052886 |  | 0.00058679 |  | 9.7949e-05 |  | #VALUE! |  | 0 |  | 3.6344e-05 |  | 0.00022885 |  | 0 |  | -0.00030033 |  | 0.0001896
| 0 |  | 0 |  | 0 |  | 0 |  | 0.000328 |  | -4.2264e-05 |  | -4.2264e-05 |  | 0 |  | 0.00028677 |  | 0 |  | -0.00012604 |  | 0.0005868 |  | -2.132e-05 |  | #VALUE! |  | 0 |  | 3.6334e-05 |  | 8.3352e-05 |  | 0 |  | -0.00061491 |  | 0.0003371
| 0 |  | 0 |  | 0 |  | 0 |  | 0.00037412 |  | -0.0003782 |  | -0.0003782 |  | 0 |  | 0.00010029 |  | 0 |  | 0.00053709 |  | 0.00021804 |  | 0.00011391 |  | #VALUE! |  | 0 |  | 3.9784e-05 |  | -0.00018488 |  | 0 |  | -0.00057409 |  | -9.4462e-05
| 0 |  | 0 |  | 0 |  | 0 |  | 0.00037413 |  | -0.00050062 |  | -0.00050062 |  | 0 |  | 0.00010029 |  | 0 |  | 0.00017737 |  | 0.00021804 |  | 0.00015842 |  | #VALUE! |  | 0 |  | 3.9784e-05 |  | -0.00035644 |  | 0 |  | -0.00077713 |  | -0.00025963
| 0 |  | 0 |  | 0 |  | 0 |  | 0.0002769 |  | -0.0004527 |  | -0.0004527 |  | 0 |  | 6.877e-05 |  | 0 |  | -0.00041624 |  | 0.00014204 |  | 8.9948e-05 |  | #VALUE! |  | 0 |  | 2.9229e-05 |  | 5.3154e-05 |  | 0 |  | -0.00084177 |  | -0.00011264
| 0 |  | 0 |  | 0 |  | 0 |  | 0.0002769 |  | -0.00063883 |  | -0.00063883 |  | 0 |  | 6.8773e-05 |  | 0 |  | -0.00047337 |  | 0.00014204 |  | 7.9839e-05 |  | #VALUE! |  | 0 |  | 2.923e-05 |  | -0.00024767 |  | 0 |  | -0.00094212 |  | -0.00024722
| 0 |  | 0 |  | 0 |  | 0 |  | 0.00021624 |  | -0.00087769 |  | -0.00087769 |  | 0 |  | 6.8586e-05 |  | 0 |  | -0.00078099 |  | 0.00016732 |  | 0.00015996 |  | #VALUE! |  | 0 |  | 3.0153e-05 |  | -0.00055937 |  | 0 |  | -0.0012708 |  | -0.0004269
| 0 |  | 0 |  | 0 |  | 0 |  | 0.00021625 |  | -0.001016 |  | -0.001016 |  | 0 |  | 6.8606e-05 |  | 0 |  | -8.9712e-05 |  | 0.00016732 |  | 0.0001709 |  | #VALUE! |  | 0 |  | 3.0161e-05 |  | -0.00021143 |  | 0 |  | -0.0011392 |  | -0.00034654
| 0 |  | 0 |  | 0 |  | 0 |  | 0.00020879 |  | -0.00036497 |  | -0.00036497 |  | 0 |  | 0.00011092 |  | 0 |  | 0.00038518 |  | 0.00036231 |  | 3.8306e-05 |  | #VALUE! |  | 0 |  | 2.5757e-05 |  | 0.00017761 |  | 0 |  | -0.00078356 |  | -1.625e-05
| 0 |  | 0 |  | 0 |  | 0 |  | 0.00020879 |  | -0.00019992 |  | -0.00019992 |  | 0 |  | 0.00011095 |  | 0 |  | -0.00025343 |  | 0.00036232 |  | 4.9794e-06 |  | #VALUE! |  | 0 |  | 2.5765e-05 |  | 0.00032744 |  | 0 |  | -0.00067224 |  | 0.00023329
| 0 |  | 0 |  | 0 |  | 0 |  | 0.00031572 |  | -0.00051034 |  | -0.00051034 |  | 0 |  | 0.00020818 |  | 0 |  | -1.9388e-05 |  | 9.2328e-05 |  | 6.0272e-05 |  | #VALUE! |  | 0 |  | 5.4144e-05 |  | 8.4577e-06 |  | 0 |  | -0.00048703 |  | 0.00011386
| 0 |  | 0 |  | 0 |  | 0 |  | 0.00031573 |  | -0.00030072 |  | -0.00030072 |  | 0 |  | 0.00020822 |  | 0 |  | 0.00037276 |  | 9.233e-05 |  | 7.414e-05 |  | #VALUE! |  | 0 |  | 5.4155e-05 |  | -0.00011841 |  | 0 |  | -0.00016945 |  | 7.8391e-05
| 0 |  | 0 |  | 0 |  | 0 |  | 0.00020919 |  | -0.00065184 |  | -0.00065184 |  | 0 |  | 0.00010003 |  | 0 |  | 0.00015465 |  | 3.5115e-05 |  | 3.8824e-05 |  | #VALUE! |  | 0 |  | 1.2676e-05 |  | -6.0415e-05 |  | 0 |  | -0.00046816 |  | -4.4573e-05
| 0 |  | 0 |  | 0 |  | 0 |  | 0.00020919 |  | -0.00062992 |  | -0.00062992 |  | 0 |  | 0.00010003 |  | 0 |  | 0.00011611 |  | 3.5116e-05 |  | 7.5808e-05 |  | #VALUE! |  | 0 |  | 1.2676e-05 |  | 0.00010633 |  | 0 |  | -0.00053694 |  | 0.00016285
| 0 |  | 0 |  | 0 |  | 0 |  | 0.00023198 |  | -0.00023735 |  | -0.00023735 |  | 0 |  | 1.8302e-05 |  | 0 |  | 0.00035003 |  | 0.00019003 |  | 0.00015248 |  | #VALUE! |  | 0 |  | 2.0803e-05 |  | 0.00012688 |  | 0 |  | -0.00083267 |  | 0.00025282
| 0 |  | 0 |  | 0 |  | 0 |  | 0.00023198 |  | -0.00078781 |  | -0.00078781 |  | 0 |  | 1.8303e-05 |  | 0 |  | 0.00010139 |  | 0.00019004 |  | 0.00017635 |  | #VALUE! |  | 0 |  | 2.0804e-05 |  | -0.00036494 |  | 0 |  | -0.0016899 |  | -0.00032579
| 0 |  | 0 |  | 0 |  | 0 |  | 0.00047634 |  | -0.00091596 |  | -0.00091596 |  | 0 |  | 0.00013684 |  | 0 |  | -0.00064803 |  | 0.00036214 |  | 0.00015567 |  | #VALUE! |  | 0 |  | 3.2607e-05 |  | -0.00025015 |  | 0 |  | -0.001201 |  | -0.00064028
| 0 |  | 0 |  | 0 |  | 0 |  | 0.00047635 |  | -0.00068861 |  | -0.00068861 |  | 0 |  | 0.0001368 |  | 0 |  | -0.0002816 |  | 0.00036215 |  | 0.00014291 |  | #VALUE! |  | 0 |  | 3.2598e-05 |  | 0.00010393 |  | 0 |  | -0.00053564 |  | -0.00016094
| 0 |  | 0 |  | 0 |  | 0 |  | 8.3249e-05 |  | 0.00028013 |  | 0.00028013 |  | 0 |  | 0.00041536 |  | 0 |  | 0.00013196 |  | 0.00057338 |  | 0.00013446 |  | #VALUE! |  | 0 |  | 3.9837e-05 |  | -7.4927e-05 |  | 0 |  | -0.00027581 |  | 0.00052136
| 0 |  | 0 |  | 0 |  | 0 |  | 8.3251e-05 |  | 8.3675e-05 |  | 8.3675e-05 |  | 0 |  | 0.00041525 |  | 0 |  | -0.00034355 |  | 0.0005734 |  | 9.9556e-05 |  | #VALUE! |  | 0 |  | 3.9827e-05 |  | -0.00021995 |  | 0 |  | -0.00047217 |  | -1.3345e-05
| 0 |  | 0 |  | 0 |  | 0 |  | 0.00028428 |  | -0.00087347 |  | -0.00087347 |  | 0 |  | 0.00022159 |  | 0 |  | -0.0005305 |  | 0.00034761 |  | 0.00012242 |  | #VALUE! |  | 0 |  | 4.4712e-05 |  | -0.00014623 |  | 0 |  | -0.0011052 |  | -0.00024078
| 0 |  | 0 |  | 0 |  | 0 |  | 0.00028428 |  | -0.00089428 |  | -0.00089428 |  | 0 |  | 0.0002216 |  | 0 |  | -0.00080704 |  | 0.00034762 |  | 0.000162 |  | #VALUE! |  | 0 |  | 4.4714e-05 |  | -0.00012086 |  | 0 |  | -0.0012215 |  | 0.00012701
| 0 |  | 0 |  | 0 |  | 0 |  | 0.00035275 |  | -0.00071713 |  | -0.00071713 |  | 0 |  | 0.00030758 |  | 0 |  | -0.0011137 |  | 0.00023888 |  | 0.000144 |  | #VALUE! |  | 0 |  | 5.1354e-05 |  | -0.00020425 |  | 0 |  | -0.00096231 |  | 2.0645e-06
| 0 |  | 0 |  | 0 |  | 0 |  | 0.00035276 |  | -0.00049553 |  | -0.00049553 |  | 0 |  | 0.00030758 |  | 0 |  | -0.00063561 |  | 0.00023888 |  | 7.4801e-05 |  | #VALUE! |  | 0 |  | 5.1354e-05 |  | -0.00013658 |  | 0 |  | -0.0012581 |  | -0.00047973
| 0 |  | 0 |  | 0 |  | 0 |  | 0.00027608 |  | -0.0008109 |  | -0.0008109 |  | 0 |  | 6.0879e-05 |  | 0 |  | -0.00057347 |  | 0.00012315 |  | -6.8604e-06 |  | #VALUE! |  | 0 |  | 4.8307e-05 |  | -0.00036691 |  | 0 |  | -0.0016896 |  | -0.00048663
| 0 |  | 0 |  | 0 |  | 0 |  | 0.00089031 |  | 0.00013569 |  | 0.00013569 |  | 0 |  | 9.6486e-05 |  | 0 |  | 0.00015866 |  | 0.00041288 |  | 5.5836e-05 |  | #VALUE! |  | 0 |  | 7.694e-05 |  | 0.00011535 |  | 0 |  | -0.00062627 |  | 0.00068315
| 0 |  | 0 |  | 0 |  | 0 |  | 0.00061424 |  | -0.00089374 |  | -0.00089374 |  | 0 |  | 3.5581e-05 |  | 0 |  | -0.00028288 |  | 0.00028974 |  | 3.034e-05 |  | #VALUE! |  | 0 |  | 2.8612e-05 |  | -0.00038074 |  | 0 |  | -0.00079498 |  | -0.0001114
| 0 |  | 0 |  | 0 |  | 0 |  | 0.0004173 |  | -0.00055406 |  | -0.00055406 |  | 0 |  | 0.00028586 |  | 0 |  | -0.00022796 |  | 0.00032416 |  | 9.3106e-05 |  | #VALUE! |  | 0 |  | 4.701e-05 |  | -0.00023087 |  | 0 |  | -0.0003575 |  | -4.8594e-05
| 0 |  | 0 |  | 0 |  | 0 |  | 0.00041731 |  | -1.5929e-05 |  | -1.5929e-05 |  | 0 |  | 0.00028578 |  | 0 |  | 0.00015204 |  | 0.00032417 |  | 5.8529e-05 |  | #VALUE! |  | 0 |  | 4.6999e-05 |  | -6.2855e-05 |  | 0 |  | -6.7573e-05 |  | -8.0602e-05
| 0 |  | 0 |  | 0 |  | 0 |  | 0.00038947 |  | -0.00048836 |  | -0.00048836 |  | 0 |  | 9.504e-05 |  | 0 |  | -0.00010456 |  | 8.2058e-05 |  | 1.6139e-06 |  | #VALUE! |  | 0 |  | 5.4691e-05 |  | -0.00016802 |  | 0 |  | 6.405e-05 |  | -0.00014564
| 0 |  | 0 |  | 0 |  | 0 |  | 0.00038948 |  | -0.0003631 |  | -0.0003631 |  | 0 |  | 9.5044e-05 |  | 0 |  | -0.00052909 |  | 8.206e-05 |  | 4.3899e-05 |  | #VALUE! |  | 0 |  | 5.4693e-05 |  | 8.4619e-06 |  | 0 |  | -0.00048734 |  | -0.00018442
| 0 |  | 0 |  | 0 |  | 0 |  | 0.00019639 |  | -0.00038001 |  | -0.00038001 |  | 0 |  | 0.00010667 |  | 0 |  | -0.001116 |  | 0.00010777 |  | 1.1427e-05 |  | #VALUE! |  | 0 |  | 4.5166e-05 |  | 0.00019342 |  | 0 |  | -0.00087934 |  | -0.0003079
| 0 |  | 0 |  | 0 |  | 0 |  | 0.00019639 |  | -0.0005611 |  | -0.0005611 |  | 0 |  | 0.00010667 |  | 0 |  | -0.00094557 |  | 0.00010777 |  | 4.9e-05 |  | #VALUE! |  | 0 |  | 4.5166e-05 |  | -4.1101e-05 |  | 0 |  | -0.0009231 |  | -0.00071059
| 0 |  | 0 |  | 0 |  | 0 |  | 0.00052064 |  | -0.00054024 |  | -0.00054024 |  | 0 |  | 0.00031129 |  | 0 |  | -0.00069606 |  | 0.00021567 |  | 8.7626e-05 |  | #VALUE! |  | 0 |  | 4.4479e-05 |  | 1.6925e-05 |  | 0 |  | -0.00073415 |  | -0.00034592
| 0 |  | 0 |  | 0 |  | 0 |  | 0.00052065 |  | 0.00013069 |  | 0.00013069 |  | 0 |  | 0.00045918 |  | 0 |  | -9.3712e-05 |  | 0.00021567 |  | -3.001e-05 |  | #VALUE! |  | 0 |  | 4.449e-05 |  | 0.00040321 |  | 0 |  | 0.00061712 |  | 0.00084722
| 0 |  | 0 |  | 0 |  | 0 |  | 0.00053428 |  | 0.00024547 |  | 0.00024547 |  | 0 |  | 0.00035005 |  | 0 |  | 0.00082253 |  | 0.00032067 |  | 3.462e-05 |  | #VALUE! |  | 0 |  | 3.6158e-05 |  | 0.00020376 |  | 0 |  | 0.00051016 |  | 0.00078118
| 0 |  | 0 |  | 0 |  | 0 |  | 0.00053429 |  | -0.00062534 |  | -0.00062534 |  | 0 |  | 0.00020233 |  | 0 |  | -0.00048891 |  | 0.00032068 |  | 0.00011991 |  | #VALUE! |  | 0 |  | 3.6167e-05 |  | -0.00012695 |  | 0 |  | -0.00079461 |  | 1.6913e-06
| 0 |  | 0 |  | 0 |  | 0 |  | 0.00036945 |  | -0.00037386 |  | -0.00037386 |  | 0 |  | 0.00040575 |  | 0 |  | -0.0005176 |  | 0.00034752 |  | 2.1056e-05 |  | #VALUE! |  | 0 |  | 6.4102e-05 |  | -7.3749e-05 |  | 0 |  | -4.4708e-05 |  | 0.00030811
| 0 |  | 0 |  | 0 |  | 0 |  | 0.00036946 |  | 0.00011197 |  | 0.00011197 |  | 0 |  | 0.00040587 |  | 0 |  | 0.00060047 |  | 0.00034753 |  | -2.3247e-06 |  | #VALUE! |  | 0 |  | 6.4121e-05 |  | -0.00019587 |  | 0 |  | -0.00025791 |  | 0.00032786
| 0 |  | 0 |  | 0 |  | 0 |  | 0.00023042 |  | -4.3141e-05 |  | -4.3141e-05 |  | 0 |  | 7.5892e-05 |  | 0 |  | 0.00026302 |  | 0.00026042 |  | 9.3893e-05 |  | #VALUE! |  | 0 |  | 1.9185e-05 |  | -9.3097e-05 |  | 0 |  | -0.0013697 |  | 2.4862e-06
| 0 |  | 0 |  | 0 |  | 0 |  | 0.00023043 |  | -0.00051463 |  | -0.00051463 |  | 0 |  | 7.5892e-05 |  | 0 |  | -0.00034258 |  | 0.00026043 |  | 0.00018264 |  | #VALUE! |  | 0 |  | 1.9185e-05 |  | 3.1438e-05 |  | 0 |  | -0.0017874 |  | 0.00016304
| 0 |  | 0 |  | 0 |  | 0 |  | 0.00068106 |  | -0.00060118 |  | -0.00060118 |  | 0 |  | 0.00031743 |  | 0 |  | -0.00063029 |  | 0.00030222 |  | 0.00017624 |  | #VALUE! |  | 0 |  | 1.5127e-05 |  | -0.00016323 |  | 0 |  | -0.0011772 |  | 0.00016158
| 0 |  | 0 |  | 0 |  | 0 |  | 0.00068108 |  | -0.00042357 |  | -0.00042357 |  | 0 |  | 0.00031743 |  | 0 |  | -0.00093808 |  | 0.00030223 |  | 6.9368e-05 |  | #VALUE! |  | 0 |  | 1.5127e-05 |  | -0.00030351 |  | 0 |  | -0.00038318 |  | -3.8157e-05
| 0 |  | 0 |  | 0 |  | 0 |  | 0.00026106 |  | -0.00049351 |  | -0.00049351 |  | 0 |  | 0.00033932 |  | 0 |  | -0.00037907 |  | 0.00011631 |  | 6.8082e-05 |  | #VALUE! |  | 0 |  | 2.801e-05 |  | -0.00014147 |  | 0 |  | 0.0002466 |  | 0.0001424
| 0 |  | 0 |  | 0 |  | 0 |  | 0.00026107 |  | -0.00030502 |  | -0.00030502 |  | 0 |  | 0.00033923 |  | 0 |  | -0.00028094 |  | 0.00011631 |  | 0.00011792 |  | #VALUE! |  | 0 |  | 2.8003e-05 |  | -7.2555e-06 |  | 0 |  | -1.5169e-05 |  | 0.00032975
| 0 |  | 0 |  | 0 |  | 0 |  | 0.00034705 |  | -7.3465e-05 |  | -7.3465e-05 |  | 0 |  | 0.00035628 |  | 0 |  | -0.00044525 |  | 0.00052012 |  | 0.00012153 |  | #VALUE! |  | 0 |  | 4.3199e-05 |  | 0.00040147 |  | 0 |  | -0.0005168 |  | 0.00025873
| 0 |  | 0 |  | 0 |  | 0 |  | 0.00034706 |  | -0.00022228 |  | -0.00022228 |  | 0 |  | 0.0003562 |  | 0 |  | -0.00045593 |  | 0.00052014 |  | 2.7727e-05 |  | #VALUE! |  | 0 |  | 4.3188e-05 |  | 0.00020315 |  | 0 |  | -0.00019604 |  | 0.0004341
| 0 |  | 0 |  | 0 |  | 0 |  | 0 |  | -0.00049161 |  | -0.00049161 |  | 0 |  | 0.00021934 |  | 0 |  | -0.00098324 |  | 0.00018881 |  | -1.2982e-05 |  | #VALUE! |  | 0 |  | 1.8283e-05 |  | -7.1349e-05 |  | 0 |  | -0.00043045 |  | 0.00011657
| 0 |  | 0 |  | 0 |  | 0 |  | 0 |  | -0.00066996 |  | -0.00066996 |  | 0 |  | 0.00021934 |  | 0 |  | -0.0011278 |  | 0.00018882 |  | 0.00012594 |  | #VALUE! |  | 0 |  | 1.8283e-05 |  | 0.00035797 |  | 0 |  | -0.0005796 |  | -0.00020801
| 0 |  | 0 |  | 0 |  | 0 |  | 6.9186e-05 |  | -0.00073459 |  | -0.00073459 |  | 0 |  | 0.00012846 |  | 0 |  | -0.00082656 |  | 0.00036877 |  | 0.00010506 |  | #VALUE! |  | 0 |  | 3.4589e-05 |  | 0.00046076 |  | 0 |  | -0.00073467 |  | -0.00016512
| 0 |  | 0 |  | 0 |  | 0 |  | 6.9188e-05 |  | -0.00039402 |  | -0.00039402 |  | 0 |  | 0.00012846 |  | 0 |  | 6.2655e-05 |  | 0.00036878 |  | 7.9242e-06 |  | #VALUE! |  | 0 |  | 3.459e-05 |  | -0.00011005 |  | 0 |  | -0.00074526 |  | 0.00024509
| 0 |  | 0 |  | 0 |  | 0 |  | 0.00031529 |  | -0.0002468 |  | -0.0002468 |  | 0 |  | 0.00042415 |  | 0 |  | 8.1921e-05 |  | 0.00028534 |  | 3.834e-05 |  | #VALUE! |  | 0 |  | 5.4379e-05 |  | -0.00024189 |  | 0 |  | -6.3413e-05 |  | 0.00050892
| 0 |  | 0 |  | 0 |  | 0 |  | 0.0003759 |  | -0.00013894 |  | -0.00013894 |  | 0 |  | 0.00042425 |  | 0 |  | 0.00012082 |  | 0.00028535 |  | 5.4528e-05 |  | #VALUE! |  | 0 |  | 5.4393e-05 |  | 7.982e-05 |  | 0 |  | 0.00041744 |  | 0.00036806
| 0 |  | 0 |  | 0 |  | 0 |  | 0.00059034 |  | -3.4175e-05 |  | -3.4175e-05 |  | 0 |  | 0.00031023 |  | 0 |  | 0.00056818 |  | 0.0005018 |  | 6.9137e-05 |  | #VALUE! |  | 0 |  | 8.2069e-06 |  | 2.5399e-05 |  | 0 |  | 0.00055024 |  | 0.00027213
| 0 |  | 0 |  | 0 |  | 0 |  | 0.00052975 |  | -0.0006831 |  | -0.0006831 |  | 0 |  | 0.00031031 |  | 0 |  | 0.00026042 |  | 0.00050181 |  | 6.8381e-05 |  | #VALUE! |  | 0 |  | 8.2089e-06 |  | 3.8704e-05 |  | 0 |  | 0.00028384 |  | -5.4994e-06
| 0 |  | 0 |  | 0 |  | 0 |  | 0.00032788 |  | -0.00073619 |  | -0.00073619 |  | 0 |  | 0.00025213 |  | 0 |  | -0.00016763 |  | 0.0002391 |  | 4.5517e-05 |  | #VALUE! |  | 0 |  | 4.7696e-05 |  | 9.9179e-05 |  | 0 |  | -9.3813e-05 |  | 7.9358e-05
| 0 |  | 0 |  | 0 |  | 0 |  | 0.00032789 |  | -0.00099194 |  | -0.00099194 |  | 0 |  | 0.00025206 |  | 0 |  | -0.00093141 |  | 0.00023911 |  | 6.6857e-05 |  | #VALUE! |  | 0 |  | 4.7684e-05 |  | -0.00010765 |  | 0 |  | -0.001494 |  | -7.4428e-05
| 0 |  | 0 |  | 0 |  | 0 |  | 0.00039164 |  | -0.00091398 |  | -0.00091398 |  | 0 |  | 1.0164e-05 |  | 0 |  | -0.0010292 |  | 0.00018502 |  | 9.2559e-05 |  | #VALUE! |  | 0 |  | 1.6104e-05 |  | -0.00028788 |  | 0 |  | -0.0019891 |  | -0.00033861
| 0 |  | 0 |  | 0 |  | 0 |  | 0.00039165 |  | -0.00051075 |  | -0.00051075 |  | 0 |  | 1.0164e-05 |  | 0 |  | -0.00064681 |  | 0.00018502 |  | 0.00016285 |  | #VALUE! |  | 0 |  | 1.6105e-05 |  | 5.5642e-05 |  | 0 |  | -0.00090794 |  | -0.00024158
| 0 |  | 0 |  | 0 |  | 0 |  | 0.00033641 |  | -0.00043073 |  | -0.00043073 |  | 0 |  | 0.00023879 |  | 0 |  | -0.00036162 |  | 0.00042931 |  | 0.00013539 |  | #VALUE! |  | 0 |  | 3.2642e-05 |  | -2.7821e-05 |  | 0 |  | -0.00060558 |  | -0.00024484
| 0 |  | 0 |  | 0 |  | 0 |  | 0.00033642 |  | -0.00016013 |  | -0.00016013 |  | 0 |  | 0.00023885 |  | 0 |  | -2.1468e-05 |  | 0.00042932 |  | 9.9048e-05 |  | #VALUE! |  | 0 |  | 3.265e-05 |  | 3.6291e-05 |  | 0 |  | -0.00048266 |  | -9.5677e-05
| 0 |  | 0 |  | 0 |  | 0 |  | 0.00031692 |  | -0.00011013 |  | -0.00011013 |  | 0 |  | 0.00032001 |  | 0 |  | 0.00014125 |  | 0.00056628 |  | 0.00013047 |  | #VALUE! |  | 0 |  | 4.1966e-05 |  | 0.00013548 |  | 0 |  | 7.8937e-05 |  | 0.00016974
| 0 |  | 0 |  | 0 |  | 0 |  | 0.00031692 |  | -0.00048537 |  | -0.00048537 |  | 0 |  | 0.00032001 |  | 0 |  | -0.0001663 |  | 0.00056629 |  | 5.1119e-05 |  | #VALUE! |  | 0 |  | 4.1966e-05 |  | -2.0566e-05 |  | 0 |  | -0.00018257 |  | -0.00016669
| 0 |  | 0 |  | 0 |  | 0 |  | 0.00051769 |  | -0.00083273 |  | -0.00083273 |  | 0 |  | 0.00020249 |  | 0 |  | -0.00043283 |  | 0.00060956 |  | -1.176e-05 |  | #VALUE! |  | 0 |  | 2.6909e-05 |  | 0.00011856 |  | 0 |  | -0.0007794 |  | -0.00010282
| 0 |  | 0 |  | 0 |  | 0 |  | 0.0005177 |  | -0.00057724 |  | -0.00057724 |  | 0 |  | 0.00020248 |  | 0 |  | -0.00041292 |  | 0.00060958 |  | 7.5041e-06 |  | #VALUE! |  | 0 |  | 2.6908e-05 |  | 0.00020929 |  | 0 |  | -0.00043812 |  | 0.00053857
| 0 |  | 0 |  | 0 |  | 0 |  | 0.00031689 |  | -0.00047242 |  | -0.00047242 |  | 0 |  | 0.00022425 |  | 0 |  | -0.00026353 |  | 0.00057409 |  | 0.00010225 |  | #VALUE! |  | 0 |  | 2.8733e-05 |  | 0.00011251 |  | 0 |  | -0.00084101 |  | 0.00062732
| 0 |  | 0 |  | 0 |  | 0 |  | 0.00031689 |  | -0.0011205 |  | -0.0011205 |  | 0 |  | 0.0002243 |  | 0 |  | 0.00044446 |  | 0.00057411 |  | 0.00019044 |  | #VALUE! |  | 0 |  | 2.874e-05 |  | -0.00023228 |  | 0 |  | -0.0017109 |  | -0.00013052
| 0 |  | 0 |  | 0 |  | 0 |  | 0.00031245 |  | -0.0011139 |  | -0.0011139 |  | 0 |  | 0.00019279 |  | 0 |  | -0.00012041 |  | 0.00060783 |  | 0.00017203 |  | #VALUE! |  | 0 |  | 2.6575e-05 |  | -0.00045492 |  | 0 |  | -0.0011436 |  | -0.00020235
| 0 |  | 0 |  | 0 |  | 0 |  | 0.00031245 |  | -0.00061148 |  | -0.00061148 |  | 0 |  | 0.00019278 |  | 0 |  | -0.00076451 |  | 0.00060785 |  | 0.00013305 |  | #VALUE! |  | 0 |  | 2.6574e-05 |  | -0.00039804 |  | 0 |  | -0.00075637 |  | -0.00013659
| 0 |  | 0 |  | 0 |  | 0 |  | 0.00040159 |  | -0.00087258 |  | -0.00087258 |  | 0 |  | 0.00026438 |  | 0 |  | -0.0004141 |  | 0.0002028 |  | 4.1796e-05 |  | #VALUE! |  | 0 |  | 2.9335e-05 |  | -0.00017544 |  | 0 |  | -0.0010053 |  | -0.00029384
| 0 |  | 0 |  | 0 |  | 0 |  | 0.0004016 |  | -0.00043022 |  | -0.00043022 |  | 0 |  | 0.00026431 |  | 0 |  | -2.7438e-05 |  | 0.0002028 |  | 6.0861e-06 |  | #VALUE! |  | 0 |  | 2.9328e-05 |  | 0.00027054 |  | 0 |  | -0.00029633 |  | 0.00029878
| 0 |  | 0 |  | 0 |  | 0 |  | 0.00027428 |  | -0.00015913 |  | -0.00015913 |  | 0 |  | 0.00018066 |  | 0 |  | 0.00036352 |  | 0.00043073 |  | 8.0287e-05 |  | #VALUE! |  | 0 |  | 3.1397e-05 |  | 0.00033104 |  | 0 |  | 0.00013505 |  | 0.00017134
| 0 |  | 0 |  | 0 |  | 0 |  | 0.00027429 |  | -0.00077139 |  | -0.00077139 |  | 0 |  | 0.0001807 |  | 0 |  | -0.00041495 |  | 0.00043074 |  | 0.00013372 |  | #VALUE! |  | 0 |  | 3.1403e-05 |  | -0.00024563 |  | 0 |  | -0.00012334 |  | -0.00015602
| 0 |  | 0 |  | 0 |  | 0 |  | 3.5008e-05 |  | -0.0013514 |  | -0.0013514 |  | 0 |  | 0.0001237 |  | 0 |  | -0.00094227 |  | 0.00022551 |  | 9.3087e-05 |  | #VALUE! |  | 0 |  | 1.9273e-05 |  | -0.00047311 |  | 0 |  | -0.00075439 |  | -0.00012055
| 0 |  | 0 |  | 0 |  | 0 |  | 3.5009e-05 |  | -0.0012601 |  | -0.0012601 |  | 0 |  | 0.00012367 |  | 0 |  | -0.00083459 |  | 0.00022552 |  | 0.00011846 |  | #VALUE! |  | 0 |  | 1.9269e-05 |  | -0.00043562 |  | 0 |  | -0.0011653 |  | -0.00011963
| 0 |  | 0 |  | 0 |  | 0 |  | 0.00036485 |  | -0.00070256 |  | -0.00070256 |  | 0 |  | 0.00025346 |  | 0 |  | -0.00074262 |  | 0.00027863 |  | 0.00014172 |  | #VALUE! |  | 0 |  | 4.127e-05 |  | -0.00053253 |  | 0 |  | -0.00052632 |  | 1.4819e-05
| 0 |  | 0 |  | 0 |  | 0 |  | 0.00036486 |  | -0.00045109 |  | -0.00045109 |  | 0 |  | 0.00025346 |  | 0 |  | -0.0010521 |  | 0.00027864 |  | 0.00011143 |  | #VALUE! |  | 0 |  | 4.127e-05 |  | -0.0002409 |  | 0 |  | -0.00033347 |  | -8.4755e-05
| 0 |  | 0 |  | 0 |  | 0 |  | 0.00035012 |  | -0.0006434 |  | -0.0006434 |  | 0 |  | 0.00026075 |  | 0 |  | -0.0014122 |  | 0.00027998 |  | 0.00015253 |  | #VALUE! |  | 0 |  | 3.6503e-05 |  | 3.6303e-05 |  | 0 |  | -0.00092636 |  | -0.00024701
| 0 |  | 0 |  | 0 |  | 0 |  | 0.00035013 |  | -0.00086496 |  | -0.00086496 |  | 0 |  | 0.00026081 |  | 0 |  | -0.0013211 |  | 0.00027999 |  | 0.00017861 |  | #VALUE! |  | 0 |  | 3.651e-05 |  | -0.00011254 |  | 0 |  | -0.0012223 |  | -0.00015355
| 0 |  | 0 |  | 0 |  | 0 |  | 7.0329e-05 |  | -0.0011381 |  | -0.0011381 |  | 0 |  | 0 |  | 0 |  | -0.0013591 |  | 0.00015789 |  | 0.00010768 |  | #VALUE! |  | 0 |  | 4.3703e-05 |  | 4.7198e-05 |  | 0 |  | -0.0011818 |  | -0.00022082
| 0 |  | 0 |  | 0 |  | 0 |  | 7.0331e-05 |  | -0.00084859 |  | -0.00084859 |  | 0 |  | 0 |  | 0 |  | -0.0004573 |  | 0.00015789 |  | 0.00011549 |  | #VALUE! |  | 0 |  | 4.3701e-05 |  | 4.1147e-05 |  | 0 |  | -0.00051789 |  | -0.00023988
| 0 |  | 0 |  | 0 |  | 0 |  | 0.00022902 |  | -0.00029982 |  | -0.00029982 |  | 0 |  | 0.0001856 |  | 0 |  | -2.4193e-05 |  | 0.00047548 |  | 6.5829e-05 |  | #VALUE! |  | 0 |  | 3.5425e-05 |  | -0.00020574 |  | 0 |  | -1.3068e-06 |  | -0.00032056
| 0 |  | 0 |  | 0 |  | 0 |  | 0.00022903 |  | -0.00016372 |  | -0.00016372 |  | 0 |  | 0.0001856 |  | 0 |  | -0.00044214 |  | 0.00047549 |  | 7.6765e-06 |  | #VALUE! |  | 0 |  | 3.5427e-05 |  | -0.00020937 |  | 0 |  | -7.4034e-05 |  | -0.00031733
| 0 |  | 0 |  | 0 |  | 0 |  | 0.00026797 |  | -0.0001454 |  | -0.0001454 |  | 0 |  | 0.00021466 |  | 0 |  | -0.00021537 |  | 0.00021614 |  | 9.5316e-05 |  | #VALUE! |  | 0 |  | 3.6818e-05 |  | 9.3193e-05 |  | 0 |  | -0.00018013 |  | 0.00013597
| 0 |  | 0 |  | 0 |  | 0 |  | 0.00026797 |  | -0.00055104 |  | -0.00055104 |  | 0 |  | 0.00021472 |  | 0 |  | -9.8879e-05 |  | 0.00021615 |  | 7.3497e-05 |  | #VALUE! |  | 0 |  | 3.6829e-05 |  | 0.00020575 |  | 0 |  | -0.00057407 |  | 9.4174e-05
| 0 |  | 0 |  | 0 |  | 0 |  | 0.00046416 |  | -0.00025251 |  | -0.00025251 |  | 0 |  | 0.00060289 |  | 0 |  | -0.00032213 |  | 0.00079091 |  | 5.9557e-05 |  | #VALUE! |  | 0 |  | 6.0612e-05 |  | 0.00033043 |  | 0 |  | 0.00045129 |  | 0.0001823
| 0 |  | 0 |  | 0 |  | 0 |  | 0.00046417 |  | 0.00010453 |  | 0.00010453 |  | 0 |  | 0.00060291 |  | 0 |  | -0.00079641 |  | 0.00079093 |  | 6.1552e-05 |  | #VALUE! |  | 0 |  | 6.0615e-05 |  | 0.0003159 |  | 0 |  | 0.001016 |  | 0.00031101
| 0 |  | 0 |  | 0 |  | 0 |  | 0.00013134 |  | -0.00044966 |  | -0.00044966 |  | 0 |  | 0.00013829 |  | 0 |  | -0.0012652 |  | 1.7857e-05 |  | 0.00010498 |  | #VALUE! |  | 0 |  | 5.3791e-05 |  | -0.00015009 |  | 0 |  | -0.00054304 |  | -0.00014479
| 0 |  | 0 |  | 0 |  | 0 |  | 0.00013134 |  | -0.0010236 |  | -0.0010236 |  | 0 |  | 0.00013833 |  | 0 |  | -0.00052091 |  | 1.7858e-05 |  | 9.2394e-05 |  | #VALUE! |  | 0 |  | 5.3807e-05 |  | -0.00040308 |  | 0 |  | -0.0012315 |  | -0.00010005
| 0 |  | 0 |  | 0 |  | 0 |  | 0.0004427 |  | -0.0010385 |  | -0.0010385 |  | 0 |  | 7.5488e-06 |  | 0 |  | -0.00014826 |  | 0.00051676 |  | 1.0209e-05 |  | #VALUE! |  | 0 |  | 3.5597e-05 |  | -0.00037161 |  | 0 |  | -0.0012712 |  | -0.00013074
| 0 |  | 0 |  | 0 |  | 0 |  | 0.00044271 |  | -0.00050824 |  | -0.00050824 |  | 0 |  | 7.551e-06 |  | 0 |  | -0.00056078 |  | 0.00051677 |  | 0.00013439 |  | #VALUE! |  | 0 |  | 3.5608e-05 |  | -0.00038855 |  | 0 |  | -0.00085821 |  | -0.00011464
| 0 |  | 0 |  | 0 |  | 0 |  | 0.00033137 |  | -0.00015462 |  | -0.00015462 |  | 0 |  | 0.00018438 |  | 0 |  | 0.00023125 |  | 0.00051109 |  | 0.00020657 |  | #VALUE! |  | 0 |  | 2.9835e-05 |  | -0.00060497 |  | 0 |  | -0.00054753 |  | -7.2156e-06
| 0 |  | 0 |  | 0 |  | 0 |  | 0.00033138 |  | 6.8448e-05 |  | 6.8448e-05 |  | 0 |  | 0.00018444 |  | 0 |  | 0.00048885 |  | 0.00051111 |  | 0.00010861 |  | #VALUE! |  | 0 |  | 2.9844e-05 |  | -0.00031689 |  | 0 |  | -0.00024275 |  | -0.00015152
| 0 |  | 0 |  | 0 |  | 0 |  | 0.00029083 |  | 0.00015829 |  | 0.00015829 |  | 0 |  | 0.00040162 |  | 0 |  | 0.00069895 |  | 0.00042158 |  | 6.1938e-05 |  | #VALUE! |  | 0 |  | 5.3998e-05 |  | 0.00014527 |  | 0 |  | 0.00022243 |  | 0.00017739
| 0 |  | 0 |  | 0 |  | 0 |  | 0.00029084 |  | -0.0004768 |  | -0.0004768 |  | 0 |  | 0.00040164 |  | 0 |  | 0.0010857 |  | 0.00042159 |  | 0.00012241 |  | #VALUE! |  | 0 |  | 5.4e-05 |  | 0.00015617 |  | 0 |  | -0.00047348 |  | -0.00011557
| 0 |  | 0 |  | 0 |  | 0 |  | 0.00057843 |  | -0.00070423 |  | -0.00070423 |  | 0 |  | 0.00030942 |  | 0 |  | 0.00070967 |  | 0.00044578 |  | 0.00011488 |  | #VALUE! |  | 0 |  | 4.7438e-05 |  | 2.4212e-05 |  | 0 |  | -0.00069034 |  | -0.0002333
| 0 |  | 0 |  | 0 |  | 0 |  | 0.00057845 |  | 4.3643e-05 |  | 4.3643e-05 |  | 0 |  | 0.0003094 |  | 0 |  | 0.00058865 |  | 0.00044579 |  | 4.7681e-05 |  | #VALUE! |  | 0 |  | 4.7436e-05 |  | 3.5109e-05 |  | 0 |  | -0.00040531 |  | 0.00028731
| 0 |  | 0 |  | 0 |  | 0 |  | 0.0002571 |  | 0.00021583 |  | 0.00021583 |  | 0 |  | 0.00042712 |  | 0 |  | -4.0985e-05 |  | 0.00036557 |  | 4.6664e-05 |  | #VALUE! |  | 0 |  | 5.2026e-05 |  | 0.0002155 |  | 0 |  | -0.00033817 |  | 0.00036403
| 0 |  | 0 |  | 0 |  | 0 |  | 0.0002571 |  | -1.2978e-05 |  | -1.2978e-05 |  | 0 |  | 0.0004272 |  | 0 |  | 0.00015651 |  | 0.00036558 |  | 4.2486e-05 |  | #VALUE! |  | 0 |  | 5.2037e-05 |  | 0.00024214 |  | 0 |  | 0.00018594 |  | 0.0003929
| 0 |  | 0 |  | 0 |  | 0 |  | 0.00050323 |  | -0.00072962 |  | -0.00072962 |  | 0 |  | 7.5954e-05 |  | 0 |  | 0.00055977 |  | 0.00058295 |  | 0.00010479 |  | #VALUE! |  | 0 |  | 4.5871e-06 |  | -0.00030981 |  | 0 |  | -0.00058157 |  | 0.00016514
| 0 |  | 0 |  | 0 |  | 0 |  | 0.00050324 |  | -0.001372 |  | -0.001372 |  | 0 |  | 7.5973e-05 |  | 0 |  | -0.00025644 |  | 0.00058297 |  | 8.6493e-05 |  | #VALUE! |  | 0 |  | 4.5882e-06 |  | -0.00057014 |  | 0 |  | -0.0019518 |  | -0.0004029
| 0 |  | 0 |  | 0 |  | 0 |  | 0.0004834 |  | -0.00085376 |  | -0.00085376 |  | 0 |  | 0.00025487 |  | 0 |  | -0.00059609 |  | 0.00014329 |  | 1.4225e-05 |  | #VALUE! |  | 0 |  | 3.6532e-05 |  | -0.00027122 |  | 0 |  | -0.0015443 |  | -0.00032487
| 0 |  | 0 |  | 0 |  | 0 |  | 0.00048341 |  | -0.00075062 |  | -0.00075062 |  | 0 |  | 0.00025481 |  | 0 |  | -0.00037878 |  | 0.00014329 |  | 4.1184e-05 |  | #VALUE! |  | 0 |  | 3.6525e-05 |  | -2.4216e-05 |  | 0 |  | -0.0006425 |  | -0.00031576
| 0 |  | 0 |  | 0 |  | 0 |  | 0.00015657 |  | -0.00022655 |  | -0.00022655 |  | 0 |  | 0.00031313 |  | 0 |  | -0.00038539 |  | 0.00062404 |  | 3.0157e-05 |  | #VALUE! |  | 0 |  | 1.6064e-05 |  | 0.00012229 |  | 0 |  | -6.9177e-05 |  | -0.00016032
| 0 |  | 0 |  | 0 |  | 0 |  | 0.00015658 |  | 0.00014037 |  | 0.00014037 |  | 0 |  | 0.00031312 |  | 0 |  | -0.00020928 |  | 0.00062405 |  | 4.7971e-05 |  | #VALUE! |  | 0 |  | 1.6064e-05 |  | 0.00024701 |  | 0 |  | -6.6911e-05 |  | 0.00054199
| 0 |  | 0 |  | 0 |  | 0 |  | 0.00052592 |  | -0.00053768 |  | -0.00053768 |  | 0 |  | 0.00017603 |  | 0 |  | 0.00022552 |  | 6.536e-05 |  | 9.8406e-05 |  | #VALUE! |  | 0 |  | 3.4988e-05 |  | 1.0898e-05 |  | 0 |  | -4.5399e-05 |  | 0.00043341
| 0 |  | 0 |  | 0 |  | 0 |  | 0.00052593 |  | -0.00046369 |  | -0.00046369 |  | 0 |  | 0.00017599 |  | 0 |  | -0.00023572 |  | 6.5362e-05 |  | 0.00010724 |  | #VALUE! |  | 0 |  | 3.498e-05 |  | -1.5742e-05 |  | 0 |  | -0.00024144 |  | 0.00025959
| 0 |  | 0 |  | 0 |  | 0 |  | 0.00064212 |  | -3.5832e-05 |  | -3.5832e-05 |  | 0 |  | 0.00027187 |  | 0 |  | 6.1626e-05 |  | 0.00037446 |  | 5.706e-05 |  | #VALUE! |  | 0 |  | 2.9132e-05 |  | 0.00027489 |  | 0 |  | -0.00038562 |  | 0.00045762
| 0 |  | 0 |  | 0 |  | 0 |  | 0.00064214 |  | -0.00022864 |  | -0.00022864 |  | 0 |  | 0.00027192 |  | 0 |  | 0.00039054 |  | 0.00037447 |  | -1.0789e-05 |  | #VALUE! |  | 0 |  | 2.9138e-05 |  | -0.00012231 |  | 0 |  | -0.00028806 |  | 1.988e-05
| 0 |  | 0 |  | 0 |  | 0 |  | 0.00082823 |  | 6.2596e-05 |  | 6.2596e-05 |  | 0 |  | 0.0004163 |  | 0 |  | 0.00010064 |  | 0.00053442 |  | 3.8525e-05 |  | #VALUE! |  | 0 |  | 5.7024e-05 |  | 5.5704e-05 |  | 0 |  | -0.00030292 |  | 0.00014235
| 0 |  | 0 |  | 0 |  | 0 |  | 0.00082826 |  | 0.00051653 |  | 0.00051653 |  | 0 |  | 0.0004164 |  | 0 |  | -4.6971e-05 |  | 0.00053443 |  | 3.9415e-05 |  | #VALUE! |  | 0 |  | 5.7038e-05 |  | 0.00059407 |  | 0 |  | 3.9244e-05 |  | 0.00058726
| 0 |  | 0 |  | 0 |  | 0 |  | 0.0004816 |  | -0.00021761 |  | -0.00021761 |  | 0 |  | 0.00033628 |  | 0 |  | -6.7805e-05 |  | 0.00011894 |  | 9.0575e-06 |  | #VALUE! |  | 0 |  | 4.3058e-05 |  | 0.00044752 |  | 0 |  | -0.00031083 |  | 4.665e-05
| 0 |  | 0 |  | 0 |  | 0 |  | 0.00048162 |  | -0.0006996 |  | -0.0006996 |  | 0 |  | 0.00033626 |  | 0 |  | -0.00027589 |  | 0.00011894 |  | 8.8124e-06 |  | #VALUE! |  | 0 |  | 4.3057e-05 |  | 4.9655e-05 |  | 0 |  | -0.00067449 |  | 0.00015617
| 0 |  | 0 |  | 0 |  | 0 |  | 0.00038493 |  | -0.00037517 |  | -0.00037517 |  | 0 |  | 0.00037634 |  | 0 |  | -7.8431e-05 |  | 0.00027165 |  | 4.6281e-05 |  | #VALUE! |  | 0 |  | 3.5356e-05 |  | -0.00035243 |  | 0 |  | -0.00056402 |  | 0.00028798
| 0 |  | 0 |  | 0 |  | 0 |  | 0.00038494 |  | 0.00018452 |  | 0.00018452 |  | 0 |  | 0.00037634 |  | 0 |  | 0.00021542 |  | 0.00027166 |  | 4.9925e-05 |  | #VALUE! |  | 0 |  | 3.5356e-05 |  | -7.751e-05 |  | 0 |  | -0.00032137 |  | 3.0881e-05
| 0 |  | 0 |  | 0 |  | 0 |  | 0.00025946 |  | -0.00012831 |  | -0.00012831 |  | 0 |  | 0.00018574 |  | 0 |  | -0.00043826 |  | 0.00021183 |  | 3.562e-05 |  | #VALUE! |  | 0 |  | 4.0187e-05 |  | -3.6335e-06 |  | 0 |  | -0.00069978 |  | -0.00050372
| 0 |  | 0 |  | 0 |  | 0 |  | 0.00025947 |  | -0.0005798 |  | -0.0005798 |  | 0 |  | 0.00018573 |  | 0 |  | -0.00058283 |  | 0.00021183 |  | 2.56e-05 |  | #VALUE! |  | 0 |  | 4.0185e-05 |  | -0.00032338 |  | 0 |  | -0.00063576 |  | -0.00054191
| 0 |  | 0 |  | 0 |  | 0 |  | 0.00030949 |  | -0.00052676 |  | -0.00052676 |  | 0 |  | 0.00017364 |  | 0 |  | -0.00060105 |  | 0.00022673 |  | 6.8265e-05 |  | #VALUE! |  | 0 |  | 3.4584e-05 |  | -5.4504e-05 |  | 0 |  | -0.00048214 |  | 7.5573e-05
| 0 |  | 0 |  | 0 |  | 0 |  | 0.00030949 |  | -3.0981e-05 |  | -3.0981e-05 |  | 0 |  | 0.0001736 |  | 0 |  | -0.00020639 |  | 0.00022673 |  | 0.00010675 |  | #VALUE! |  | 0 |  | 3.4576e-05 |  | 9.5689e-05 |  | 0 |  | -0.0004076 |  | -0.00012638
| 0 |  | 0 |  | 0 |  | 0 |  | 0.00022305 |  | -0.00014447 |  | -0.00014447 |  | 0 |  | 0.00014207 |  | 0 |  | -0.00015652 |  | 0.00025355 |  | 4.6099e-05 |  | #VALUE! |  | 0 |  | 3.7784e-05 |  | -0.00030242 |  | 0 |  | -0.0003191 |  | -0.00036512
| 0 |  | 0 |  | 0 |  | 0 |  | 0.00022306 |  | -0.00085371 |  | -0.00085371 |  | 0 |  | 0.00014207 |  | 0 |  | -0.00036448 |  | 0.00025356 |  | 1.6317e-05 |  | #VALUE! |  | 0 |  | 3.7784e-05 |  | -0.00027698 |  | 0 |  | -0.00024594 |  | -0.00029191
| 0 |  | 0 |  | 0 |  | 0 |  | 0.0003165 |  | -0.00084275 |  | -0.00084275 |  | 0 |  | 0.00021493 |  | 0 |  | -0.0003044 |  | 3.7568e-05 |  | 0.0001182 |  | #VALUE! |  | 0 |  | 5.8829e-05 |  | -0.00030215 |  | 0 |  | -0.00030631 |  | -1.68e-05
| 0 |  | 0 |  | 0 |  | 0 |  | 0.00031651 |  | -0.0013749 |  | -0.0013749 |  | 0 |  | 0.00021493 |  | 0 |  | -0.00084576 |  | 3.7569e-05 |  | 0.00017518 |  | #VALUE! |  | 0 |  | 5.8829e-05 |  | -0.00045237 |  | 0 |  | -0.0015742 |  | -0.00015989
| 0 |  | 0 |  | 0 |  | 0 |  | 0.00055146 |  | -0.00084797 |  | -0.00084797 |  | 0 |  | 0.00021736 |  | 0 |  | -0.0015501 |  | 0.00015158 |  | 5.8089e-05 |  | #VALUE! |  | 0 |  | 2.5795e-05 |  | -0.00010781 |  | 0 |  | -0.0012654 |  | 0.0003177
| 0 |  | 0 |  | 0 |  | 0 |  | 0.00055148 |  | -0.00029525 |  | -0.00029525 |  | 0 |  | 0.00021735 |  | 0 |  | -0.0014334 |  | 0.00015159 |  | 0.00010448 |  | #VALUE! |  | 0 |  | 2.5794e-05 |  | -3.6342e-05 |  | 0 |  | -0.00087769 |  | 0.00021109
| 0 |  | 0 |  | 0 |  | 0 |  | 0.00019141 |  | -0.00071837 |  | -0.00071837 |  | 0 |  | 0.00010074 |  | 0 |  | -0.0010235 |  | 0.00047418 |  | 0.00016026 |  | #VALUE! |  | 0 |  | 5.1221e-05 |  | -0.00020109 |  | 0 |  | -0.00098817 |  | -0.00016132
| 0 |  | 0 |  | 0 |  | 0 |  | 0.00019142 |  | -0.00086438 |  | -0.00086438 |  | 0 |  | 0.00010076 |  | 0 |  | -0.0011618 |  | 0.00047419 |  | 9.156e-05 |  | #VALUE! |  | 0 |  | 5.1234e-05 |  | -0.00012841 |  | 0 |  | -0.00065436 |  | 0.00031177
| 0 |  | 0 |  | 0 |  | 0 |  | 0.00044699 |  | -0.00071572 |  | -0.00071572 |  | 0 |  | 0.00024529 |  | 0 |  | -0.0012153 |  | 0.00041242 |  | 2.2898e-05 |  | #VALUE! |  | 0 |  | 4.4462e-05 |  | -1.4537e-05 |  | 0 |  | -0.00091372 |  | 0.00022233
| 0 |  | 0 |  | 0 |  | 0 |  | 0.00044701 |  | -0.00031673 |  | -0.00031673 |  | 0 |  | 0.00024535 |  | 0 |  | -0.00062014 |  | 0.00041243 |  | 2.8351e-05 |  | #VALUE! |  | 0 |  | 4.4473e-05 |  | 4.7247e-05 |  | 0 |  | -0.00038256 |  | 0.00014386
| 0 |  | 0 |  | 0 |  | 0 |  | 0.00040445 |  | 3.3319e-05 |  | 3.3319e-05 |  | 0 |  | 0.00027814 |  | 0 |  | 4.5119e-05 |  | 0.00069689 |  | 9.9031e-05 |  | #VALUE! |  | 0 |  | 4.8408e-05 |  | 0.00057185 |  | 0 |  | 0.00020372 |  | 4.23e-05
| 0 |  | 0 |  | 0 |  | 0 |  | 0.00040446 |  | -0.00039538 |  | -0.00039538 |  | 0 |  | 0.00027807 |  | 0 |  | 1.7236e-05 |  | 0.00069691 |  | 0.00013893 |  | #VALUE! |  | 0 |  | 4.8396e-05 |  | 0.00049916 |  | 0 |  | -0.00074064 |  | -1.6586e-05
| 0 |  | 0 |  | 0 |  | 0 |  | 0.00023861 |  | -0.001038 |  | -0.001038 |  | 0 |  | 0.00010983 |  | 0 |  | -0.00050797 |  | 0.00039305 |  | 7.5545e-05 |  | #VALUE! |  | 0 |  | 3.1276e-05 |  | -0.00030283 |  | 0 |  | -0.0013186 |  | 5.8127e-05
| 0 |  | 0 |  | 0 |  | 0 |  | 0.00023861 |  | -0.00029607 |  | -0.00029607 |  | 0 |  | 0.00010983 |  | 0 |  | -0.0002642 |  | 0.00039306 |  | -2.0898e-06 |  | #VALUE! |  | 0 |  | 3.1276e-05 |  | -0.00024226 |  | 0 |  | -0.00028326 |  | 0.00025695
| 0 |  | 0 |  | 0 |  | 0 |  | 0.00024112 |  | -2.148e-05 |  | -2.148e-05 |  | 0 |  | 9.4077e-05 |  | 0 |  | -0.00049597 |  | 0 |  | -3.972e-05 |  | #VALUE! |  | 0 |  | 4.8916e-05 |  | 0.00014418 |  | 0 |  | 3.2259e-05 |  | -0.00019251
| 0 |  | 0 |  | 0 |  | 0 |  | 0.00024113 |  | -0.0003564 |  | -0.0003564 |  | 0 |  | 9.4101e-05 |  | 0 |  | -0.00064155 |  | 0 |  | -1.7527e-05 |  | #VALUE! |  | 0 |  | 4.8928e-05 |  | 0.00016721 |  | 0 |  | -0.00045234 |  | -0.00047542
| 0 |  | 0 |  | 0 |  | 0 |  | 0.00038668 |  | -0.00015958 |  | -0.00015958 |  | 0 |  | 0.00039596 |  | 0 |  | -0.00054105 |  | 0.00048312 |  | 4.5657e-05 |  | #VALUE! |  | 0 |  | 8.1382e-05 |  | 3.1503e-05 |  | 0 |  | -0.00060582 |  | -0.00032365
| 0 |  | 0 |  | 0 |  | 0 |  | 0.00038669 |  | -8.9402e-05 |  | -8.9402e-05 |  | 0 |  | 0.00039606 |  | 0 |  | -0.00039077 |  | 0.00048313 |  | 0.00010064 |  | #VALUE! |  | 0 |  | 8.1403e-05 |  | -0.00021689 |  | 0 |  | -0.0010424 |  | -0.00050378
| 0 |  | 0 |  | 0 |  | 0 |  | 0.00037955 |  | -0.00031505 |  | -0.00031505 |  | 0 |  | 0.00015061 |  | 0 |  | -6.8901e-05 |  | 0.000442 |  | 0.00015192 |  | #VALUE! |  | 0 |  | 3.3042e-05 |  | -0.00013693 |  | 0 |  | -0.0013769 |  | -0.00057092
| 0 |  | 0 |  | 0 |  | 0 |  | 0.00037956 |  | -3.1452e-05 |  | -3.1452e-05 |  | 0 |  | 0.00015065 |  | 0 |  | -0.00025165 |  | 0.00044201 |  | 0.00013019 |  | #VALUE! |  | 0 |  | 3.305e-05 |  | -3.8776e-05 |  | 0 |  | -0.00081689 |  | -0.00023215
| 0 |  | 0 |  | 0 |  | 0 |  | 0.00021352 |  | -0.0003854 |  | -0.0003854 |  | 0 |  | 0.00011971 |  | 0 |  | -0.00048943 |  | 0.00037244 |  | 0.00011905 |  | #VALUE! |  | 0 |  | 3.6352e-05 |  | 1.2117e-06 |  | 0 |  | -0.00077285 |  | 1.9644e-05
| 0 |  | 0 |  | 0 |  | 0 |  | 0.00021352 |  | -0.00072919 |  | -0.00072919 |  | 0 |  | 0.00011972 |  | 0 |  | -0.00057372 |  | 0.00037245 |  | 6.3722e-05 |  | #VALUE! |  | 0 |  | 3.6354e-05 |  | 0.00020116 |  | 0 |  | -0.0010233 |  | 5.772e-05
| 0 |  | 0 |  | 0 |  | 0 |  | 0.00039264 |  | -0.00041959 |  | -0.00041959 |  | 0 |  | 0.00022597 |  | 0 |  | -0.00057026 |  | 0.00042039 |  | 5.9399e-05 |  | #VALUE! |  | 0 |  | 2.8832e-05 |  | -0.00015605 |  | 0 |  | -0.00090976 |  | 0.0001925
| 0 |  | 0 |  | 0 |  | 0 |  | 0.00039265 |  | -0.00055068 |  | -0.00055068 |  | 0 |  | 0.00022597 |  | 0 |  | -5.3829e-05 |  | 0.00042041 |  | 0.00013471 |  | #VALUE! |  | 0 |  | 2.8832e-05 |  | -0.00056811 |  | 0 |  | -0.00068101 |  | 7.9339e-05
| 0 |  | 0 |  | 0 |  | 0 |  | 0.0005018 |  | -0.00057298 |  | -0.00057298 |  | 0 |  | 0.00022111 |  | 0 |  | 0.00038357 |  | 0.0001355 |  | 8.8742e-05 |  | #VALUE! |  | 0 |  | 4.4254e-05 |  | -0.0004496 |  | 0 |  | -0.0005346 |  | 4.1614e-05
| 0 |  | 0 |  | 0 |  | 0 |  | 0.00050182 |  | -0.00068769 |  | -0.00068769 |  | 0 |  | 0.00022111 |  | 0 |  | -7.6468e-05 |  | 0.0001355 |  | 1.8266e-05 |  | #VALUE! |  | 0 |  | 4.4254e-05 |  | -0.00051263 |  | 0 |  | -0.00038487 |  | -0.00011932
| 0 |  | 0 |  | 0 |  | 0 |  | 0.00032999 |  | -0.00067416 |  | -0.00067416 |  | 0 |  | 5.4469e-05 |  | 0 |  | -0.00026762 |  | 6.1333e-05 |  | -7.4251e-06 |  | #VALUE! |  | 0 |  | 5.1518e-05 |  | -0.0001721 |  | 0 |  | -0.00084688 |  | -0.00030972
| 0 |  | 0 |  | 0 |  | 0 |  | 0.00033 |  | -0.00044901 |  | -0.00044901 |  | 0 |  | 5.4456e-05 |  | 0 |  | -0.0002933 |  | 6.1335e-05 |  | 3.8538e-05 |  | #VALUE! |  | 0 |  | 5.1505e-05 |  | 0.00016483 |  | 0 |  | -0.0011399 |  | 0.00020496
| 0 |  | 0 |  | 0 |  | 0 |  | 0.00075796 |  | -0.00053776 |  | -0.00053776 |  | 0 |  | 0.00038279 |  | 0 |  | -2.8853e-05 |  | 0.00030733 |  | 6.3632e-05 |  | #VALUE! |  | 0 |  | 3.675e-05 |  | -0.00018785 |  | 0 |  | -0.00033843 |  | 0.00028853
| 0 |  | 0 |  | 0 |  | 0 |  | 0.00075798 |  | -0.00070014 |  | -0.00070014 |  | 0 |  | 0.0003828 |  | 0 |  | 0.00052609 |  | 0.00030733 |  | 8.8058e-05 |  | #VALUE! |  | 0 |  | 3.6752e-05 |  | -0.00019514 |  | 0 |  | -0.00059974 |  | -0.00047796
| 0 |  | 0 |  | 0 |  | 0 |  | 2.8625e-05 |  | -0.00078287 |  | -0.00078287 |  | 0 |  | 0.00033531 |  | 0 |  | 0.00062393 |  | 0.00021492 |  | 6.6886e-05 |  | #VALUE! |  | 0 |  | 5.4649e-05 |  | 3.5148e-05 |  | 0 |  | -0.0011771 |  | -0.00018371
| 0 |  | 0 |  | 0 |  | 0 |  | 2.8626e-05 |  | -0.00081962 |  | -0.00081962 |  | 0 |  | 0.0003354 |  | 0 |  | -0.00042086 |  | 0.00021492 |  | 4.5228e-05 |  | #VALUE! |  | 0 |  | 5.4663e-05 |  | -3.3937e-05 |  | 0 |  | -0.0014111 |  | 6.5993e-05
| 0 |  | 0 |  | 0 |  | 0 |  | 0.00035841 |  | -0.00053648 |  | -0.00053648 |  | 0 |  | 0.00023702 |  | 0 |  | -0.00039452 |  | 0.00042756 |  | 0.00013614 |  | #VALUE! |  | 0 |  | 2.5585e-05 |  | -9.212e-05 |  | 0 |  | -0.00082744 |  | -4.7442e-05
| 0 |  | 0 |  | 0 |  | 0 |  | 0.00035842 |  | -0.00058902 |  | -0.00058902 |  | 0 |  | 0.00023696 |  | 0 |  | -4.7028e-05 |  | 0.00042757 |  | 6.9877e-05 |  | #VALUE! |  | 0 |  | 2.5579e-05 |  | -0.00028969 |  | 0 |  | -0.0011277 |  | -0.00030592
| 0 |  | 0 |  | 0 |  | 0 |  | 0.00043744 |  | -0.00091034 |  | -0.00091034 |  | 0 |  | 6.0783e-05 |  | 0 |  | -0.00028166 |  | 0.00018172 |  | 0.00010319 |  | #VALUE! |  | 0 |  | 4.2346e-05 |  | -0.0002897 |  | 0 |  | -0.0014163 |  | -0.00070916
| 0 |  | 0 |  | 0 |  | 0 |  | 0.00043745 |  | -0.0011474 |  | -0.0011474 |  | 0 |  | 6.078e-05 |  | 0 |  | -0.00056135 |  | 0.00018172 |  | 0.00014957 |  | #VALUE! |  | 0 |  | 4.2345e-05 |  | -9.3336e-05 |  | 0 |  | -0.0008275 |  | -0.00033156
| 0 |  | 0 |  | 0 |  | 0 |  | 0.00027217 |  | -0.00060313 |  | -0.00060313 |  | 0 |  | 0.00051537 |  | 0 |  | -0.00058347 |  | 0.00055505 |  | 6.2679e-05 |  | #VALUE! |  | 0 |  | 5.3343e-05 |  | -0.00011031 |  | 0 |  | 0.0003777 |  | 9.4117e-05
| 0 |  | 0 |  | 0 |  | 0 |  | 0.00027218 |  | 1.7503e-05 |  | 1.7503e-05 |  | 0 |  | 0.00051524 |  | 0 |  | 0.00019884 |  | 0.00055506 |  | 6.0071e-05 |  | #VALUE! |  | 0 |  | 5.333e-05 |  | -0.00036972 |  | 0 |  | 0.0012268 |  | 0.00025327
| 0 |  | 0 |  | 0 |  | 0 |  | 0.00025784 |  | -0.00016487 |  | -0.00016487 |  | 0 |  | 9.3101e-05 |  | 0 |  | 0.00067488 |  | 0.00013615 |  | 5.1674e-05 |  | #VALUE! |  | 0 |  | 4.7164e-05 |  | -0.00052612 |  | 0 |  | -0.00042307 |  | 0.00038637
| 0 |  | 0 |  | 0 |  | 0 |  | 0.00025785 |  | -0.00048897 |  | -0.00048897 |  | 0 |  | 9.3097e-05 |  | 0 |  | 0.00018738 |  | 0.00013615 |  | 4.1027e-05 |  | #VALUE! |  | 0 |  | 4.7162e-05 |  | -0.00025215 |  | 0 |  | -0.00075544 |  | 0.0003434
| 0 |  | 0 |  | 0 |  | 0 |  | 0.00030903 |  | -0.00070591 |  | -0.00070591 |  | 0 |  | 0.00038045 |  | 0 |  | -0.00055039 |  | 0.00030223 |  | 6.9757e-05 |  | #VALUE! |  | 0 |  | 2.625e-05 |  | -0.00029095 |  | 0 |  | -0.00022564 |  | 0.00032429
| 0 |  | 0 |  | 0 |  | 0 |  | 0.00030903 |  | -0.00095205 |  | -0.00095205 |  | 0 |  | 0.00038047 |  | 0 |  | -0.00022314 |  | 0.00030224 |  | 0.00016009 |  | #VALUE! |  | 0 |  | 2.6251e-05 |  | -0.00026792 |  | 0 |  | -0.00094106 |  | -4.7122e-05
| 0 |  | 0 |  | 0 |  | 0 |  | 0.00060362 |  | -0.00059794 |  | -0.00059794 |  | 0 |  | 0.0001568 |  | 0 |  | 0.0005428 |  | 0.00026979 |  | 0.00012991 |  | #VALUE! |  | 0 |  | 4.2014e-05 |  | 3.8795e-05 |  | 0 |  | -0.0007344 |  | -0.00047186
| 0 |  | 0 |  | 0 |  | 0 |  | 0.00060364 |  | -0.0003711 |  | -0.0003711 |  | 0 |  | 0.0001568 |  | 0 |  | 0.00040819 |  | 0.0002698 |  | 0.00011619 |  | #VALUE! |  | 0 |  | 4.2014e-05 |  | 4.9706e-05 |  | 0 |  | -0.0010405 |  | -0.00015915
| 0 |  | 0 |  | 0 |  | 0 |  | 0.00037393 |  | -0.00074609 |  | -0.00074609 |  | 0 |  | 0.00020183 |  | 0 |  | -0.00034163 |  | 0.00049184 |  | 0.00015519 |  | #VALUE! |  | 0 |  | 3.1565e-05 |  | -8.3656e-05 |  | 0 |  | -0.0015906 |  | -0.00013259
| 0 |  | 0 |  | 0 |  | 0 |  | 0.00037394 |  | -0.0005783 |  | -0.0005783 |  | 0 |  | 0.00020177 |  | 0 |  | -0.00034714 |  | 0.00049185 |  | 6.1567e-05 |  | #VALUE! |  | 0 |  | 3.1556e-05 |  | -0.00034796 |  | 0 |  | -0.00046869 |  | 7.4346e-05
| 0 |  | 0 |  | 0 |  | 0 |  | 0.00044643 |  | -0.00068966 |  | -0.00068966 |  | 0 |  | 0.00035866 |  | 0 |  | -0.00013231 |  | 0.0003033 |  | 4.7854e-05 |  | #VALUE! |  | 0 |  | 2.145e-05 |  | -0.00049468 |  | 0 |  | -0.00080817 |  | -6.3161e-05
| 0 |  | 0 |  | 0 |  | 0 |  | 0.00044645 |  | -7.4055e-05 |  | -7.4055e-05 |  | 0 |  | 0.00035859 |  | 0 |  | -0.00012538 |  | 0.00030331 |  | 7.8402e-05 |  | #VALUE! |  | 0 |  | 2.1446e-05 |  | -0.00012731 |  | 0 |  | -0.0011046 |  | 0.00014125
| 0 |  | 0 |  | 0 |  | 0 |  | 0.00024276 |  | -0.00014897 |  | -0.00014897 |  | 0 |  | 0.0002079 |  | 0 |  | -0.00054614 |  | 0.00049438 |  | 0.00013825 |  | #VALUE! |  | 0 |  | 2.9411e-05 |  | 0.00012367 |  | 0 |  | -0.00030279 |  | 0.00016291
| 0 |  | 0 |  | 0 |  | 0 |  | 0.00024277 |  | -0.00057489 |  | -0.00057489 |  | 0 |  | 0.0002079 |  | 0 |  | -0.00070356 |  | 0.00049439 |  | 8.4369e-05 |  | #VALUE! |  | 0 |  | 2.9411e-05 |  | -0.0002316 |  | 0 |  | -0.00068443 |  | -0.0003572
| 0 |  | 0 |  | 0 |  | 0 |  | 0.00074667 |  | -0.00014387 |  | -0.00014387 |  | 0 |  | 8.5742e-05 |  | 0 |  | -0.00022512 |  | 0.00011677 |  | 1.3111e-05 |  | #VALUE! |  | 0 |  | 3.4656e-05 |  | -0.00010064 |  | 0 |  | -0.0011601 |  | -0.00013789
| 0 |  | 0 |  | 0 |  | 0 |  | 0.00074669 |  | -0.0012091 |  | -0.0012091 |  | 0 |  | 8.5738e-05 |  | 0 |  | -0.00026345 |  | 0.00011677 |  | -1.1191e-05 |  | #VALUE! |  | 0 |  | 3.4654e-05 |  | 0.00010185 |  | 0 |  | -0.0016275 |  | -0.00046203
| 0 |  | 0 |  | 0 |  | 0 |  | 0.00027137 |  | -0.0013113 |  | -0.0013113 |  | 0 |  | 0.00019697 |  | 0 |  | -0.00044801 |  | 5.1615e-05 |  | -2.6407e-05 |  | #VALUE! |  | 0 |  | 2.5943e-05 |  | 0.00031891 |  | 0 |  | -0.0015408 |  | -0.00042403
| 0 |  | 0 |  | 0 |  | 0 |  | 0.00027138 |  | -0.00047079 |  | -0.00047079 |  | 0 |  | 0.00019696 |  | 0 |  | -0.00063787 |  | 5.1617e-05 |  | 2.1726e-05 |  | #VALUE! |  | 0 |  | 2.5942e-05 |  | 0.00088106 |  | 0 |  | -0.0012919 |  | -0.00039426
| 0 |  | 0 |  | 0 |  | 0 |  | 0.00045145 |  | -7.4384e-05 |  | -7.4384e-05 |  | 0 |  | 0.00020675 |  | 0 |  | -3.1868e-05 |  | 0.00040771 |  | 7.7655e-05 |  | #VALUE! |  | 0 |  | 6.1722e-05 |  | 0.00029781 |  | 0 |  | -0.0012159 |  | -0.000342
| 0 |  | 0 |  | 0 |  | 0 |  | 0.00045146 |  | -0.00015466 |  | -0.00015466 |  | 0 |  | 0.00020669 |  | 0 |  | 7.0859e-05 |  | 0.00040772 |  | 7.6203e-05 |  | #VALUE! |  | 0 |  | 6.1705e-05 |  | -0.00017948 |  | 0 |  | -0.001336 |  | 0.0001757
| 0 |  | 0 |  | 0 |  | 0 |  | 8.4483e-06 |  | -0.00064716 |  | -0.00064716 |  | 0 |  | 7.3129e-05 |  | 0 |  | -0.00062168 |  | 0.00019198 |  | 7.2544e-05 |  | #VALUE! |  | 0 |  | 4.3826e-05 |  | -1.0914e-05 |  | 0 |  | -0.0016248 |  | 0.00022508
| 0 |  | 0 |  | 0 |  | 0 |  | 8.4485e-06 |  | -0.00021369 |  | -0.00021369 |  | 0 |  | 7.3132e-05 |  | 0 |  | -0.00040175 |  | 0.00019199 |  | 9.1829e-05 |  | #VALUE! |  | 0 |  | 4.3827e-05 |  | -0.00015281 |  | 0 |  | -0.0011384 |  | 0.00023085
| 0 |  | 0 |  | 0 |  | 0 |  | 0.0002718 |  | 0.00040875 |  | 0.00040875 |  | 0 |  | 0.00051428 |  | 0 |  | -0.00049471 |  | 0.00065211 |  | 6.4087e-05 |  | #VALUE! |  | 0 |  | 4.3191e-05 |  | -0.0002474 |  | 0 |  | 0.00020259 |  | 0.00071906
| 0 |  | 0 |  | 0 |  | 0 |  | 0.0002718 |  | -0.00055272 |  | -0.00055272 |  | 0 |  | 0.00051443 |  | 0 |  | -0.00029773 |  | 0.00065213 |  | 9.4699e-05 |  | #VALUE! |  | 0 |  | 4.3204e-05 |  | -0.00073735 |  | 0 |  | -0.00049181 |  | 0.00013679
| 0 |  | 0 |  | 0 |  | 0 |  | 0.0006201 |  | -0.0010076 |  | -0.0010076 |  | 0 |  | 0.00040375 |  | 0 |  | 9.2855e-05 |  | 0.00077335 |  | 5.8823e-05 |  | #VALUE! |  | 0 |  | 5.41e-05 |  | -0.000587 |  | 0 |  | -0.0012653 |  | -0.00028304
| 0 |  | 0 |  | 0 |  | 0 |  | 0.00062011 |  | 0.00050083 |  | 0.00050083 |  | 0 |  | 0.00040376 |  | 0 |  | 0.00044692 |  | 0.00077337 |  | 7.7147e-05 |  | #VALUE! |  | 0 |  | 5.4102e-05 |  | -3.032e-05 |  | 0 |  | -0.000359 |  | 0.00046732
| 0 |  | 0 |  | 0 |  | 0 |  | 0.00046582 |  | 0.00076328 |  | 0.00076328 |  | 0 |  | 0.00023356 |  | 0 |  | 0.00036311 |  | 0.00031492 |  | 0.00014222 |  | #VALUE! |  | 0 |  | 4.5429e-05 |  | -0.0001419 |  | 0 |  | -0.00055821 |  | 0.00029129
| 0 |  | 0 |  | 0 |  | 0 |  | 0.00046583 |  | -0.00022923 |  | -0.00022923 |  | 0 |  | 0.00023349 |  | 0 |  | -8.0863e-05 |  | 0.00031493 |  | 0.00013366 |  | #VALUE! |  | 0 |  | 4.5416e-05 |  | 6.9135e-05 |  | 0 |  | -0.0010041 |  | -9.8212e-05
| 0 |  | 0 |  | 0 |  | 0 |  | 0.00014372 |  | -0.000314 |  | -0.000314 |  | 0 |  | 0.00030039 |  | 0 |  | 2.2609e-05 |  | 0.00022353 |  | 4.6151e-05 |  | #VALUE! |  | 0 |  | 3.5855e-05 |  | 7.0348e-05 |  | 0 |  | -0.0010574 |  | -0.00039001
| 0 |  | 0 |  | 0 |  | 0 |  | 0.00014372 |  | -0.00012145 |  | -0.00012145 |  | 0 |  | 0.00030045 |  | 0 |  | -0.00022207 |  | 0.00022353 |  | 6.5051e-05 |  | #VALUE! |  | 0 |  | 3.5863e-05 |  | 8.4903e-06 |  | 0 |  | -0.0011033 |  | -0.00039978
| 0 |  | 0 |  | 0 |  | 0 |  | 0.0001321 |  | -0.00035778 |  | -0.00035778 |  | 0 |  | 0.00021896 |  | 0 |  | -0.00030279 |  | 0.00027294 |  | 9.618e-05 |  | #VALUE! |  | 0 |  | 6.8497e-05 |  | 0.00013706 |  | 0 |  | -0.00042264 |  | 6.7855e-05
| 0 |  | 0 |  | 0 |  | 0 |  | 0.0001321 |  | -0.00097938 |  | -0.00097938 |  | 0 |  | 0.0002189 |  | 0 |  | -7.6921e-05 |  | 0.00027295 |  | 3.939e-05 |  | #VALUE! |  | 0 |  | 6.8478e-05 |  | 0.00023896 |  | 0 |  | 0.0002472 |  | 8.9386e-05
| 0 |  | 0 |  | 0 |  | 0 |  | 0.00050393 |  | -0.00076356 |  | -0.00076356 |  | 0 |  | 0.00050118 |  | 0 |  | -0.00043787 |  | 0.0006858 |  | 0.00014921 |  | #VALUE! |  | 0 |  | 2.9388e-05 |  | -0.00012202 |  | 0 |  | -0.00038043 |  | -0.00022542
| 0 |  | 0 |  | 0 |  | 0 |  | 0.00050394 |  | -0.00038427 |  | -0.00038427 |  | 0 |  | 0.00050116 |  | 0 |  | -0.00068649 |  | 0.00068582 |  | 0.00013368 |  | #VALUE! |  | 0 |  | 2.9387e-05 |  | -0.00025911 |  | 0 |  | -0.0010869 |  | -0.00030642
| 0 |  | 0 |  | 0 |  | 0 |  | 0.00019984 |  | -0.00080634 |  | -0.00080634 |  | 0 |  | 0 |  | 0 |  | -0.0011039 |  | 0.00046507 |  | -1.3997e-05 |  | #VALUE! |  | 0 |  | 3.2723e-05 |  | 0.00020258 |  | 0 |  | -0.001319 |  | -0.00059333
| 0 |  | 0 |  | 0 |  | 0 |  | 0.00019985 |  | -0.00082499 |  | -0.00082499 |  | 0 |  | 0 |  | 0 |  | -0.00032463 |  | 0.00046508 |  | 7.852e-06 |  | #VALUE! |  | 0 |  | 3.2723e-05 |  | 0.00032874 |  | 0 |  | -0.00067065 |  | -0.00051852
| 0 |  | 0 |  | 0 |  | 0 |  | 0.00063022 |  | 0.0001695 |  | 0.0001695 |  | 0 |  | 0.00047573 |  | 0 |  | 0.00046823 |  | 0.0005408 |  | 7.31e-05 |  | #VALUE! |  | 0 |  | 6.8885e-05 |  | 0.00058593 |  | 0 |  | 0.000884 |  | 0.00011824
| 0 |  | 0 |  | 0 |  | 0 |  | 0.00063024 |  | 0.00023281 |  | 0.00023281 |  | 0 |  | 0.00047563 |  | 0 |  | 0.00035158 |  | 0.00054081 |  | -1.6371e-05 |  | #VALUE! |  | 0 |  | 6.8871e-05 |  | -9.8265e-05 |  | 0 |  | -5.3201e-05 |  | 3.7098e-05
| 0 |  | 0 |  | 0 |  | 0 |  | 0.00041904 |  | -3.589e-05 |  | -3.589e-05 |  | 0 |  | 0.00032844 |  | 0 |  | 0.00052391 |  | 0.00026978 |  | -1.036e-05 |  | #VALUE! |  | 0 |  | 3.4124e-05 |  | -0.00058229 |  | 0 |  | -0.00071165 |  | -0.00019404
| 0 |  | 0 |  | 0 |  | 0 |  | 0.00041905 |  | -0.00045943 |  | -0.00045943 |  | 0 |  | 0.00032851 |  | 0 |  | -0.00086994 |  | 0.00026978 |  | 0.0001066 |  | #VALUE! |  | 0 |  | 3.4131e-05 |  | -6.066e-05 |  | 0 |  | -0.0011885 |  | -0.00076795
| 0 |  | 0 |  | 0 |  | 0 |  | 0.00039247 |  | -0.00030189 |  | -0.00030189 |  | 0 |  | 0.00040396 |  | 0 |  | -0.0010912 |  | 0.00048109 |  | 9.9111e-05 |  | #VALUE! |  | 0 |  | 4.6589e-05 |  | -9.2203e-05 |  | 0 |  | -0.00096869 |  | -0.00033233
| 0 |  | 0 |  | 0 |  | 0 |  | 0.00039248 |  | 8.7162e-05 |  | 8.7162e-05 |  | 0 |  | 0.00040386 |  | 0 |  | -0.00061168 |  | 0.0004811 |  | 0.00016694 |  | #VALUE! |  | 0 |  | 4.6578e-05 |  | -0.00034334 |  | 0 |  | 0.00021857 |  | 0.00059969
| 0 |  | 0 |  | 0 |  | 0 |  | 0.00013637 |  | -0.0008884 |  | -0.0008884 |  | 0 |  | 8.1202e-05 |  | 0 |  | -0.00018679 |  | 0.00034283 |  | 0.00016929 |  | #VALUE! |  | 0 |  | 2.9257e-05 |  | -1.6986e-05 |  | 0 |  | -0.0012035 |  | -0.00010837
| 0 |  | 0 |  | 0 |  | 0 |  | 0.00013637 |  | -0.00086171 |  | -0.00086171 |  | 0 |  | 8.1206e-05 |  | 0 |  | -0.00021849 |  | 0.00034284 |  | 0.00013478 |  | #VALUE! |  | 0 |  | 2.9258e-05 |  | 4.9745e-05 |  | 0 |  | -0.0011655 |  | -6.2358e-06
| 0 |  | 0 |  | 0 |  | 0 |  | 0.00076014 |  | -0.00099502 |  | -0.00099502 |  | 0 |  | 0 |  | 0 |  | -0.0014292 |  | 0.00016485 |  | 0.00010738 |  | #VALUE! |  | 0 |  | 3.1156e-05 |  | -0.0005343 |  | 0 |  | -0.00082043 |  | -6.3807e-05
| 0 |  | 0 |  | 0 |  | 0 |  | 0.00076016 |  | -0.00099718 |  | -0.00099718 |  | 0 |  | 0 |  | 0 |  | -0.0011877 |  | 0.00016485 |  | 3.8637e-05 |  | #VALUE! |  | 0 |  | 3.1164e-05 |  | -0.00021766 |  | 0 |  | -0.00044408 |  | -0.0002388
| 0 |  | 0 |  | 0 |  | 0 |  | 0.00030027 |  | -0.00029733 |  | -0.00029733 |  | 0 |  | 0.00013992 |  | 0 |  | 0.00042057 |  | 0 |  | 2.4455e-05 |  | #VALUE! |  | 0 |  | 2.5166e-05 |  | 0.00052053 |  | 0 |  | -3.0025e-05 |  | 0.00015893
| 0 |  | 0 |  | 0 |  | 0 |  | 0.00030028 |  | -0.00055221 |  | -0.00055221 |  | 0 |  | 0.00013993 |  | 0 |  | 0.0012908 |  | 0 |  | 4.9285e-05 |  | #VALUE! |  | 0 |  | 2.5167e-05 |  | 0.00011648 |  | 0 |  | -0.0003925 |  | 9.7902e-05
| 0 |  | 0 |  | 0 |  | 0 |  | 0.00083363 |  | -0.000201 |  | -0.000201 |  | 0 |  | 0.00059879 |  | 0 |  | 0.00053747 |  | 0.0006266 |  | 0.00012395 |  | #VALUE! |  | 0 |  | 4.9333e-05 |  | 0.00013954 |  | 0 |  | 0.00015206 |  | 0.00052054
| 0 |  | 0 |  | 0 |  | 0 |  | 0.00083365 |  | 0.00037737 |  | 0.00037737 |  | 0 |  | 0.00059864 |  | 0 |  | 8.3627e-05 |  | 0.00062661 |  | 0.00012157 |  | #VALUE! |  | 0 |  | 4.9321e-05 |  | 7.4017e-05 |  | 0 |  | -0.000132 |  | 0.00035573
| 0 |  | 0 |  | 0 |  | 0 |  | 0.00048072 |  | -0.00026694 |  | -0.00026694 |  | 0 |  | 0.00038457 |  | 0 |  | 0.0007584 |  | 0.00034275 |  | 7.6968e-05 |  | #VALUE! |  | 0 |  | 3.1296e-05 |  | -0.00030336 |  | 0 |  | -0.00061681 |  | 0.00011105
| 0 |  | 0 |  | 0 |  | 0 |  | 0.00048073 |  | -0.0012801 |  | -0.0012801 |  | 0 |  | 0.00038459 |  | 0 |  | 0.00047471 |  | 0.00034276 |  | 0.00013799 |  | #VALUE! |  | 0 |  | 3.1298e-05 |  | -0.00047691 |  | 0 |  | -0.00097994 |  | -0.00032075
| 0 |  | 0 |  | 0 |  | 0 |  | 0.00084915 |  | -0.0015342 |  | -0.0015342 |  | 0 |  | 3.3662e-05 |  | 0 |  | 0.0004417 |  | 0.00023217 |  | 0.00016359 |  | #VALUE! |  | 0 |  | 4.8255e-05 |  | -0.00077569 |  | 0 |  | -0.0017266 |  | -0.00031657
| 0 |  | 0 |  | 0 |  | 0 |  | 0.00084917 |  | -0.0016029 |  | -0.0016029 |  | 0 |  | 3.3662e-05 |  | 0 |  | -0.00067458 |  | 0.00023218 |  | 0.00011929 |  | #VALUE! |  | 0 |  | 4.8255e-05 |  | -0.00059008 |  | 0 |  | -0.0016202 |  | 0.00042391
| 0 |  | 0 |  | 0 |  | 0 |  | 0.00043919 |  | -0.0018373 |  | -0.0018373 |  | 0 |  | 0.00025315 |  | 0 |  | -0.0016944 |  | 0.00066399 |  | 0.00011447 |  | #VALUE! |  | 0 |  | 2.6526e-05 |  | -0.00017232 |  | 0 |  | -0.0017476 |  | 0.0002815
| 0 |  | 0 |  | 0 |  | 0 |  | 0.0004392 |  | -0.0010749 |  | -0.0010749 |  | 0 |  | 0.00025315 |  | 0 |  | -0.00084049 |  | 0.00066401 |  | 8.9186e-05 |  | #VALUE! |  | 0 |  | 2.6526e-05 |  | 5.5823e-05 |  | 0 |  | -0.0020099 |  | -0.00034186
| 0 |  | 0 |  | 0 |  | 0 |  | 0.00085364 |  | -0.00046087 |  | -0.00046087 |  | 0 |  | 0.00067422 |  | 0 |  | -2.5298e-05 |  | 0.0010395 |  | 7.5541e-05 |  | #VALUE! |  | 0 |  | 4.9483e-05 |  | -0.00019175 |  | 0 |  | -0.00047613 |  | 0.00031831
| 0 |  | 0 |  | 0 |  | 0 |  | 0.00085366 |  | -0.00034268 |  | -0.00034268 |  | 0 |  | 0.00067441 |  | 0 |  | -0.0008032 |  | 0.0010395 |  | 0.00010515 |  | #VALUE! |  | 0 |  | 4.9498e-05 |  | -0.00013228 |  | 0 |  | -5.6202e-05 |  | 0.00022834
| 0 |  | 0 |  | 0 |  | 0 |  | 0.0009182 |  | -0.0002583 |  | -0.0002583 |  | 0 |  | 0.00014726 |  | 0 |  | -0.0013346 |  | 0.000344 |  | 0.00011582 |  | #VALUE! |  | 0 |  | 3.483e-05 |  | 2.4273e-05 |  | 0 |  | -0.0017023 |  | -0.00044459
| 0 |  | 0 |  | 0 |  | 0 |  | 0.00091822 |  | -0.0005987 |  | -0.0005987 |  | 0 |  | 0.0001473 |  | 0 |  | -0.00078646 |  | 0.00034401 |  | 4.9063e-05 |  | #VALUE! |  | 0 |  | 3.4838e-05 |  | -0.00017477 |  | 0 |  | -0.0013577 |  | -0.00012274
| 0 |  | 0 |  | 0 |  | 0 |  | 0.00036676 |  | -0.0014138 |  | -0.0014138 |  | 0 |  | 0 |  | 0 |  | -0.0022718 |  | 0.0004421 |  | 2.9326e-05 |  | #VALUE! |  | 0 |  | 2.7643e-05 |  | -0.0005035 |  | 0 |  | -0.0022075 |  | -0.00069821
| 0 |  | 0 |  | 0 |  | 0 |  | 0.00036677 |  | -0.0015941 |  | -0.0015941 |  | 0 |  | 0 |  | 0 |  | -0.0011678 |  | 0.00044211 |  | 7.4164e-05 |  | #VALUE! |  | 0 |  | 2.7643e-05 |  | -0.00059089 |  | 0 |  | -0.002882 |  | -0.00098155
| 0 |  | 0 |  | 0 |  | 0 |  | 0.00034316 |  | -0.0011567 |  | -0.0011567 |  | 0 |  | 0.00023738 |  | 0 |  | 0.00066197 |  | 0.00025441 |  | 5.2353e-05 |  | #VALUE! |  | 0 |  | 4.0169e-05 |  | -0.00050613 |  | 0 |  | -0.0018488 |  | -0.00067041
| 0 |  | 0 |  | 0 |  | 0 |  | 0.00034317 |  | -0.00074702 |  | -0.00074702 |  | 0 |  | 0.00023738 |  | 0 |  | 0.00020852 |  | 0.00025441 |  | 5.4442e-05 |  | #VALUE! |  | 0 |  | 4.0169e-05 |  | -7.0398e-05 |  | 0 |  | -0.00089372 |  | 4.683e-06
| 0 |  | 0 |  | 0 |  | 0 |  | 0.00049244 |  | -0.00049615 |  | -0.00049615 |  | 0 |  | 0.0002946 |  | 0 |  | -0.0010822 |  | 0.00038118 |  | 1.6685e-05 |  | #VALUE! |  | 0 |  | 4.9267e-05 |  | 0.00038113 |  | 0 |  | -0.00051879 |  | 0.00055831
| 0 |  | 0 |  | 0 |  | 0 |  | 0.00049245 |  | -0.0010073 |  | -0.0010073 |  | 0 |  | 0.0002946 |  | 0 |  | -0.0015284 |  | 0.00038119 |  | 2.0892e-05 |  | #VALUE! |  | 0 |  | 4.9267e-05 |  | 2.1848e-05 |  | 0 |  | -0.0012118 |  | 0.00044446
| 0 |  | 0 |  | 0 |  | 0 |  | 0.00098353 |  | -0.00073576 |  | -0.00073576 |  | 0 |  | 0.00046868 |  | 0 |  | 9.8024e-05 |  | 0.00048547 |  | 7.2441e-05 |  | #VALUE! |  | 0 |  | 5.2837e-05 |  | -0.00054758 |  | 0 |  | -0.00083958 |  | -9.9092e-05
| 0 |  | 0 |  | 0 |  | 0 |  | 0.00098356 |  | -0.00091945 |  | -0.00091945 |  | 0 |  | 0.0004688 |  | 0 |  | 0.00092997 |  | 0.00048548 |  | 0.00013804 |  | #VALUE! |  | 0 |  | 5.285e-05 |  | -0.00070052 |  | 0 |  | -0.0017111 |  | -0.0010594
| 0 |  | 0 |  | 0 |  | 0 |  | 0.00063064 |  | -0.0010262 |  | -0.0010262 |  | 0 |  | 4.6956e-05 |  | 0 |  | -0.00017013 |  | 0.00059376 |  | 0.00017677 |  | #VALUE! |  | 0 |  | 3.1064e-05 |  | -0.00026099 |  | 0 |  | -0.002754 |  | -0.00089542
| 0 |  | 0 |  | 0 |  | 0 |  | 0.00063066 |  | -0.00085089 |  | -0.00085089 |  | 0 |  | 4.6971e-05 |  | 0 |  | -0.00087977 |  | 0.00059377 |  | 0.00018034 |  | #VALUE! |  | 0 |  | 3.1074e-05 |  | -0.00018694 |  | 0 |  | -0.0026644 |  | -0.00063404
| 0 |  | 0 |  | 0 |  | 0 |  | 0.0013089 |  | -0.0011361 |  | -0.0011361 |  | 0 |  | 0.00054429 |  | 0 |  | -0.00046061 |  | 0.00037641 |  | 0.00019944 |  | #VALUE! |  | 0 |  | 3.2351e-05 |  | -0.00027191 |  | 0 |  | -0.0010005 |  | -0.00024598
| 0 |  | 0 |  | 0 |  | 0 |  | 0.001309 |  | -0.00133 |  | -0.00133 |  | 0 |  | 0.00054429 |  | 0 |  | -0.00037345 |  | 0.00037642 |  | 0.00011831 |  | #VALUE! |  | 0 |  | 3.2351e-05 |  | -0.0002598 |  | 0 |  | -0.00014967 |  | 0.00035286
| 0 |  | 0 |  | 0 |  | 0 |  | 0.00089672 |  | -0.001176 |  | -0.001176 |  | 0 |  | 0.00021552 |  | 0 |  | 0.00053815 |  | 0.00017643 |  | 5.5164e-05 |  | #VALUE! |  | 0 |  | 1.1706e-05 |  | -3.6419e-05 |  | 0 |  | -0.00030069 |  | -0.00011491
| 0 |  | 0 |  | 0 |  | 0 |  | 0.00089674 |  | -0.00072368 |  | -0.00072368 |  | 0 |  | 0.00021552 |  | 0 |  | 0.00017043 |  | 0.00017643 |  | 1.644e-05 |  | #VALUE! |  | 0 |  | 1.1706e-05 |  | 3.1564e-05 |  | 0 |  | -0.0008116 |  | -0.00066176
| 0 |  | 0 |  | 0 |  | 0 |  | 0.00043128 |  | -0.0007509 |  | -0.0007509 |  | 0 |  | 0.00025449 |  | 0 |  | -0.00048603 |  | 0.00012919 |  | 1.5283e-05 |  | #VALUE! |  | 0 |  | 3.268e-05 |  | 0.00012019 |  | 0 |  | -0.0013554 |  | -0.001127
| 0 |  | 0 |  | 0 |  | 0 |  | 0.00043129 |  | -0.0013163 |  | -0.0013163 |  | 0 |  | 0.00025449 |  | 0 |  | 0.00017228 |  | 0.00012919 |  | 0.00010872 |  | #VALUE! |  | 0 |  | 3.268e-05 |  | -0.00014204 |  | 0 |  | -0.0012772 |  | -0.00090393
| 0 |  | 0 |  | 0 |  | 0 |  | 0.00061136 |  | -0.001522 |  | -0.001522 |  | 0 |  | 0.00026667 |  | 0 |  | 7.5318e-05 |  | 0.00041196 |  | 0.00017329 |  | #VALUE! |  | 0 |  | 4.7335e-05 |  | -0.00058517 |  | 0 |  | -0.0014572 |  | -0.00022101
| 0 |  | 0 |  | 0 |  | 0 |  | 0.00061138 |  | -0.00084578 |  | -0.00084578 |  | 0 |  | 0.00026673 |  | 0 |  | 1.5045e-05 |  | 0.00041197 |  | 0.00017172 |  | #VALUE! |  | 0 |  | 4.7347e-05 |  | -0.00015905 |  | 0 |  | -0.00046826 |  | 0.00013647
| 0 |  | 0 |  | 0 |  | 0 |  | 0.00061442 |  | -0.00096 |  | -0.00096 |  | 0 |  | 0.00044566 |  | 0 |  | -0.00074392 |  | 0.00098236 |  | 0.00013025 |  | #VALUE! |  | 0 |  | 4.0934e-05 |  | -4.3709e-05 |  | 0 |  | 0.00022192 |  | 0.00049954
| 0 |  | 0 |  | 0 |  | 0 |  | 0.00061443 |  | -0.00011309 |  | -0.00011309 |  | 0 |  | 0.00044577 |  | 0 |  | -0.00010036 |  | 0.00098238 |  | 0.00017616 |  | #VALUE! |  | 0 |  | 4.0944e-05 |  | -0.00010806 |  | 0 |  | -2.1164e-05 |  | -0.00024301
| 0 |  | 0 |  | 0 |  | 0 |  | 0.00027398 |  | 0.00040687 |  | 0.00040687 |  | 0 |  | 4.6942e-05 |  | 0 |  | 0.0012206 |  | 0.00030652 |  | 0.00022062 |  | #VALUE! |  | 0 |  | 3.8144e-05 |  | -4.7352e-05 |  | 0 |  | -0.00075374 |  | -0.00065511
| 0 |  | 0 |  | 0 |  | 0 |  | 0.00027399 |  | -0.00085386 |  | -0.00085386 |  | 0 |  | 4.6942e-05 |  | 0 |  | 0.00045228 |  | 0.00030652 |  | 0.00015037 |  | #VALUE! |  | 0 |  | 3.8144e-05 |  | -0.00062896 |  | 0 |  | -0.0018538 |  | -0.00015431
| 0 |  | 0 |  | 0 |  | 0 |  | 0.00090423 |  | -0.0012689 |  | -0.0012689 |  | 0 |  | 0.0003325 |  | 0 |  | 5.628e-05 |  | 0.00052448 |  | 7.86e-05 |  | #VALUE! |  | 0 |  | 2.9065e-05 |  | -0.00054641 |  | 0 |  | -0.0019947 |  | -0.00018442
| 0 |  | 0 |  | 0 |  | 0 |  | 0.00090425 |  | -0.0012616 |  | -0.0012616 |  | 0 |  | 0.00033251 |  | 0 |  | -0.00066279 |  | 0.0005245 |  | 0.00015164 |  | #VALUE! |  | 0 |  | 2.9067e-05 |  | -0.00054156 |  | 0 |  | -0.0015125 |  | -0.00060791
| 0 |  | 0 |  | 0 |  | 0 |  | 0.00072685 |  | -0.00094738 |  | -0.00094738 |  | 0 |  | 0.00022776 |  | 0 |  | -0.001209 |  | 0.00043663 |  | 0.00014503 |  | #VALUE! |  | 0 |  | 2.5367e-05 |  | -0.00083055 |  | 0 |  | -0.0015566 |  | -0.00050591
| 0 |  | 0 |  | 0 |  | 0 |  | 0.00072687 |  | -0.001503 |  | -0.001503 |  | 0 |  | 0.00022776 |  | 0 |  | -0.0010341 |  | 0.00043664 |  | 6.3035e-06 |  | #VALUE! |  | 0 |  | 2.5367e-05 |  | -0.00056101 |  | 0 |  | -0.00139 |  | -5.7955e-05
| 0 |  | 0 |  | 0 |  | 0 |  | 0.00040014 |  | -0.0015988 |  | -0.0015988 |  | 0 |  | 0.00047146 |  | 0 |  | -0.00067913 |  | 0.0011675 |  | -7.3769e-06 |  | #VALUE! |  | 0 |  | 2.8404e-05 |  | -0.00040436 |  | 0 |  | -0.00082612 |  | 8.0021e-05
| 0 |  | 0 |  | 0 |  | 0 |  | 0.00040015 |  | 0.00016382 |  | 0.00016382 |  | 0 |  | 0.00047135 |  | 0 |  | 0.00025229 |  | 0.0011675 |  | 4.8932e-05 |  | #VALUE! |  | 0 |  | 2.8397e-05 |  | -0.00020158 |  | 0 |  | -0.00056789 |  | 0.00040646
| 0 |  | 0 |  | 0 |  | 0 |  | 0.00064629 |  | 0.00040361 |  | 0.00040361 |  | 0 |  | 0.00036791 |  | 0 |  | 9.5301e-05 |  | 0.00035722 |  | 0.00010576 |  | #VALUE! |  | 0 |  | 4.282e-05 |  | -0.00020644 |  | 0 |  | 0.00035532 |  | 0.00017736
| 0 |  | 0 |  | 0 |  | 0 |  | 0.0006463 |  | -0.00046275 |  | -0.00046275 |  | 0 |  | 0.00036784 |  | 0 |  | 7.1733e-05 |  | 0.00035723 |  | 6.5662e-05 |  | #VALUE! |  | 0 |  | 4.2811e-05 |  | -0.00039589 |  | 0 |  | -0.00063566 |  | -0.00052075
| 0 |  | 0 |  | 0 |  | 0 |  | 0.00032281 |  | -0.0011789 |  | -0.0011789 |  | 0 |  | 0.00027776 |  | 0 |  | -4.1091e-05 |  | 0.00069524 |  | 4.646e-05 |  | #VALUE! |  | 0 |  | 4.8458e-05 |  | -0.00047362 |  | 0 |  | -0.0023953 |  | -0.00076095
| 0 |  | 0 |  | 0 |  | 0 |  | 0.00032282 |  | -0.0012919 |  | -0.0012919 |  | 0 |  | 0.00027776 |  | 0 |  | -0.00074083 |  | 0.00069525 |  | 5.0805e-06 |  | #VALUE! |  | 0 |  | 4.8458e-05 |  | -0.00044206 |  | 0 |  | -0.0014211 |  | -0.00059032
| 0 |  | 0 |  | 0 |  | 0 |  | 0.00070539 |  | -7.4248e-05 |  | -7.4248e-05 |  | 0 |  | 0.00070293 |  | 0 |  | -0.00054365 |  | 0.00083984 |  | -2.5344e-05 |  | #VALUE! |  | 0 |  | 3.4831e-05 |  | -0.0002016 |  | 0 |  | 0.00027201 |  | -0.00017225
| 0 |  | 0 |  | 0 |  | 0 |  | 0.00070541 |  | 4.359e-05 |  | 4.359e-05 |  | 0 |  | 0.00070293 |  | 0 |  | -0.00043145 |  | 0.00083986 |  | 3.928e-05 |  | #VALUE! |  | 0 |  | 3.4831e-05 |  | -0.00026962 |  | 0 |  | 5.1302e-05 |  | 0.0004387
| 0 |  | 0 |  | 0 |  | 0 |  | 0.00069979 |  | -0.0010661 |  | -0.0010661 |  | 0 |  | 0.00036671 |  | 0 |  | -0.00024052 |  | 0.00042856 |  | 5.8981e-05 |  | #VALUE! |  | 0 |  | 5.484e-05 |  | -0.00090276 |  | 0 |  | -0.001283 |  | 0.00059402
| 0 |  | 0 |  | 0 |  | 0 |  | 0.00069981 |  | -0.00085648 |  | -0.00085648 |  | 0 |  | 0.00036678 |  | 0 |  | 0.00056051 |  | 0.00042857 |  | 4.9973e-05 |  | #VALUE! |  | 0 |  | 5.4851e-05 |  | -0.00028338 |  | 0 |  | -0.0011001 |  | -0.0001089
| 0 |  | 0 |  | 0 |  | 0 |  | 0.00038957 |  | -0.00021343 |  | -0.00021343 |  | 0 |  | 0.00013279 |  | 0 |  | 8.7328e-05 |  | 0.00078935 |  | 4.9488e-05 |  | #VALUE! |  | 0 |  | 4.2925e-05 |  | 0.00044453 |  | 0 |  | 0.00015211 |  | -0.00063499
| 0 |  | 0 |  | 0 |  | 0 |  | 0.00038958 |  | -0.00061695 |  | -0.00061695 |  | 0 |  | 0.00013283 |  | 0 |  | -0.0011352 |  | 0.00078937 |  | 5.9871e-05 |  | #VALUE! |  | 0 |  | 4.2937e-05 |  | -8.988e-05 |  | 0 |  | 0.00093687 |  | -0.00043174
| 0 |  | 0 |  | 0 |  | 0 |  | 0.00045777 |  | -0.00064396 |  | -0.00064396 |  | 0 |  | 0.00047146 |  | 0 |  | -0.00047273 |  | 0.00025556 |  | 1.7134e-05 |  | #VALUE! |  | 0 |  | 6.322e-05 |  | 3.5223e-05 |  | 0 |  | -0.00073595 |  | -0.0002555
| 0 |  | 0 |  | 0 |  | 0 |  | 0.00045778 |  | -0.00023207 |  | -0.00023207 |  | 0 |  | 0.00047158 |  | 0 |  | 0.00029375 |  | 0.00025557 |  | -4.0256e-06 |  | #VALUE! |  | 0 |  | 6.3236e-05 |  | 0.00028057 |  | 0 |  | -0.0017786 |  | 4.1296e-05
| 0 |  | 0 |  | 0 |  | 0 |  | 0.00044908 |  | -0.00016957 |  | -0.00016957 |  | 0 |  | 0.00025833 |  | 0 |  | 0.00051465 |  | 0.00067701 |  | 7.4106e-05 |  | #VALUE! |  | 0 |  | 3.1412e-05 |  | 0.0003814 |  | 0 |  | -0.0012938 |  | 0.00033505
| 0 |  | 0 |  | 0 |  | 0 |  | 0.00044909 |  | -5.3912e-05 |  | -5.3912e-05 |  | 0 |  | 0.00025834 |  | 0 |  | 0.00067944 |  | 0.00067702 |  | 0.00012725 |  | #VALUE! |  | 0 |  | 3.1413e-05 |  | -0.00033283 |  | 0 |  | -0.00099629 |  | -0.00024087
| 0 |  | 0 |  | 0 |  | 0 |  | 0.0006742 |  | -0.00038427 |  | -0.00038427 |  | 0 |  | 0.00056053 |  | 0 |  | 0.00094788 |  | 0.0010353 |  | 5.9531e-05 |  | #VALUE! |  | 0 |  | 3.6391e-05 |  | -0.00085879 |  | 0 |  | 0.00044789 |  | 0.00020769
| 0 |  | 0 |  | 0 |  | 0 |  | 0.00067422 |  | -0.00082505 |  | -0.00082505 |  | 0 |  | 0.00056056 |  | 0 |  | 0.00014078 |  | 0.0010354 |  | -2.8786e-06 |  | #VALUE! |  | 0 |  | 3.6393e-05 |  | -0.0003304 |  | 0 |  | -0.00037202 |  | 0.00017315
| 0 |  | 0 |  | 0 |  | 0 |  | 0.00083373 |  | -0.0003316 |  | -0.0003316 |  | 0 |  | 0.00020472 |  | 0 |  | -0.0013945 |  | 0.0010103 |  | 4.1442e-05 |  | #VALUE! |  | 0 |  | 2.6418e-05 |  | -1.2147e-06 |  | 0 |  | -0.0020845 |  | -0.00042442
| 0 |  | 0 |  | 0 |  | 0 |  | 0.00083375 |  | -5.2703e-05 |  | -5.2703e-05 |  | 0 |  | 0.00020472 |  | 0 |  | -0.0018419 |  | 0.0010103 |  | 3.8922e-05 |  | #VALUE! |  | 0 |  | 2.6418e-05 |  | -2.0651e-05 |  | 0 |  | -0.0024676 |  | -0.00057192
| 0 |  | 0 |  | 0 |  | 0 |  | 0.00050063 |  | -0.00037134 |  | -0.00037134 |  | 0 |  | 0.00044002 |  | 0 |  | -0.00047056 |  | 0.00061904 |  | 2.7594e-05 |  | #VALUE! |  | 0 |  | 2.439e-05 |  | -0.00043976 |  | 0 |  | -0.0012857 |  | 0.00015358
| 0 |  | 0 |  | 0 |  | 0 |  | 0.00050064 |  | -0.0014414 |  | -0.0014414 |  | 0 |  | 0.0004399 |  | 0 |  | 0.00029059 |  | 0.00061905 |  | 4.4096e-05 |  | #VALUE! |  | 0 |  | 2.4383e-05 |  | -0.00053694 |  | 0 |  | -0.00076995 |  | -0.0006064
| 0 |  | 0 |  | 0 |  | 0 |  | 0.00043264 |  | -0.0014949 |  | -0.0014949 |  | 0 |  | 0.00039247 |  | 0 |  | -0.00016987 |  | 0.00057518 |  | 1.6045e-05 |  | #VALUE! |  | 0 |  | 3.3733e-05 |  | -0.00019073 |  | 0 |  | -0.001755 |  | -0.0012809
| 0 |  | 0 |  | 0 |  | 0 |  | 0.00043265 |  | -0.00067866 |  | -0.00067866 |  | 0 |  | 0.00039239 |  | 0 |  | -0.00053119 |  | 0.0005752 |  | 7.7674e-05 |  | #VALUE! |  | 0 |  | 3.3726e-05 |  | 0.00011663 |  | 0 |  | 0 |  | 0.00017572
| 0 |  | 0 |  | 0 |  | 0 |  | 0.00094089 |  | -0.0005581 |  | -0.0005581 |  | 0 |  | 0.00036444 |  | 0 |  | -0.0015717 |  | 5.9691e-05 |  | 0.00013636 |  | #VALUE! |  | 0 |  | 2.544e-05 |  | -0.0003183 |  | 0 |  | 0 |  | 0.0001709
| 0 |  | 0 |  | 0 |  | 0 |  | 0.00094092 |  | -0.00056904 |  | -0.00056904 |  | 0 |  | 0.00036445 |  | 0 |  | -0.0012834 |  | 5.9692e-05 |  | 0.00014309 |  | #VALUE! |  | 0 |  | 2.5441e-05 |  | -0.00040335 |  | 0 |  | 0 |  | 0.0004647
| 0 |  | 0 |  | 0 |  | 0 |  | 0.00083939 |  | -0.0012633 |  | -0.0012633 |  | 0 |  | 0.00027424 |  | 0 |  | 0.00043116 |  | 0.00070686 |  | 0.00017078 |  | #VALUE! |  | 0 |  | 3.0179e-05 |  | 0.00019925 |  | 0 |  | 0 |  | 0.0010789
| 0 |  | 0 |  | 0 |  | 0 |  | 0.00083941 |  | -0.00076535 |  | -0.00076535 |  | 0 |  | 0.00027425 |  | 0 |  | 0.00054711 |  | 0.00070688 |  | 0.00011026 |  | #VALUE! |  | 0 |  | 3.0181e-05 |  | 0.00038271 |  | 0 |  | 0 |  | 0.00075608
| 0 |  | 0 |  | 0 |  | 0 |  | 0.00037586 |  | -0.00026787 |  | -0.00026787 |  | 0 |  | 4.4948e-05 |  | 0 |  | 0.00082176 |  | 0.00040991 |  | 0.00012867 |  | #VALUE! |  | 0 |  | 3.4188e-05 |  | -1.8225e-05 |  | 0 |  | 0 |  | 0.00046818
| 0 |  | 0 |  | 0 |  | 0 |  | 0.00037587 |  | 1.3129e-05 |  | 1.3129e-05 |  | 0 |  | 4.4961e-05 |  | 0 |  | 0.0020562 |  | 0.00040992 |  | 0.00012434 |  | #VALUE! |  | 0 |  | 3.4198e-05 |  | -0.00014459 |  | 0 |  | 0 |  | -0.00010243
| 0 |  | 0 |  | 0 |  | 0 |  | 0.0010991 |  | 0.0016385 |  | 0.0016385 |  | 0 |  | 0.001036 |  | 0 |  | 0.0012923 |  | 0.0013471 |  | -3.8484e-06 |  | #VALUE! |  | 0 |  | 7.8376e-05 |  | 6.1965e-05 |  | 0 |  | 0 |  | 0.00037181
| 0 |  | 0 |  | 0 |  | 0 |  | 0.0010991 |  | 0.00070998 |  | 0.00070998 |  | 0 |  | 0.001036 |  | 0 |  | 0.00017946 |  | 0.0013471 |  | 5.4666e-05 |  | #VALUE! |  | 0 |  | 7.8376e-05 |  | -0.00021628 |  | 0 |  | 0 |  | 0.00049226
| 0 |  | 0 |  | 0 |  | 0 |  | 0.00048584 |  | -0.0012043 |  | -0.0012043 |  | 0 |  | 0.00024628 |  | 0 |  | -0.00032437 |  | 0.00056192 |  | 0.00015653 |  | #VALUE! |  | 0 |  | 3.849e-05 |  | -0.00068532 |  | 0 |  | 0 |  | -0.00054188
| 0 |  | 0 |  | 0 |  | 0 |  | 0.00048585 |  | -0.0015156 |  | -0.0015156 |  | 0 |  | 0.00024627 |  | 0 |  | -0.0001261 |  | 0.00056193 |  | 0.000117 |  | #VALUE! |  | 0 |  | 3.8489e-05 |  | -1.0936e-05 |  | 0 |  | 0 |  | 3.3801e-05
| 0 |  | 0 |  | 0 |  | 0 |  | 0.0001706 |  | -0.0019431 |  | -0.0019431 |  | 0 |  | 0.00031577 |  | 0 |  | 0.00030299 |  | 0.00030499 |  | 0.0001384 |  | #VALUE! |  | 0 |  | 3.9196e-05 |  | 0.00027947 |  | 0 |  | 0 |  | 0.00016132
| 0 |  | 0 |  | 0 |  | 0 |  | 0.00017061 |  | -0.0021057 |  | -0.0021057 |  | 0 |  | 0.0003157 |  | 0 |  | -0.0010875 |  | 0.000305 |  | 0.0002214 |  | #VALUE! |  | 0 |  | 3.9187e-05 |  | -0.00058084 |  | 0 |  | 0 |  | -0.00038445
| 0 |  | 0 |  | 0 |  | 0 |  | 0.0012094 |  | -0.00078512 |  | -0.00078512 |  | 0 |  | 0.00069126 |  | 0 |  | -0.00020776 |  | 0.001365 |  | 0.00022083 |  | #VALUE! |  | 0 |  | 3.7925e-05 |  | -0.00026126 |  | 0 |  | 0 |  | 0.00077412
| 0 |  | 0 |  | 0 |  | 0 |  | 0.0012095 |  | -0.00057745 |  | -0.00057745 |  | 0 |  | 0.00069146 |  | 0 |  | -0.00021056 |  | 0.001365 |  | 8.7596e-05 |  | #VALUE! |  | 0 |  | 3.7936e-05 |  | -0.00035605 |  | 0 |  | 0 |  | 0.00097781
| 0 |  | 0 |  | 0 |  | 0 |  | 0.00038665 |  | -0.0015889 |  | -0.0015889 |  | 0 |  | 0.00011456 |  | 0 |  | -0.0024226 |  | 3.9441e-05 |  | 8.4319e-05 |  | #VALUE! |  | 0 |  | 2.0339e-05 |  | -0.00011666 |  | 0 |  | 0 |  | -0.00040821
| 0 |  | 0 |  | 0 |  | 0 |  | 0.00038666 |  | -0.00095827 |  | -0.00095827 |  | 0 |  | 0.00011457 |  | 0 |  | -0.00074959 |  | 3.9442e-05 |  | 0.00011536 |  | #VALUE! |  | 0 |  | 2.034e-05 |  | 0.00015677 |  | 0 |  | 0 |  | 0.00037466
| 0 |  | 0 |  | 0 |  | 0 |  | 0 |  | -0.0028805 |  | -0.0028805 |  | 0 |  | 0 |  | 0 |  | -0.00090404 |  | 0 |  | 8.2874e-06 |  | #VALUE! |  | 0 |  | 0 |  | -0.0019031 |  | 0 |  | 0 |  | -0.00071761
| 0 |  | 0 |  | 0 |  | 0 |  | 0.0013431 |  | -0.0010538 |  | -0.0010538 |  | 0 |  | 0.00065487 |  | 0 |  | -0.00045212 |  | 0.00057752 |  | 5.0974e-05 |  | #VALUE! |  | 0 |  | 3.0791e-05 |  | -0.00040226 |  | 0 |  | 0 |  | 8.9365e-05
| 0 |  | 0 |  | 0 |  | 0 |  | 0.0013432 |  | -0.0002094 |  | -0.0002094 |  | 0 |  | 0.00065471 |  | 0 |  | -0.00021118 |  | 0.00057753 |  | 3.3108e-05 |  | #VALUE! |  | 0 |  | 3.0783e-05 |  | 0.00021997 |  | 0 |  | 0 |  | -0.00035472
| 0 |  | 0 |  | 0 |  | 0 |  | 0.00067137 |  | -0.00071318 |  | -0.00071318 |  | 0 |  | 0.00055729 |  | 0 |  | 0.0001313 |  | 0.0009219 |  | 7.5568e-05 |  | #VALUE! |  | 0 |  | 3.3634e-05 |  | 0.00045088 |  | 0 |  | 0 |  | -0.00010655
| 0 |  | 0 |  | 0 |  | 0 |  | 0.00067138 |  | -0.0015536 |  | -0.0015536 |  | 0 |  | 0.00055731 |  | 0 |  | 0.00040833 |  | 0.00092192 |  | 5.4379e-05 |  | #VALUE! |  | 0 |  | 3.3636e-05 |  | -2.1876e-05 |  | 0 |  | 0 |  | 0.00054278
| 0 |  | 0 |  | 0 |  | 0 |  | 0.00036736 |  | -0.0014797 |  | -0.0014797 |  | 0 |  | 0.00041583 |  | 0 |  | 0.00079394 |  | 0.00044148 |  | 5.6933e-05 |  | #VALUE! |  | 0 |  | 2.8426e-05 |  | -0.00058947 |  | 0 |  | 0 |  | 6.8306e-05
| 0 |  | 0 |  | 0 |  | 0 |  | 0.00036737 |  | -0.0015208 |  | -0.0015208 |  | 0 |  | 0.00041585 |  | 0 |  | -0.00073658 |  | 0.00044149 |  | 7.2407e-05 |  | #VALUE! |  | 0 |  | 2.8427e-05 |  | -0.0005761 |  | 0 |  | 0 |  | -0.001043
| 0 |  | 0 |  | 0 |  | 0 |  | 0.0015213 |  | -0.002005 |  | -0.002005 |  | 0 |  | 0.00030975 |  | 0 |  | -0.0013627 |  | 0 |  | 2.7211e-05 |  | #VALUE! |  | 0 |  | 2.9902e-05 |  | -4.8616e-05 |  | 0 |  | 0 |  | -0.00048339
| 0 |  | 0 |  | 0 |  | 0 |  | 0.0015214 |  | -0.0012086 |  | -0.0012086 |  | 0 |  | 0.00030974 |  | 0 |  | -0.00067907 |  | 0 |  | 5.3794e-05 |  | #VALUE! |  | 0 |  | 2.9901e-05 |  | 0.00060408 |  | 0 |  | 0 |  | 0.00029815
| 0 |  | 0 |  | 0 |  | 0 |  | 0.00056194 |  | -0.00055217 |  | -0.00055217 |  | 0 |  | 0.00015732 |  | 0 |  | -0.0016444 |  | 0.00033612 |  | 0.0001266 |  | #VALUE! |  | 0 |  | 5.7939e-05 |  | 0.00059314 |  | 0 |  | 0 |  | -0.00021132
| 0 |  | 0 |  | 0 |  | 0 |  | 0.00056196 |  | -0.00070277 |  | -0.00070277 |  | 0 |  | 0.00015735 |  | 0 |  | -0.0015534 |  | 0.00033613 |  | 4.813e-05 |  | #VALUE! |  | 0 |  | 5.7953e-05 |  | -0.00017746 |  | 0 |  | 0 |  | -0.000202
| 0 |  | 0 |  | 0 |  | 0 |  | 0.00051238 |  | -0.0015171 |  | -0.0015171 |  | 0 |  | 7.034e-05 |  | 0 |  | 0.0005785 |  | 0.0013565 |  | 7.5541e-05 |  | #VALUE! |  | 0 |  | 1.2787e-05 |  | -4.6189e-05 |  | 0 |  | 0 |  | -4.5379e-05
| 0 |  | 0 |  | 0 |  | 0 |  | 0.00051239 |  | -0.0019345 |  | -0.0019345 |  | 0 |  | 7.0361e-05 |  | 0 |  | 0.0013721 |  | 0.0013565 |  | 0.00010841 |  | #VALUE! |  | 0 |  | 1.2791e-05 |  | 0.0004303 |  | 0 |  | 0 |  | -4.235e-05
| 0 |  | 0 |  | 0 |  | 0 |  | 0.00054317 |  | -0.0015202 |  | -0.0015202 |  | 0 |  | 0.00080731 |  | 0 |  | 0.0007234 |  | 0.00079826 |  | 3.7512e-05 |  | #VALUE! |  | 0 |  | 5.7947e-05 |  | 0.0003598 |  | 0 |  | 0 |  | 0.00060243
| 0 |  | 0 |  | 0 |  | 0 |  | 0.00054319 |  | -0.0018989 |  | -0.0018989 |  | 0 |  | 0.00080751 |  | 0 |  | 0.00030961 |  | 0.00079828 |  | 0.0001196 |  | #VALUE! |  | 0 |  | 5.7961e-05 |  | -8.6308e-05 |  | 0 |  | 0 |  | 0.00069235
| 0 |  | 0 |  | 0 |  | 0 |  | 0.0005554 |  | -0.0017379 |  | -0.0017379 |  | 0 |  | 0.00052205 |  | 0 |  | -0.0010454 |  | 0.001441 |  | 0.00012253 |  | #VALUE! |  | 0 |  | 2.258e-05 |  | 3.5252e-05 |  | 0 |  | 0 |  | 0.00030462
| 0 |  | 0 |  | 0 |  | 0 |  | 0.00055541 |  | -0.001027 |  | -0.001027 |  | 0 |  | 0.00052207 |  | 0 |  | -0.0008191 |  | 0.001441 |  | 0.00011492 |  | #VALUE! |  | 0 |  | 2.2581e-05 |  | 0.0001483 |  | 0 |  | 0 |  | 5.6265e-05
| 0 |  | 0 |  | 0 |  | 0 |  | 0.00077547 |  | -0.002032 |  | -0.002032 |  | 0 |  | 0.00041595 |  | 0 |  | -0.0008084 |  | 0 |  | 0.00012002 |  | #VALUE! |  | 0 |  | 3.6445e-05 |  | -0.0001945 |  | 0 |  | 0 |  | -7.8811e-05
| 0 |  | 0 |  | 0 |  | 0 |  | 0.00077549 |  | -0.0012102 |  | -0.0012102 |  | 0 |  | 0.00041595 |  | 0 |  | -0.0012185 |  | 0 |  | 5.0864e-06 |  | #VALUE! |  | 0 |  | 3.6445e-05 |  | -4.1334e-05 |  | 0 |  | 0 |  | -0.0003893
| 0 |  | 0 |  | 0 |  | 0 |  | 0.00084606 |  | 0.0015288 |  | 0.0015288 |  | 0 |  | 0.00087234 |  | 0 |  | -0.00048137 |  | 0.0011011 |  | 3.7482e-05 |  | #VALUE! |  | 0 |  | 5.6328e-05 |  | 0.00049479 |  | 0 |  | 0 |  | 0.00043812
| 0 |  | 0 |  | 0 |  | 0 |  | 0.00084608 |  | 0.00109 |  | 0.00109 |  | 0 |  | 0.00087216 |  | 0 |  | -0.0015361 |  | 0.0011011 |  | 0.00015903 |  | #VALUE! |  | 0 |  | 5.6317e-05 |  | -0.00010698 |  | 0 |  | 0 |  | 0.00068374
| 0 |  | 0 |  | 0 |  | 0 |  | 0 |  | -0.0012506 |  | -0.0012506 |  | 0 |  | 0 |  | 0 |  | -0.0024419 |  | 0.001036 |  | 0.00012821 |  | #VALUE! |  | 0 |  | 3.444e-05 |  | -0.00083765 |  | 0 |  | 0 |  | -0.00028474
| 0 |  | 0 |  | 0 |  | 0 |  | 0 |  | -0.0025136 |  | -0.0025136 |  | 0 |  | 0 |  | 0 |  | -0.0012832 |  | 0.001036 |  | 0.00011675 |  | #VALUE! |  | 0 |  | 3.4449e-05 |  | -0.00043889 |  | 0 |  | 0 |  | -0.00066357
| 0 |  | 0 |  | 0 |  | 0 |  | 0.00053789 |  | -0.0024528 |  | -0.0024528 |  | 0 |  | 0.00050512 |  | 0 |  | 0.00062183 |  | 0.00056575 |  | 7.6335e-05 |  | #VALUE! |  | 0 |  | 3.9557e-05 |  | 2.1884e-05 |  | 0 |  | 0 |  | -0.00080639
| 0 |  | 0 |  | 0 |  | 0 |  | 0.0005379 |  | -0.0024621 |  | -0.0024621 |  | 0 |  | 0.00050498 |  | 0 |  | -0.00080745 |  | 0.00056576 |  | 2.257e-05 |  | #VALUE! |  | 0 |  | 3.9546e-05 |  | 0.00044498 |  | 0 |  | 0 |  | -0.001189
| 0 |  | 0 |  | 0 |  | 0 |  | 0.00062685 |  | -0.0011465 |  | -0.0011465 |  | 0 |  | 0.00054416 |  | 0 |  | -0.0010254 |  | 0.00099231 |  | 5.1147e-05 |  | #VALUE! |  | 0 |  | 3.1654e-05 |  | 0.00070395 |  | 0 |  | 0 |  | -0.0011241
| 0 |  | 0 |  | 0 |  | 0 |  | 0.00062687 |  | -0.00094936 |  | -0.00094936 |  | 0 |  | 0.00054416 |  | 0 |  | -0.00089447 |  | 0.00099233 |  | 5.1447e-05 |  | #VALUE! |  | 0 |  | 3.1654e-05 |  | 0.00068574 |  | 0 |  | 0 |  | -0.00074626
| 0 |  | 0 |  | 0 |  | 0 |  | 0 |  | -0.0013245 |  | -0.0013245 |  | 0 |  | 0.00043802 |  | 0 |  | -0.00090183 |  | 0.00080227 |  | 9.1665e-05 |  | #VALUE! |  | 0 |  | 3.9988e-05 |  | 0.00021643 |  | 0 |  | 0 |  | 0.00045203
| 0 |  | 0 |  | 0 |  | 0 |  | 0 |  | 0.00050056 |  | 0.00050056 |  | 0 |  | 0.00043802 |  | 0 |  | -0.00021228 |  | 0.00080229 |  | 6.0983e-05 |  | #VALUE! |  | 0 |  | 3.9988e-05 |  | -8.7545e-05 |  | 0 |  | 0 |  | 0.0018078
| 0 |  | 0 |  | 0 |  | 0 |  | 0.00086261 |  | 0.0012333 |  | 0.0012333 |  | 0 |  | 0.00067366 |  | 0 |  | 0.00081785 |  | 0.00085246 |  | 2.1792e-05 |  | #VALUE! |  | 0 |  | 3.8924e-05 |  | 4.8636e-05 |  | 0 |  | 0 |  | 0.0016206
| 0 |  | 0 |  | 0 |  | 0 |  | 0.00086263 |  | -0.001857 |  | -0.001857 |  | 0 |  | 0.0006735 |  | 0 |  | 0.00073484 |  | 0.00085248 |  | 4.8529e-05 |  | #VALUE! |  | 0 |  | 3.8914e-05 |  | -8.3901e-05 |  | 0 |  | 0 |  | -0.00075499
| 0 |  | 0 |  | 0 |  | 0 |  | 0.00029868 |  | -0.0019422 |  | -0.0019422 |  | 0 |  | 0.0010237 |  | 0 |  | -0.00034742 |  | 0.001487 |  | 5.6472e-05 |  | #VALUE! |  | 0 |  | 3.3431e-05 |  | -7.5389e-05 |  | 0 |  | 0 |  | -0.00087269
| 0 |  | 0 |  | 0 |  | 0 |  | 0.00029869 |  | 0.00067912 |  | 0.00067912 |  | 0 |  | 0.0010239 |  | 0 |  | -0.00098917 |  | 0.001487 |  | 2.7446e-05 |  | #VALUE! |  | 0 |  | 3.3438e-05 |  | -0.00012768 |  | 0 |  | 0 |  | 0.0005079
| 0 |  | 0 |  | 0 |  | 0 |  | 0.00082711 |  | 0.00083864 |  | 0.00083864 |  | 0 |  | 0.00081035 |  | 0 |  | -0.0013776 |  | 0.0005296 |  | 3.3737e-05 |  | #VALUE! |  | 0 |  | 3.5297e-05 |  | -0.00019821 |  | 0 |  | 0 |  | 0.00027794
| 0 |  | 0 |  | 0 |  | 0 |  | 0.00082713 |  | -0.00030031 |  | -0.00030031 |  | 0 |  | 0.00081015 |  | 0 |  | -0.00045963 |  | 0.00052962 |  | 5.1503e-05 |  | #VALUE! |  | 0 |  | 3.5288e-05 |  | 0.00025415 |  | 0 |  | 0 |  | 0.000543
| 0 |  | 0 |  | 0 |  | 0 |  | 0.0009721 |  | -0.0015262 |  | -0.0015262 |  | 0 |  | 0.00069685 |  | 0 |  | -0.0006786 |  | 0.00081539 |  | -2.1591e-06 |  | #VALUE! |  | 0 |  | 4.6967e-05 |  | 0.00013498 |  | 0 |  | 0 |  | 0.0013453
| 0 |  | 0 |  | 0 |  | 0 |  | 0.00097212 |  | -0.0022034 |  | -0.0022034 |  | 0 |  | 0.00069685 |  | 0 |  | -0.00048726 |  | 0.00081541 |  | 5.2083e-05 |  | #VALUE! |  | 0 |  | 4.6967e-05 |  | -0.00067737 |  | 0 |  | 0 |  | 0.0014881
| 0 |  | 0 |  | 0 |  | 0 |  | 0.0010719 |  | -0.0025398 |  | -0.0025398 |  | 0 |  | 0.00010722 |  | 0 |  | 0.00013942 |  | 0.00082207 |  | 0.00012274 |  | #VALUE! |  | 0 |  | 4.4636e-05 |  | -0.0016308 |  | 0 |  | 0 |  | 0.00048325
| 0 |  | 0 |  | 0 |  | 0 |  | 0.0010719 |  | -0.0023926 |  | -0.0023926 |  | 0 |  | 0.00010722 |  | 0 |  | -0.00024834 |  | 0.00082209 |  | 0.00011937 |  | #VALUE! |  | 0 |  | 4.4636e-05 |  | -0.0015359 |  | 0 |  | 0 |  | 0.00022018
| 0 |  | 0 |  | 0 |  | 0 |  | 0 |  | -0.0016316 |  | -0.0016316 |  | 0 |  | 0.00036002 |  | 0 |  | 0.00046594 |  | 0.0011569 |  | 0.00010446 |  | #VALUE! |  | 0 |  | 1.8579e-05 |  | -0.00074428 |  | 0 |  | 0 |  | 0.00020908
| 0 |  | 0 |  | 0 |  | 0 |  | 0 |  | -0.00083366 |  | -0.00083366 |  | 0 |  | 0.00036011 |  | 0 |  | -0.00060868 |  | 0.0011569 |  | 1.4395e-05 |  | #VALUE! |  | 0 |  | 1.8583e-05 |  | -0.0015251 |  | 0 |  | 0 |  | -0.00052443
| 0 |  | 0 |  | 0 |  | 0 |  | 0.0012199 |  | -0.0026859 |  | -0.0026859 |  | 0 |  | 0.00087259 |  | 0 |  | -0.00307 |  | 0.00017139 |  | -4.6273e-05 |  | #VALUE! |  | 0 |  | 4.5045e-05 |  | -0.0014619 |  | 0 |  | 0 |  | 0.00015571
| 0 |  | 0 |  | 0 |  | 0 |  | 0.0012199 |  | -0.0038687 |  | -0.0038687 |  | 0 |  | 0.0008728 |  | 0 |  | -0.0026632 |  | 0.0001714 |  | 4.9489e-05 |  | #VALUE! |  | 0 |  | 4.5056e-05 |  | -0.00023473 |  | 0 |  | 0 |  | 0.0001459
| 0 |  | 0 |  | 0 |  | 0 |  | 0.0003453 |  | -0.00228 |  | -0.00228 |  | 0 |  | 0.00079204 |  | 0 |  | -9.2177e-05 |  | 0.0011523 |  | 9.7438e-05 |  | #VALUE! |  | 0 |  | 2.2858e-05 |  | 3.6487e-05 |  | 0 |  | 0 |  | 0.00029387
| 0 |  | 0 |  | 0 |  | 0 |  | 0.00034531 |  | -0.0013936 |  | -0.0013936 |  | 0 |  | 0.00079223 |  | 0 |  | 0.0026173 |  | 0.0011523 |  | 5.9508e-05 |  | #VALUE! |  | 0 |  | 2.2864e-05 |  | -0.0005838 |  | 0 |  | 0 |  | 7.9438e-05
| 0 |  | 0 |  | 0 |  | 0 |  | 0.00039292 |  | -0.0018404 |  | -0.0018404 |  | 0 |  | 0.00082397 |  | 0 |  | 0.0012595 |  | 0.00037307 |  | 8.7677e-05 |  | #VALUE! |  | 0 |  | 3.6823e-05 |  | -0.0011749 |  | 0 |  | 0 |  | -0.0011217
| 0 |  | 0 |  | 0 |  | 0 |  | 0.00039293 |  | -0.0010038 |  | -0.0010038 |  | 0 |  | 0.00082397 |  | 0 |  | -0.00089757 |  | 0.00037308 |  | 4.7545e-05 |  | #VALUE! |  | 0 |  | 3.6823e-05 |  | 0.00023559 |  | 0 |  | 0 |  | -0.00042087
| 0 |  | 0 |  | 0 |  | 0 |  | 0.00085657 |  | 4.3695e-05 |  | 4.3695e-05 |  | 0 |  | 0.0012085 |  | 0 |  | -0.00050725 |  | 0.00097246 |  | 2.8655e-05 |  | #VALUE! |  | 0 |  | 4.5688e-05 |  | 0.00075981 |  | 0 |  | 0 |  | 0.00033625
| 0 |  | 0 |  | 0 |  | 0 |  | 0.00085659 |  | -0.0019973 |  | -0.0019973 |  | 0 |  | 0.0012085 |  | 0 |  | 0.00034248 |  | 0.00097249 |  | 8.3119e-05 |  | #VALUE! |  | 0 |  | 4.5688e-05 |  | -0.00057777 |  | 0 |  | 0 |  | 0.00058054
| 0 |  | 0 |  | 0 |  | 0 |  | 0.00096482 |  | -0.0030565 |  | -0.0030565 |  | 0 |  | 0.00031862 |  | 0 |  | 0.00049635 |  | 0.0011857 |  | 6.3033e-05 |  | #VALUE! |  | 0 |  | 3.5603e-05 |  | -0.0011215 |  | 0 |  | 0 |  | -0.0011398
| 0 |  | 0 |  | 0 |  | 0 |  | 0.00096484 |  | -0.00026149 |  | -0.00026149 |  | 0 |  | 0.0003186 |  | 0 |  | -0.00023086 |  | 0.0011858 |  | 5.1358e-05 |  | #VALUE! |  | 0 |  | 3.5601e-05 |  | -0.00045856 |  | 0 |  | 0 |  | -0.00070586
| 0 |  | 0 |  | 0 |  | 0 |  | 0 |  | 0.00050153 |  | 0.00050153 |  | 0 |  | 0.00086813 |  | 0 |  | 0.0002965 |  | 0 |  | 6.2395e-05 |  | #VALUE! |  | 0 |  | 1.5593e-05 |  | 0.00022869 |  | 0 |  | 0 |  | -0.00046377
| 0 |  | 0 |  | 0 |  | 0 |  | 0 |  | 0.00022109 |  | 0.00022109 |  | 0 |  | 0.00086792 |  | 0 |  | 0.00091224 |  | 0 |  | 6.7294e-05 |  | #VALUE! |  | 0 |  | 1.5589e-05 |  | -0.00013989 |  | 0 |  | 0 |  | 0
| 0 |  | 0 |  | 0 |  | 0 |  | 0 |  | 0.00048473 |  | 0.00048473 |  | 0 |  | 0.00056776 |  | 0 |  | -0.0015413 |  | 0 |  | 6.3318e-06 |  | #VALUE! |  | 0 |  | 3.7216e-05 |  | -0.00042089 |  | 0 |  | 0 |  | 0
| 0 |  | 0 |  | 0 |  | 0 |  | 0 |  | -0.0015208 |  | -0.0015208 |  | 0 |  | 0.00056763 |  | 0 |  | -0.0023151 |  | 0 |  | 2.6401e-06 |  | #VALUE! |  | 0 |  | 3.7206e-05 |  | -0.00095374 |  | 0 |  | 0 |  | 0
| 0 |  | 0 |  | 0 |  | 0 |  | 0 |  | -0.00086279 |  | -0.00086279 |  | 0 |  | 0.00074115 |  | 0 |  | -0.0014969 |  | 0 |  | 0.00010287 |  | #VALUE! |  | 0 |  | 2.7736e-05 |  | 3.8928e-05 |  | 0 |  | 0 |  | 0
| 0 |  | 0 |  | 0 |  | 0 |  | 0 |  | -0.0019957 |  | -0.0019957 |  | 0 |  | 0.00074115 |  | 0 |  | -0.0015648 |  | 0 |  | 5.4509e-05 |  | #VALUE! |  | 0 |  | 2.7736e-05 |  | 0.00027615 |  | 0 |  | 0 |  | 0
| 0 |  | 0 |  | 0 |  | 0 |  | 0 |  | -0.0022602 |  | -0.0022602 |  | 0 |  | 0.00078877 |  | 0 |  | 0.0017272 |  | 0 |  | 8.7024e-05 |  | #VALUE! |  | 0 |  | 1.2175e-05 |  | 0.00012774 |  | 0 |  | 0 |  | 0
| 0 |  | 0 |  | 0 |  | 0 |  | 0 |  | 0.0015414 |  | 0.0015414 |  | 0 |  | 0.0007888 |  | 0 |  | 0.0032858 |  | 0 |  | 0.00022801 |  | #VALUE! |  | 0 |  | 1.2176e-05 |  | 0.00075426 |  | 0 |  | 0 |  | 0
| 0 |  | 0 |  | 0 |  | 0 |  | 0 |  | 0.0022738 |  | 0.0022738 |  | 0 |  | 0.00081929 |  | 0 |  | 0.0012173 |  | 0 |  | 0.00021174 |  | #VALUE! |  | 0 |  | 4.12e-05 |  | -0.00071629 |  | 0 |  | 0 |  | 0
| 0 |  | 0 |  | 0 |  | 0 |  | 0 |  | 0.0010267 |  | 0.0010267 |  | 0 |  | 0.00081929 |  | 0 |  | -0.00033902 |  | 0 |  | 0.00022028 |  | #VALUE! |  | 0 |  | 4.12e-05 |  | -0.0004608 |  | 0 |  | 0 |  | 0
| 0 |  | 0 |  | 0 |  | 0 |  | 0 |  | -0.00069499 |  | -0.00069499 |  | 0 |  | 0.00084758 |  | 0 |  | 0.0015123 |  | 0 |  | 0.00017374 |  | #VALUE! |  | 0 |  | 3.4425e-05 |  | 0.00033701 |  | 0 |  | 0 |  | 0
| 0 |  | 0 |  | 0 |  | 0 |  | 0 |  | -0.0028956 |  | -0.0028956 |  | 0 |  | 0.00084737 |  | 0 |  | 0.0018387 |  | 0 |  | 5.7478e-05 |  | #VALUE! |  | 0 |  | 3.4416e-05 |  | -0.00017033 |  | 0 |  | 0 |  | 0
| 0 |  | 0 |  | 0 |  | 0 |  | 0 |  | -0.0029067 |  | -0.0029067 |  | 0 |  | 0.00040182 |  | 0 |  | 0.00032063 |  | 0 |  | 0.00012219 |  | #VALUE! |  | 0 |  | 3.3454e-05 |  | -0.00032608 |  | 0 |  | 0 |  | 0
| 0 |  | 0 |  | 0 |  | 0 |  | 0 |  | -0.0011324 |  | -0.0011324 |  | 0 |  | 0.00040171 |  | 0 |  | -0.0003587 |  | 0 |  | 0.00010484 |  | #VALUE! |  | 0 |  | 3.3444e-05 |  | 0.00068865 |  | 0 |  | 0 |  | 0
| 0 |  | 0 |  | 0 |  | 0 |  | 0 |  | -0.0013808 |  | -0.0013808 |  | 0 |  | 0.00049463 |  | 0 |  | -0.0016561 |  | 0 |  | 6.3214e-05 |  | #VALUE! |  | 0 |  | 2.1938e-05 |  | 0 |  | 0 |  | 0 |  | 0
| 0 |  | 0 |  | 0 |  | 0 |  | 0 |  | -0.0021422 |  | -0.0021422 |  | 0 |  | 0.00049463 |  | 0 |  | 0.00052888 |  | 0 |  | 0.00013494 |  | #VALUE! |  | 0 |  | 2.1938e-05 |  | 0 |  | 0 |  | 0 |  | 0
| 0 |  | 0 |  | 0 |  | 0 |  | 0 |  | -0.0039598 |  | -0.0039598 |  | 0 |  | 0.00080121 |  | 0 |  | 0.0018213 |  | 0 |  | 0.00013826 |  | #VALUE! |  | 0 |  | 2.4879e-05 |  | 0 |  | 0 |  | 0 |  | 0
| 0 |  | 0 |  | 0 |  | 0 |  | 0 |  | -0.0025555 |  | -0.0025555 |  | 0 |  | 0.00080117 |  | 0 |  | 0.0012104 |  | 0 |  | 0.00013202 |  | #VALUE! |  | 0 |  | 2.4878e-05 |  | 0 |  | 0 |  | 0 |  | 0
| 0 |  | 0 |  | 0 |  | 0 |  | 0 |  | -0.00012979 |  | -0.00012979 |  | 0 |  | 0.0001075 |  | 0 |  | 0.00088654 |  | 0 |  | 0.00011889 |  | #VALUE! |  | 0 |  | 4.6316e-05 |  | 0 |  | 0 |  | 0 |  | 0
| 0 |  | 0 |  | 0 |  | 0 |  | 0 |  | -0.0033047 |  | -0.0033047 |  | 0 |  | 0.0001075 |  | 0 |  | -0.0018773 |  | 0 |  | 6.7219e-05 |  | #VALUE! |  | 0 |  | 4.6318e-05 |  | 0 |  | 0 |  | 0 |  | 0
| 0 |  | 0 |  | 0 |  | 0 |  | 0 |  | -0.0019669 |  | -0.0019669 |  | 0 |  | 0.00063508 |  | 0 |  | -0.00054514 |  | 0 |  | 5.4178e-05 |  | #VALUE! |  | 0 |  | 2.8491e-05 |  | 0 |  | 0 |  | 0 |  | 0
| 0 |  | 0 |  | 0 |  | 0 |  | 0 |  | 0.002193 |  | 0.002193 |  | 0 |  | 0.00063523 |  | 0 |  | 0.0025365 |  | 0 |  | 6.3248e-05 |  | #VALUE! |  | 0 |  | 2.8498e-05 |  | 0 |  | 0 |  | 0 |  | 0
| 0 |  | 0 |  | 0 |  | 0 |  | 0 |  | 0 |  | 0 |  | 0 |  | 0.00087689 |  | 0 |  | 0 |  | 0 |  | 3.2842e-06 |  | #VALUE! |  | 0 |  | 3.5416e-05 |  | 0 |  | 0 |  | 0 |  | 0
| 0 |  | 0 |  | 0 |  | 0 |  | 0 |  | 0 |  | 0 |  | 0 |  | 0.00087714 |  | 0 |  | 0 |  | 0 |  | 4.1246e-05 |  | #VALUE! |  | 0 |  | 3.5426e-05 |  | 0 |  | 0 |  | 0 |  | 0
| 0 |  | 0 |  | 0 |  | 0 |  | 0 |  | 0 |  | 0 |  | 0 |  | 0.0004299 |  | 0 |  | 0 |  | 0 |  | 0.00011003 |  | #VALUE! |  | 0 |  | 6.148e-05 |  | 0 |  | 0 |  | 0 |  | 0
| 0 |  | 0 |  | 0 |  | 0 |  | 0 |  | 0 |  | 0 |  | 0 |  | 0.00043 |  | 0 |  | 0 |  | 0 |  | 0.00013781 |  | #VALUE! |  | 0 |  | 6.1495e-05 |  | 0 |  | 0 |  | 0 |  | 0
| 0 |  | 0 |  | 0 |  | 0 |  | 0 |  | 0 |  | 0 |  | 0 |  | 0 |  | 0 |  | 0 |  | 0 |  | 0.00019887 |  | #VALUE! |  | 0 |  | 2.495e-05 |  | 0 |  | 0 |  | 0 |  | 0
| 0 |  | 0 |  | 0 |  | 0 |  | 0 |  | 0 |  | 0 |  | 0 |  | 0 |  | 0 |  | 0 |  | 0 |  | 0.00019391 |  | #VALUE! |  | 0 |  | 2.4949e-05 |  | 0 |  | 0 |  | 0 |  | 0
| 0 |  | 0 |  | 0 |  | 0 |  | 0 |  | 0 |  | 0 |  | 0 |  | 0.00060227 |  | 0 |  | 0 |  | 0 |  | 0.00019283 |  | #VALUE! |  | 0 |  | 2.7675e-05 |  | 0 |  | 0 |  | 0 |  | 0
| 0 |  | 0 |  | 0 |  | 0 |  | 0 |  | 0 |  | 0 |  | 0 |  | 0.0006024 |  | 0 |  | 0 |  | 0 |  | 0.0001363 |  | #VALUE! |  | 0 |  | 2.768e-05 |  | 0 |  | 0 |  | 0 |  | 0
| 0 |  | 0 |  | 0 |  | 0 |  | 0 |  | 0 |  | 0 |  | 0 |  | 0.0010967 |  | 0 |  | 0 |  | 0 |  | 7.064e-05 |  | #VALUE! |  | 0 |  | 4.2985e-05 |  | 0 |  | 0 |  | 0 |  | 0
| 0 |  | 0 |  | 0 |  | 0 |  | 0 |  | 0 |  | 0 |  | 0 |  | 0.0010973 |  | 0 |  | 0 |  | 0 |  | 9.4581e-05 |  | #VALUE! |  | 0 |  | 4.3007e-05 |  | 0 |  | 0 |  | 0 |  | 0
| 0 |  | 0 |  | 0 |  | 0 |  | 0 |  | 0 |  | 0 |  | 0 |  | 3.8774e-07 |  | 0 |  | 0 |  | 0 |  | 0.00017448 |  | #VALUE! |  | 0 |  | 3.8222e-05 |  | 0 |  | 0 |  | 0 |  | 0
| 0 |  | 0 |  | 0 |  | 0 |  | 0 |  | 0 |  | 0 |  | 0 |  | 3.8755e-07 |  | 0 |  | 0 |  | 0 |  | 0.0002084 |  | #VALUE! |  | 0 |  | 3.8203e-05 |  | 0 |  | 0 |  | 0 |  | 0
| 0 |  | 0 |  | 0 |  | 0 |  | 0 |  | 0 |  | 0 |  | 0 |  | 7.8029e-07 |  | 0 |  | 0 |  | 0 |  | 0.00012392 |  | #VALUE! |  | 0 |  | 4.8941e-05 |  | 0 |  | 0 |  | 0 |  | 0
| 0 |  | 0 |  | 0 |  | 0 |  | 0 |  | 0 |  | 0 |  | 0 |  | 7.8026e-07 |  | 0 |  | 0 |  | 0 |  | 2.4371e-05 |  | #VALUE! |  | 0 |  | 4.8939e-05 |  | 0 |  | 0 |  | 0 |  | 0
| 0 |  | 0 |  | 0 |  | 0 |  | 0 |  | 0 |  | 0 |  | 0 |  | 9.4361e-07 |  | 0 |  | 0 |  | 0 |  | 2.4398e-05 |  | #VALUE! |  | 0 |  | 6.2942e-05 |  | 0 |  | 0 |  | 0 |  | 0
| 0 |  | 0 |  | 0 |  | 0 |  | 0 |  | 0 |  | 0 |  | 0 |  | 9.4357e-07 |  | 0 |  | 0 |  | 0 |  | 0.0001306 |  | #VALUE! |  | 0 |  | 6.294e-05 |  | 0 |  | 0 |  | 0 |  | 0
| 0 |  | 0 |  | 0 |  | 0 |  | 0 |  | 0 |  | 0 |  | 0 |  | 6.242e-07 |  | 0 |  | 0 |  | 0 |  | 0.00012645 |  | #VALUE! |  | 0 |  | 5.0583e-05 |  | 0 |  | 0 |  | 0 |  | 0
| 0 |  | 0 |  | 0 |  | 0 |  | 0 |  | 0 |  | 0 |  | 0 |  | 6.2417e-07 |  | 0 |  | 0 |  | 0 |  | -9.2186e-06 |  | #VALUE! |  | 0 |  | 5.0581e-05 |  | 0 |  | 0 |  | 0 |  | 0
| 0 |  | 0 |  | 0 |  | 0 |  | 0 |  | 0 |  | 0 |  | 0 |  | 0 |  | 0 |  | 0 |  | 0 |  | -0.00010167 |  | #VALUE! |  | 0 |  | 0 |  | 0 |  | 0 |  | 0 |  | 0
| 0 |  | 0 |  | 0 |  | 0 |  | 0 |  | 0 |  | 0 |  | 0 |  | 0 |  | 0 |  | 0 |  | 0 |  | -8.9427e-05 |  | #VALUE! |  | 0 |  | 0 |  | 0 |  | 0 |  | 0 |  | 0
| 0 |  | 0 |  | 0 |  | 0 |  | 0 |  | 0 |  | 0 |  | 0 |  | 0 |  | 0 |  | 0 |  | 0 |  | -3.688e-05 |  | #VALUE! |  | 0 |  | 0 |  | 0 |  | 0 |  | 0 |  | 0
| 0 |  | 0 |  | 0 |  | 0 |  | 0 |  | 0 |  | 0 |  | 0 |  | 0 |  | 0 |  | 0 |  | 0 |  | -2.3721e-05 |  | #VALUE! |  | 0 |  | 0 |  | 0 |  | 0 |  | 0 |  | 0
| 0 |  | 0 |  | 0 |  | 0 |  | 0 |  | 0 |  | 0 |  | 0 |  | 0 |  | 0 |  | 0 |  | 0 |  | -4.6909e-05 |  | #VALUE! |  | 0 |  | 5.3165e-06 |  | 0 |  | 0 |  | 0 |  | 0